## ESTIMATES (English)
Input data |  |  |  |  | Site Installation | Transformer station |  |  |  | Earthing system | Low Voltage General Panels |  |  | Low Voltage Auxiliart Panels |  |  | Inverters, backup power |  |  | Capacitors |  |  | Cable trays |  | Normal lighting |  | Appliances |  |  |  | Emergency lighting |  | Lightning protection | Other expenses | Distribution |  | number of hours (labour in hours) | [5 empty] | Vehicles |  | Side costs |  |  |  | Totals
Description of project | Kind of project | Type of project | Building area in square meters | Year of project | Full cost | Full cost | Power of transformers (KVA) | Number of transformers | Cost of one transformer | Full cost | Full cost | Cost of panels alone | Number of panels | Full cost | Cost of panels alone | Number of panels | Full cost | Cost of inverters alone | Number of inverters | Full cost | Cost capacitors alone | Number of capacitors | Full cost | Total length in meters | Total cost | Number of fixtures | Full cost | Number of switches, push buttons… | Number of sockets < 32 amperes | Number of sockets > 32 amperes | Full cost | Number of fixtures | Full cost | Full cost | Material (%) | Labour (%) | construction labour force (company) | construction labour force (temporary employees) | Labour force for execution studies | labour force cost estimation | labour force price business manager | labour force foreman | Vehicles foreman and business manager | construction site vehicles | Tooling costs | Specific costs | Proportional costs | Total costs | Total dry cost | Total cost | Margin (%) | Selling Price to customer
DATA CENTERS #1 | TERTIARY | DATA CENTERS | 3200 | 2008 | 51040 | 106387 | 1250 | 4 | 13720 | 2377 | 516258 | 418417 | 8 | 617959 | 185909 | 61 | 243367 | 58750 | 4 | 7233 | 3660 | 2 | 34475 | 1495 | 24694 | 332 | 4967 | 65 | 82 | 0 | 8858 | 69 | 13927 | 256025 | 91% | 9% | 2700 | 6000 | 640 | 32 | 800 | 660 | 1030 | 480 | 10006 | 43898 | 127181.3 | 181085.3 | 2040413.55 | 2223278.85 | 12.59% | 2543626
DATA CENTERS #2 | TERTIARY | DATA CENTERS | 11209.475 | 2015 | 199061.7611 | 361934.9488 | 2500 | 6 | 19389.0273 | 8813.7886 | 1806302.2041 | 1572209.0797 | 26 | 2070738.2467 | 615025.834 | 200 | 849112.8893 | 181442.1146 | 9 | 20230.6141 | 12564.7058 | 4 | 85591.4752 | 4396.2444 | 95992.964 | 811.1964 | 18678.589 | 173.5748 | 271.6115 | 0 | 25272.5695 | 213.6288 | 0 | 1022435.3286 | 95.48% | 4.518% | 8754.4473 | 14035.1452 | 1685.0996 | 105.3435 | 1709.7872 | 1944.7518 | 3109.8444 | 1342.6846 | 28513.9004 | 135951.5205 | 416128.9801 | 580594.401 | 7070527.837 | 7656327.4734 | 2.884% | 7883721.998
DATA CENTERS #3 | TERTIARY | DATA CENTERS | 15733.0128 | 2014 | 231891.5975 | 458567.338 | 2500 | 6 | 17758.608 | 9627.5 | 1823203.9974 | 1526416.5053 | 26 | 3320252.3783 | 716000.0241 | 206 | 884403.4221 | 267566.4616 | 14 | 33876.7844 | 19662.763 | 6 | 175739.2808 | 6478.852 | 110563.013 | 1421.5173 | 22949.7318 | 197.4282 | 275.914 | 0 | 33168.1728 | 281.1695 | 0 | 1093641.3096 | 95.92% | 4.08% | 10075.2602 | 23770.6442 | 2985.9439 | 99.8913 | 3113.4051 | 2109.6623 | 3593.2872 | 2265.908 | 41559.9784 | 238823.6184 | 612875.0135 | 893258.6104 | 8911487.8657 | 9813609.6542 | 7.212% | 10576351.6483
DATA CENTERS #4 | TERTIARY | DATA CENTERS | 12023.1174 | 2008 | 185156.1061 | 327928.8641 | 2500 | 6 | 19457.5001 | 6053.8558 | 1788716.0501 | 1019444.4352 | 25 | 2198118.6637 | 479762.4397 | 151 | 734324.8851 | 174710.8964 | 13 | 26102.7033 | 13372.2912 | 6 | 109563.3162 | 4957.5046 | 71624.4309 | 928.645 | 13833.4652 | 239.0877 | 193.5598 | 0 | 29666.0756 | 251.6043 | 0 | 831527.7768 | 83.6% | 16.4% | 9956.9499 | 20024.2143 | 1843.3771 | 75.6082 | 2189.4758 | 2060.1273 | 3467.2401 | 1785.1601 | 31671.8583 | 131071.295 | 477115.4602 | 639858.6135 | 6814104.5987 | 7458227.2932 | 3.37% | 7718340.3578
DATA CENTERS #5 | TERTIARY | DATA CENTERS | 9471.0125 | 2009 | 97145.7344 | 214308.4143 | 1600 | 6 | 15763.0503 | 5451.7238 | 1173660.3118 | 1077984.4574 | 20 | 1187698.1503 | 407496.0885 | 114 | 712060.0611 | 130206.7162 | 8 | 17081.1354 | 7528.4698 | 4 | 93990.8473 | 4080.2634 | 64006.2671 | 707.7597 | 13718.2339 | 190.5157 | 165.8224 | 0 | 17942.1418 | 193.8304 | 0 | 498795.4692 | 91.48% | 8.523% | 6566.5723 | 12569.1801 | 1549.6735 | 62.4019 | 1827.5427 | 1934.1569 | 1836.4198 | 1068.5263 | 21548.1834 | 113302.6827 | 319736.089 | 454586.955 | 4447628.7703 | 4907343.293 | 9.747% | 5437293.7347
DATA CENTERS #6 | TERTIARY | DATA CENTERS | 16452.3191 | 2018 | 240566.6782 | 628056.1511 | 2500 | 6 | 24199.8705 | 13301.8107 | 2484621.4648 | 2346537.4061 | 25 | 2616187.9212 | 748113.8068 | 261 | 1478271.4739 | 249960.4013 | 13 | 41642.0364 | 18355.6953 | 8 | 160586.5017 | 7072.4515 | 107120.4925 | 1124.7027 | 30671.1903 | 290.242 | 400.7625 | 0 | 35789.875 | 312.8631 | 0 | 1387513.164 | 85.94% | 14.06% | 12969.3601 | 29602.7367 | 2518.1371 | 131.6575 | 3482.4169 | 3227.3309 | 3549.1765 | 1996.3382 | 59901.4084 | 269100.0947 | 466062.129 | 795063.6321 | 10042053.8722 | 10847648.072 | 8.093% | 11802890.9428
DATA CENTERS #7 | TERTIARY | DATA CENTERS | 5097.3276 | 2010 | 71217.9625 | 113159.3147 | 1600 | 4 | 13225.3633 | 3788.1909 | 831116.8593 | 625489.2972 | 10 | 744983.5485 | 251538.0319 | 80 | 400234.0757 | 62522.8694 | 4 | 10138.4508 | 4390.08 | 3 | 57154.527 | 1524.7265 | 33374.314 | 480.4591 | 5859.1504 | 80.3402 | 79.726 | 0 | 9974.0377 | 85.9446 | 0 | 381353.0528 | 85.62% | 14.38% | 2958.0205 | 9341.0332 | 795.6699 | 46.3091 | 855.172 | 638.1666 | 1386.7633 | 693.6739 | 10929.4616 | 72721.0516 | 127909.8702 | 211560.3834 | 2885780.9917 | 3099700.2268 | 8.223% | 3377425.8171
DATA CENTERS #8 | TERTIARY | DATA CENTERS | 11665.6523 | 2015 | 201001.7947 | 303164.3357 | 2500 | 6 | 22038.7142 | 8173.1221 | 1627778.8295 | 1591040.3192 | 24 | 2081438.9214 | 664526.497 | 167 | 899024.4224 | 162660.252 | 12 | 20522.0377 | 10614.6228 | 5 | 120076.5915 | 3912.6468 | 97525.054 | 901.0609 | 17597.0744 | 213.0247 | 181.8567 | 0 | 37674.2241 | 227.504 | 0 | 859712.841 | 89.6% | 10.4% | 7459.958 | 21437.1172 | 2126.2403 | 113.454 | 2613.824 | 2282.7005 | 2783.8071 | 1407.6623 | 42389.0867 | 154317.3923 | 397698.1425 | 594404.6214 | 6800940.2703 | 7402035.1359 | 16.68% | 8883963.4987
DATA CENTERS #9 | TERTIARY | DATA CENTERS | 1834.4592 | 2010 | 20005.5102 | 41166.5442 | 800 | 4 | 5749.2549 | 1380.0085 | 190531.0399 | 208288.4148 | 3 | 280682.1055 | 111316.6809 | 26 | 105965.8069 | 28466.2326 | 2 | 4352.876 | 1791.4285 | 1 | 16785.7738 | 827.0847 | 9731.1835 | 154.0315 | 2812.6552 | 27.9918 | 34.0171 | 0 | 4078.0932 | 39.4414 | 0 | 108894.9802 | 92.33% | 7.665% | 987.1954 | 2439.4423 | 278.4165 | 11.5232 | 404.3859 | 294.876 | 496.1698 | 179.9543 | 5359.3039 | 17221.6409 | 49868.0443 | 72448.9891 | 850413.9918 | 923813.5463 | 11.56% | 1044572.1824
DATA CENTERS #10 | TERTIARY | DATA CENTERS | 6025.1352 | 2019 | 103047.6898 | 255098.5865 | 1600 | 6 | 13988.3288 | 3482.9251 | 872679.4781 | 908977.8866 | 15 | 1074312.7254 | 311486.6772 | 90 | 481025.8697 | 130089.0094 | 7 | 10723.5584 | 7824.3172 | 2 | 52041.2378 | 2193.3034 | 39349.5173 | 475.4311 | 8495.8858 | 94.8059 | 131.9536 | 0 | 12767.0246 | 121.9562 | 0 | 419947.5882 | 95.61% | 4.395% | 4316.7372 | 7866.2478 | 1136.5551 | 49.2998 | 983.3341 | 879.2812 | 1563.305 | 841.9026 | 23189.2341 | 70866.3418 | 210383.9093 | 304439.4852 | 3601626.3719 | 3909158.5486 | 13.87% | 4538671.3374
DATA CENTERS #11 | TERTIARY | DATA CENTERS | 17157.513 | 2020 | 278825.9553 | 595075.8049 | 2500 | 6 | 17862.4117 | 12394.3279 | 2608188.0689 | 2501982.8237 | 39 | 2681580.5877 | 879937.5903 | 225 | 1496975.8658 | 260309.3509 | 15 | 49331.6932 | 21637.9871 | 8 | 183359.6711 | 7104.1207 | 135860.3359 | 1572.1321 | 25859.9718 | 254.1514 | 424.1698 | 0 | 41732.0515 | 251.1505 | 0 | 1141600.8145 | 90.84% | 9.157% | 8864.3309 | 22286.325 | 2751.0529 | 111.0539 | 3203.7107 | 3139.0447 | 4251.507 | 1683.8018 | 68708.0311 | 261035.0372 | 618852.3941 | 948595.4624 | 10067999.4348 | 11024637.5707 | 10.45% | 12310648.2941
DATA CENTERS #12 | TERTIARY | DATA CENTERS | 8352.8012 | 2021 | 174708.6226 | 278325.1024 | 1600 | 6 | 15703.3627 | 6055.7044 | 1648868.1944 | 1370499.717 | 15 | 2119639.9312 | 563444.7893 | 105 | 520628.8218 | 162730.1435 | 10 | 16818.0164 | 12541.5507 | 3 | 74816.0026 | 3279.9467 | 74748.9366 | 573.188 | 11872.6251 | 112.2015 | 135.1715 | 0 | 24031.6257 | 157.9336 | 0 | 675768.4046 | 89.55% | 10.45% | 6547.5801 | 14283.7958 | 1301.7468 | 61.5016 | 1559.4134 | 1086.8898 | 1962.3416 | 768.3543 | 33830.536 | 134013.9394 | 315974.2188 | 483818.6942 | 6089442.4411 | 6578603.6637 | 14.35% | 7680745.9596
DATA CENTERS #13 | TERTIARY | DATA CENTERS | 13041.9556 | 2018 | 162246.3082 | 462185.6585 | 2500 | 6 | 18330.374 | 9369.1254 | 2001782.2129 | 1580160.524 | 29 | 2730850.3229 | 728398.3056 | 149 | 1099320.0758 | 184749.5754 | 10 | 24511.967 | 12153.2946 | 6 | 145054.8595 | 4320.9143 | 122080.8665 | 933.0833 | 20850.2885 | 202.1916 | 331.0154 | 0 | 36072.8975 | 277.2093 | 0 | 1093931.4523 | 87.5% | 12.5% | 10176.1103 | 22734.2571 | 1963.3811 | 85.8022 | 2690.9862 | 2134.5979 | 3664.8 | 1506.7713 | 33873.3715 | 204308.8027 | 518206.5369 | 756388.7111 | 8561027.8986 | 9324338.3038 | 17.65% | 11322134.9894
DATA CENTERS #14 | TERTIARY | DATA CENTERS | 5229.9963 | 2009 | 76223.1174 | 126540.9785 | 1600 | 4 | 12992.4353 | 3556.7013 | 741554.7526 | 589640.7732 | 13 | 852898.5868 | 216913.4379 | 74 | 323164.9104 | 97164.3683 | 6 | 8065.0186 | 5992.2798 | 2 | 54815.0171 | 2302.2177 | 30157.5969 | 377.4954 | 6821.4365 | 73.727 | 102.6058 | 0 | 13408.0249 | 81.2607 | 0 | 364124.4357 | 88.46% | 11.54% | 3544.5529 | 9488.5989 | 834.716 | 42.6129 | 821.2352 | 657.263 | 1248.8249 | 751.7545 | 11798.6099 | 70296.4053 | 154825.336 | 236920.3512 | 2820079.7756 | 3059364.7975 | 8.633% | 3348449.4978
DATA CENTERS #15 | TERTIARY | DATA CENTERS | 7545.472 | 2020 | 103180.4399 | 242492.1063 | 1600 | 6 | 14494.7851 | 5152.6797 | 1202616.3964 | 1205177.1931 | 19 | 1707158.6349 | 450790.509 | 99 | 452938.5003 | 160371.9293 | 8 | 15573.5588 | 7911.5603 | 3 | 96606.5957 | 3063.6709 | 71172.6107 | 699.4924 | 13192.2137 | 126.2759 | 116.8284 | 0 | 20145.4247 | 107.6521 | 0 | 759987.5934 | 89.45% | 10.55% | 4240.3754 | 11217.6514 | 980.1386 | 67.3967 | 1166.6837 | 1085.7449 | 2310.125 | 1093.2187 | 29062.5704 | 81339.9827 | 180696.0848 | 291098.6379 | 5045543.6553 | 5341302.6574 | 13.68% | 6187498.3204
DATA CENTERS #16 | TERTIARY | DATA CENTERS | 15700.5734 | 2023 | 220594.9924 | 655034.3368 | 2500 | 6 | 22059.4151 | 12498.9752 | 2879872.7538 | 2181835.3983 | 24 | 2886624.8596 | 842414.9095 | 279 | 1550041.0103 | 360622.2952 | 12 | 47895.951 | 18064.1885 | 6 | 155669.811 | 6068.68 | 137043.481 | 1379.1074 | 24431.2815 | 205.8284 | 301.6049 | 0 | 53896.6737 | 220.7203 | 0 | 1589052.5313 | 91.96% | 8.042% | 10564.2432 | 23213.0814 | 1913.7735 | 108.6308 | 2760.3141 | 2010.0165 | 4349.451 | 1957.669 | 59779.8894 | 243202.8411 | 590465.8934 | 893448.6238 | 11053872.7243 | 11959179.7926 | 4.734% | 12553515.3192
DATA CENTERS #17 | TERTIARY | DATA CENTERS | 17171.3443 | 2017 | 266802.7506 | 545828.3988 | 2500 | 6 | 21383.5004 | 11285.372 | 2118525.9668 | 1817187.3251 | 28 | 3164878.464 | 1043547.0662 | 317 | 1581271.7087 | 385714.8755 | 20 | 32920.0597 | 19475.9714 | 10 | 169286.2023 | 7322.0332 | 107600.9191 | 1534.3204 | 27394.3322 | 231.3127 | 348.486 | 0 | 46075.4247 | 244.926 | 0 | 1565572.2639 | 95.77% | 4.231% | 13696.9572 | 30814.0681 | 2298.0991 | 118.7047 | 2796.9607 | 2827.4282 | 3569.3905 | 2456.5545 | 49039.6654 | 273343.8764 | 410230.251 | 732613.7928 | 10469954.1265 | 11214127.397 | 1.934% | 11435230.0214
DATA CENTERS #18 | TERTIARY | DATA CENTERS | 12615.4632 | 2013 | 175430.1607 | 403559.2241 | 2500 | 6 | 24251.0147 | 9014.0204 | 1405415.2377 | 1551209.5905 | 21 | 2492876.4167 | 752317.7992 | 166 | 722531.3669 | 254453.2662 | 15 | 25579.3445 | 15264.9706 | 6 | 98958.7167 | 4113.5046 | 107601.8284 | 1140.2606 | 19048.0592 | 248.9384 | 216.2871 | 0 | 31378.8454 | 201.3898 | 0 | 1031136.8357 | 86.39% | 13.61% | 9822.1856 | 14859.8667 | 2269.1323 | 100.8464 | 3063.4557 | 2039.0022 | 2644.7915 | 1741.2335 | 39882.1755 | 123399.7834 | 478804.8947 | 642086.8536 | 7025677.4893 | 7673073.7461 | 8.832% | 8416370.0913
DATA CENTERS #19 | TERTIARY | DATA CENTERS | 9017.1565 | 2010 | 112751.2253 | 229289.0568 | 1600 | 6 | 11324.1675 | 6166.9119 | 1400049.4807 | 934102.5824 | 17 | 1266166.3274 | 389082.2082 | 169 | 622818.7992 | 164152.8191 | 9 | 14578.1405 | 8400.7524 | 5 | 95153.6588 | 2581.7141 | 46443.0436 | 595.9035 | 12806.9285 | 158.2213 | 150.5971 | 0 | 15876.4839 | 134.1592 | 0 | 588697.7652 | 88.92% | 11.08% | 5749.226 | 13402.3451 | 1513.04 | 76.8344 | 1839.0883 | 1785.5868 | 2017.7144 | 1170.5334 | 19165.0828 | 107789.7574 | 263704.9441 | 390659.7842 | 4768839.0377 | 5163497.6245 | 5.664% | 5473530.2552
DATA CENTERS #20 | TERTIARY | DATA CENTERS | 15745.875 | 2020 | 296347.9964 | 570733.1055 | 2500 | 6 | 17584.6851 | 11705.2655 | 2006308.9409 | 1863114.4542 | 28 | 3208160.1743 | 839299.9845 | 205 | 1286840.6018 | 325917.2586 | 17 | 33612.9814 | 18570.2547 | 7 | 191821.006 | 6211.812 | 100915.6104 | 1278.7071 | 23514.3017 | 195.3016 | 287.7212 | 0 | 55835.9193 | 252.3606 | 0 | 1488992.8435 | 91.12% | 8.884% | 11084.399 | 22779.1025 | 1906.4713 | 136.1074 | 2763.4269 | 2659.1489 | 3203.6074 | 1994.3308 | 44096.0414 | 240109.6377 | 566514.2282 | 850719.9074 | 10044198.3367 | 10901826.996 | 2.774% | 11212817.4237
DATA CENTERS #21 | TERTIARY | DATA CENTERS | 12941.7125 | 2010 | 150498.1574 | 411362.252 | 2500 | 6 | 21836.8498 | 9534.7231 | 1876402.0807 | 1508230.302 | 29 | 2520815.045 | 735245.7556 | 221 | 925687.1981 | 241953.7676 | 10 | 23123.1447 | 13932.4297 | 7 | 105324.0416 | 5319.1946 | 82800.5265 | 1261.8589 | 16661.5431 | 224.167 | 202.7328 | 0 | 24562.841 | 246.1925 | 0 | 671115.1427 | 96.01% | 3.993% | 10387.1669 | 18904.0499 | 1748.0245 | 105.8853 | 2313.9031 | 2217.7897 | 2967.9694 | 1216.4332 | 41930.3334 | 178847.996 | 488088.8319 | 708867.1614 | 7398151.8433 | 8114212.8779 | 14.71% | 9513930.3399
DATA CENTERS #22 | TERTIARY | DATA CENTERS | 2663.6804 | 2022 | 35776.9891 | 89570.8605 | 800 | 6 | 6540.477 | 2354.5612 | 353566.903 | 345580.0679 | 4 | 686817.7108 | 161989.872 | 32 | 202058.4097 | 44898.6995 | 2 | 6953.9111 | 2539.122 | 1 | 26425.5397 | 760.6466 | 20116.0301 | 194.502 | 4736.5698 | 44.0891 | 51.9647 | 0 | 8907.0944 | 43.422 | 0 | 230365.3056 | 90.89% | 9.112% | 1829.495 | 3507.9962 | 355.3183 | 16.6679 | 643.3473 | 426.7345 | 692.0323 | 348.3768 | 10667.1156 | 39244.0002 | 73427.3509 | 123338.4667 | 1804728.0481 | 1929294.1313 | 2.328% | 1975271.9738
DATA CENTERS #23 | TERTIARY | DATA CENTERS | 8177.8002 | 2021 | 151848.0846 | 340522.6443 | 1600 | 6 | 14766.5832 | 6274.8695 | 1181967.9591 | 1362086.4091 | 15 | 1600009.475 | 465695.0878 | 128 | 811029.4749 | 119993.504 | 8 | 18929.4495 | 11260.8723 | 4 | 86061.2035 | 2729.2089 | 69557.2102 | 828.8492 | 14726.6134 | 126.3223 | 201.7493 | 0 | 27804.4312 | 167.4077 | 0 | 677860.4014 | 91.39% | 8.61% | 4691.1834 | 11510.7511 | 1169.0471 | 56.1163 | 1499.7562 | 1276.3249 | 2455.5384 | 1046.5246 | 29064.3575 | 129361.2649 | 322301.3374 | 480726.9598 | 5408363.1451 | 5894894.7086 | 9.885% | 6541542.1189
DATA CENTERS #24 | TERTIARY | DATA CENTERS | 16826.0786 | 2012 | 256895.0183 | 559868.2569 | 2500 | 6 | 21424.9343 | 10882.2176 | 1803662.3701 | 1723368.9875 | 35 | 2321516.8146 | 956663.7178 | 251 | 1281756.4357 | 237227.4128 | 15 | 31472.5458 | 16069.3538 | 10 | 123560.6831 | 7128.9179 | 111882.9423 | 1585.7868 | 19688.5388 | 252.5341 | 315.3667 | 0 | 44523.7304 | 251.9024 | 0 | 1175895.3187 | 86.19% | 13.81% | 13642.2533 | 24002.0056 | 2619.3798 | 164.2742 | 4203.1778 | 2874.156 | 3887.9388 | 1718.389 | 44473.4637 | 229561.821 | 503622.5295 | 777657.8142 | 8423610.4383 | 9208114.2273 | 13.4% | 10633206.5485
DATA CENTERS #25 | TERTIARY | DATA CENTERS | 4479.3363 | 2014 | 64902.7185 | 117544.157 | 1000 | 6 | 7591.2662 | 2484.9828 | 594748.2087 | 438302.8999 | 9 | 841592.3048 | 262381.0986 | 60 | 366252.4291 | 70365.3189 | 4 | 8416.956 | 5320.2526 | 2 | 40499.3079 | 1430.6338 | 30982.6359 | 374.1704 | 5724.6906 | 55.8165 | 90.8768 | 0 | 10794.5496 | 63.6569 | 0 | 295748.7614 | 92.71% | 7.289% | 2923.7009 | 5411.8903 | 605.6817 | 37.42 | 691.6398 | 789.5259 | 1117.6129 | 470.3813 | 14877.413 | 57603.9605 | 151840.1205 | 224321.4939 | 2576802.4252 | 2803048.3911 | 4.087% | 2922504.5839
DATA CENTERS #26 | TERTIARY | DATA CENTERS | 3388.3224 | 2013 | 59056.7796 | 111163.2349 | 1000 | 6 | 8374.7991 | 2249.0522 | 585653.297 | 442602.7785 | 6 | 645262.0426 | 184666.5048 | 43 | 196708.8365 | 60915.8649 | 4 | 6484.6289 | 3815.2894 | 2 | 28324.8056 | 1417.7536 | 19030.1808 | 276.7482 | 3658.6105 | 61.021 | 84.1867 | 0 | 7722.1737 | 56.6814 | 0 | 275954.0134 | 91.16% | 8.844% | 2849.8202 | 4661.3119 | 539.6286 | 30.4057 | 700.6662 | 672.5112 | 993.1028 | 399.6573 | 9398.3697 | 45577.8363 | 125419.3895 | 180395.5956 | 2098232.3699 | 2280700.6465 | 4.928% | 2398931.5692
DATA CENTERS #27 | TERTIARY | DATA CENTERS | 8531.1006 | 2019 | 165376.2131 | 296691.5678 | 1600 | 6 | 11554.2888 | 7713.3654 | 1440709.9706 | 1252014.3646 | 15 | 1459582.4284 | 557382.3538 | 106 | 763828.8963 | 158488.1148 | 9 | 15947.102 | 7788.6453 | 4 | 93202.2014 | 2744.7319 | 53921.8421 | 624.7512 | 15769.118 | 169.0832 | 206.4406 | 0 | 20905.8404 | 147.2312 | 0 | 624327.826 | 86.93% | 13.07% | 6430.9552 | 15310.2724 | 1676.0462 | 68.3308 | 1322.2138 | 1195.3657 | 1688.4788 | 1141.2868 | 33742.328 | 117469.8962 | 249937.3184 | 401149.5426 | 5369516.5037 | 5775302.6922 | 2.51% | 5923970.2821
DATA CENTERS #28 | TERTIARY | DATA CENTERS | 3833.3703 | 2010 | 59418.1688 | 83967.1017 | 1000 | 4 | 9390.2058 | 1858.6491 | 397062.5228 | 437567.0727 | 6 | 553867.8459 | 189453.1169 | 71 | 241530.7703 | 51549.223 | 4 | 5995.6368 | 2897.5507 | 2 | 31592.1809 | 1122.9809 | 29950.1201 | 370.0173 | 3905.7969 | 53.7624 | 76.1445 | 0 | 10415.356 | 49.7637 | 0 | 212350.6408 | 92.64% | 7.357% | 2747.4161 | 5032.1373 | 686.8682 | 34.9925 | 840.7843 | 595.6242 | 912.382 | 567.4357 | 11365.6901 | 36327.7804 | 105745.18 | 153438.6505 | 1765457.6608 | 1920676.2992 | 1.557% | 1951052.9616
DATA CENTERS #29 | TERTIARY | DATA CENTERS | 2179.0954 | 2022 | 33596.6164 | 84722.2387 | 800 | 6 | 6076.2109 | 1477.212 | 347903.4503 | 366492.0207 | 4 | 546764.0567 | 127889.8008 | 36 | 148518.8436 | 52540.8803 | 2 | 5019.0357 | 3204.1777 | 1 | 21702.9669 | 729.9963 | 19875.1777 | 156.0344 | 2985.2939 | 31.7013 | 53.375 | 0 | 5780.028 | 40.4154 | 0 | 207721.7051 | 87.54% | 12.46% | 1248.5924 | 3524.447 | 295.714 | 14.3569 | 437.2059 | 438.4344 | 608.6611 | 199.9155 | 8727.119 | 31135.0608 | 56919.5057 | 96781.6855 | 1540775.8533 | 1639034.3088 | 10.38% | 1828897.2533
DATA CENTERS #30 | TERTIARY | DATA CENTERS | 6530.621 | 2016 | 104747.8463 | 182403.0283 | 1600 | 6 | 13775.186 | 4902.2939 | 1092980.9852 | 761612.4566 | 16 | 1066120.1149 | 330171.8192 | 77 | 593899.8132 | 107117.8575 | 6 | 12111.3332 | 7830.9437 | 4 | 76734.9411 | 2627.239 | 43539.6383 | 645.2333 | 8880.3691 | 120.6267 | 143.4764 | 0 | 20425.7309 | 137.3151 | 0 | 572398.5036 | 94.73% | 5.271% | 3497.6907 | 11501.7745 | 917.2938 | 43.8039 | 1058.8078 | 1165.8483 | 1798.428 | 855.7381 | 20723.5099 | 77819.3834 | 229713.0116 | 328255.9049 | 4074827.3592 | 4406183.734 | 7.185% | 4747252.6194
DATA CENTERS #31 | TERTIARY | DATA CENTERS | 5807.1869 | 2012 | 100625.9335 | 152323.1079 | 1600 | 6 | 14463.4094 | 3592.3611 | 786886.5391 | 832778.8302 | 12 | 801802.2827 | 344445.4425 | 72 | 377480.3349 | 75982.3005 | 5 | 11606.7933 | 5976.1903 | 4 | 63455.0693 | 1672.7129 | 43080.9381 | 519.7671 | 8923.0265 | 71.3682 | 123.2237 | 0 | 12828.0622 | 87.0849 | 0 | 386798.4044 | 92.78% | 7.218% | 3925.2837 | 8877.3102 | 763.302 | 52.3014 | 1321.9831 | 897.8511 | 1712.8657 | 807.9482 | 16434.1599 | 77539.3892 | 206079.7762 | 300053.3253 | 2988019.5877 | 3290429.4516 | 14.73% | 3858950.1982
DATA CENTERS #32 | TERTIARY | DATA CENTERS | 4328.7671 | 2018 | 54408.5247 | 113862.0552 | 1000 | 6 | 7966.7602 | 3670.3961 | 675905.1639 | 615195.2691 | 10 | 699818.8886 | 241293.098 | 53 | 400304.6345 | 82391.72 | 4 | 10722.2758 | 5900.0725 | 2 | 45669.2859 | 1710.8665 | 29109.1068 | 357.629 | 5733.4589 | 65.6461 | 77.8911 | 0 | 14272.3663 | 82.5865 | 0 | 369910.6814 | 88.58% | 11.42% | 3599.2879 | 5842.5108 | 794.8167 | 31.9451 | 1056.548 | 859.1902 | 1299.8311 | 418.1655 | 15307.3063 | 71438.041 | 134106.4659 | 220851.8131 | 2637935.3489 | 2860974.3565 | 3.57% | 2966894.8618
DATA CENTERS #33 | TERTIARY | DATA CENTERS | 8515.5385 | 2016 | 137670.443 | 243738.9338 | 1600 | 6 | 14219.0328 | 6430.9893 | 1428998.4809 | 893986.8365 | 21 | 1797750.7797 | 442130.0468 | 133 | 654216.159 | 176382.0538 | 7 | 19446.6384 | 10389.017 | 4 | 98226.5084 | 3296.3442 | 75550.8038 | 696.5362 | 12255.2564 | 136.2639 | 144.96 | 0 | 25287.9081 | 169.4312 | 0 | 504013.0645 | 85.5% | 14.5% | 6956.8734 | 14658.847 | 1433.8993 | 77.5521 | 1996.9185 | 1117.959 | 2292.1259 | 1119.6583 | 20424.3508 | 133158.9998 | 234868.9985 | 388452.3491 | 5418841.2863 | 5810925.5443 | 1.952% | 5926628.9505
DATA CENTERS #34 | TERTIARY | DATA CENTERS | 7675.5852 | 2013 | 104041.7063 | 220330.239 | 1600 | 6 | 15094.7864 | 5463.468 | 1091044.487 | 1081076.6987 | 12 | 1016614.6132 | 380540.6934 | 98 | 475218.8077 | 151976.1329 | 8 | 14957.1372 | 8770.5689 | 3 | 77983.0728 | 3288.0706 | 48719.4322 | 586.1309 | 8983.2593 | 114.0017 | 154.9657 | 0 | 15087.2326 | 155.4491 | 0 | 653470.8319 | 84.12% | 15.88% | 4636.6711 | 11740.6469 | 1526.4432 | 71.1532 | 1826.9223 | 1030.9145 | 1520.5763 | 967.1013 | 26719.6975 | 117976.0865 | 281555.4691 | 426251.2531 | 4075151.939 | 4505890.2057 | 4.037% | 4695425.3803
DATA CENTERS #35 | TERTIARY | DATA CENTERS | 2784.3767 | 2010 | 39937.2066 | 79709.4571 | 800 | 6 | 6600.9755 | 1370.949 | 323499.6196 | 289062.6761 | 6 | 344471.8915 | 158292.2279 | 35 | 160974.0884 | 39631.9857 | 3 | 5802.9197 | 2246.0932 | 1 | 28228.2189 | 1116.182 | 21552.8802 | 226.9916 | 2741.5249 | 34.3333 | 67.6141 | 0 | 5808.3887 | 49.9957 | 0 | 206066.6768 | 89.56% | 10.44% | 1747.4736 | 4048.861 | 362.7909 | 25.6716 | 572.3627 | 542.8921 | 580.0155 | 296.2348 | 8662.7446 | 34741.2515 | 71044.1249 | 114448.1209 | 1328003.0817 | 1443648.2248 | 15.15% | 1701318.4279
DATA CENTERS #36 | TERTIARY | DATA CENTERS | 16196.8814 | 2022 | 315113.1693 | 516091.5806 | 2500 | 6 | 18249.9762 | 14639.6568 | 3456666.0905 | 2013996.7306 | 34 | 4090656.0224 | 1010048.8777 | 211 | 1510111.5613 | 334250.4115 | 16 | 49051.0428 | 15998.4578 | 8 | 162393.7857 | 6077.5139 | 145108.536 | 1334.7225 | 32847.2634 | 255.2682 | 314.6735 | 0 | 49673.941 | 286.4873 | 0 | 1381032.3089 | 93.34% | 6.662% | 12918.3599 | 20831.3665 | 2132.6465 | 126.528 | 3056.6157 | 2765.1083 | 4424.8017 | 2301.8356 | 60234.9128 | 239342.6478 | 558797.5581 | 858375.1187 | 12635253.9235 | 13504241.6882 | 9.558% | 14931300.7619
DATA CENTERS #37 | TERTIARY | DATA CENTERS | 5438.4605 | 2023 | 102988.386 | 159972.7305 | 1600 | 6 | 14217.9425 | 5322.9191 | 790509.3105 | 647242.8613 | 10 | 1267843.6219 | 400652.9274 | 96 | 553046.554 | 98041.8009 | 6 | 11256.4093 | 6476.958 | 3 | 66202.5117 | 1996.8455 | 57228.5379 | 514.6943 | 7431.04 | 93.2492 | 136.7621 | 0 | 16095.4941 | 73.9865 | 0 | 440599.082 | 92.79% | 7.209% | 4160.5732 | 9237.0096 | 971.7047 | 41.4233 | 1323.019 | 756.8993 | 1215.0134 | 750.9463 | 22897.9876 | 96339.0295 | 162307.744 | 281544.7611 | 3781981.3005 | 4067679.4005 | 4.933% | 4278743.5619
DATA CENTERS #38 | TERTIARY | DATA CENTERS | 6239.7146 | 2017 | 116615.8795 | 163750.0523 | 1600 | 6 | 12310.5667 | 4954.4494 | 1145636.6137 | 891664.5921 | 11 | 1086666.1102 | 315328.0607 | 86 | 487638.1147 | 107521.5766 | 5 | 16548.2913 | 6014.1118 | 4 | 50856.214 | 2137.9218 | 35430.0955 | 518.6149 | 9719.696 | 77.8831 | 139.4134 | 0 | 12902.5557 | 101.7733 | 0 | 440185.5756 | 94.76% | 5.236% | 5142.4054 | 10922.434 | 928.1929 | 46.6815 | 1035.773 | 1285.5234 | 1986.63 | 895.633 | 18257.3854 | 100513.3294 | 177340.9023 | 296111.6172 | 3878000.5647 | 4177771.6904 | 14.27% | 4872936.772
DATA CENTERS #39 | TERTIARY | DATA CENTERS | 10633.2243 | 2013 | 190513.4095 | 301532.834 | 2500 | 6 | 19590.0876 | 5893.4695 | 1716218.6315 | 994326.893 | 23 | 1851084.18 | 445198.6055 | 144 | 596188.7482 | 178440.3614 | 13 | 16402.4002 | 9655.906 | 4 | 105056.8601 | 4377.7164 | 57219.6286 | 970.023 | 13168.7517 | 177.185 | 194.728 | 0 | 27481.3469 | 144.1887 | 0 | 908758.8681 | 90.19% | 9.814% | 5529.4299 | 13947.3429 | 1967.8731 | 105.9138 | 2602.8435 | 1507.4678 | 2880.7749 | 1081.8942 | 23171.4398 | 106878.1973 | 406581.1755 | 536630.8126 | 6222507.9151 | 6765767.9767 | 3.929% | 7042486.1151
DATA CENTERS #40 | TERTIARY | DATA CENTERS | 4681.8742 | 2008 | 62838.3919 | 100746.8241 | 1000 | 6 | 7528.4653 | 3133.4179 | 742545.2704 | 538621.1064 | 12 | 634699.9693 | 270397.2665 | 68 | 346504.8717 | 75348.5079 | 5 | 6870.2811 | 3862.6003 | 2 | 38912.2071 | 2044.3025 | 34370.534 | 351.7366 | 7220.8932 | 67.0135 | 94.8666 | 0 | 11339.0104 | 64.2748 | 0 | 244111.4351 | 84.19% | 15.81% | 3247.4726 | 6894.6572 | 562.72 | 33.2381 | 731.608 | 854.6578 | 1083.9323 | 557.9905 | 8993.2824 | 38572.5873 | 142656.1395 | 190222.0092 | 2397510.674 | 2590217.2065 | 4.444% | 2710675.2744
DATA CENTERS #41 | TERTIARY | DATA CENTERS | 9704.5807 | 2011 | 119623.1812 | 342087.6594 | 1600 | 6 | 11758.2922 | 5990.4062 | 1643763.2874 | 1001191.8482 | 23 | 1702896.5529 | 458105.1338 | 159 | 650335.4369 | 129707.1759 | 10 | 14247.0037 | 10177.3946 | 6 | 95485.0416 | 4185.8102 | 55061.4332 | 943.835 | 14827.8519 | 153.5156 | 242.6436 | 0 | 20454.4627 | 192.073 | 0 | 671914.4685 | 87.95% | 12.05% | 5132.5308 | 14765.8518 | 1928.4326 | 87.5081 | 1547.6486 | 1389.268 | 2703.7618 | 1071.8009 | 30010.1213 | 135745.5857 | 323671.4384 | 489427.1454 | 5782005.5045 | 6275662.0665 | 13.62% | 7265328.1218
DATA CENTERS #42 | TERTIARY | DATA CENTERS | 4997.5221 | 2011 | 67094.3164 | 163895.9112 | 1000 | 6 | 9644.9996 | 3774.6363 | 599385.2481 | 533059.6812 | 8 | 936463.5491 | 216123.2683 | 60 | 355748.1597 | 83060.4724 | 5 | 10214.384 | 4129.2848 | 2 | 55911.8399 | 1700.6323 | 38207.8548 | 493.298 | 6605.4006 | 62.9641 | 100.8339 | 0 | 12638.1738 | 68.9875 | 0 | 379007.4758 | 87.72% | 12.28% | 2568.4824 | 8035.6632 | 894.5796 | 37.6382 | 838.3372 | 662.6981 | 1593.379 | 660.9014 | 16664.1043 | 55239.1821 | 163197.2104 | 235100.4968 | 2837856.324 | 3074826.8934 | 11.53% | 3475610.5199
DATA CENTERS #43 | TERTIARY | DATA CENTERS | 14167.3358 | 2014 | 208807.5754 | 432512.7404 | 2500 | 6 | 24865.3315 | 9056.0882 | 1911261.9869 | 1358879.8775 | 22 | 2141514.5694 | 853423.4665 | 216 | 1124674.9517 | 223944.8473 | 12 | 28109.3826 | 11587.6479 | 7 | 149592.7914 | 3979.983 | 124089.1898 | 1157.843 | 20256.0582 | 173.0788 | 242.4215 | 0 | 29550.4456 | 208.401 | 0 | 1274322.472 | 92.47% | 7.532% | 7338.6027 | 21747.3734 | 2249.829 | 109.5967 | 3130.9445 | 2028.7702 | 4004.7109 | 1483.2492 | 47706.2193 | 210374.7795 | 434168.8591 | 692249.858 | 8104517.2453 | 8803525.7055 | 9.989% | 9780524.0994
DATA CENTERS #44 | TERTIARY | DATA CENTERS | 7781.0614 | 2015 | 90545.9362 | 184513.2879 | 1600 | 6 | 11694.037 | 4595.1162 | 1255115.8162 | 968983.6878 | 14 | 1265823.5625 | 339719.9052 | 120 | 582368.7039 | 101976.2473 | 7 | 17276.4346 | 9058.8572 | 4 | 92754.8914 | 3128.2973 | 50480.9341 | 517.2536 | 12914.3275 | 112.2656 | 133.3024 | 0 | 16019.7597 | 135.8536 | 0 | 534667.8287 | 94.51% | 5.489% | 5704.124 | 12948.719 | 1046.8565 | 69.7489 | 1605.2497 | 1319.131 | 2029.3351 | 761.7168 | 24463.5328 | 100751.4227 | 297341.6168 | 422556.5723 | 4448259.2226 | 4874961.5953 | 3.681% | 5061248.2305
DATA CENTERS #45 | TERTIARY | DATA CENTERS | 1896.3917 | 2013 | 30990.0111 | 64151.6522 | 800 | 4 | 7453.4376 | 1199.0869 | 272164.9228 | 180528.7735 | 3 | 361750.6781 | 101531.1928 | 35 | 108099.5251 | 32852.1227 | 2 | 4463.0371 | 1711.5566 | 1 | 15865.8802 | 775.3663 | 14243.345 | 188.94 | 2899.0944 | 32.3141 | 37.3674 | 0 | 5065.0086 | 39.2838 | 0 | 159958.4085 | 92.6% | 7.405% | 1569.1267 | 2289.9623 | 286.509 | 14.2908 | 358.0851 | 344.0495 | 461.6095 | 275.3939 | 5099.2422 | 23630.2816 | 54620.4527 | 83349.9765 | 1123978.4787 | 1208203.9755 | 12.92% | 1387490.556
DATA CENTERS #46 | TERTIARY | DATA CENTERS | 12295.0275 | 2017 | 201205.7229 | 338781.1119 | 2500 | 6 | 22475.6184 | 6816.5967 | 1649445.6945 | 1880539.3778 | 28 | 2771804.2663 | 774972.3902 | 170 | 843679.4005 | 268678.0941 | 14 | 32164.7848 | 12996.0339 | 5 | 155240.6255 | 4010.4755 | 111961.1749 | 821.3998 | 22297.2059 | 214.2612 | 244.4826 | 0 | 25487.982 | 262.1003 | 0 | 866905.6073 | 89.38% | 10.62% | 7714.4002 | 22991.8544 | 1759.9912 | 99.9832 | 2044.2616 | 1993.7721 | 3895.2136 | 1192.2225 | 38129.4405 | 154056.4608 | 332661.5642 | 524847.4654 | 7584193.1947 | 8114105.7236 | 17.98% | 9892557.6139
DATA CENTERS #47 | TERTIARY | DATA CENTERS | 13610.6399 | 2012 | 167106.1588 | 342538.5404 | 2500 | 6 | 23240.7307 | 9613.0859 | 1699900.7669 | 1785103.1854 | 21 | 2055763.6753 | 546653.7213 | 232 | 933114.1564 | 192609.6075 | 15 | 20810.9818 | 13382.8426 | 8 | 132936.7078 | 4259.2265 | 83872.3343 | 1265.6552 | 14432.5248 | 214.3478 | 324.9927 | 0 | 27485.2183 | 291.4029 | 0 | 1007429.9641 | 90.26% | 9.738% | 9292.798 | 15729.1882 | 2017.6978 | 134.5207 | 2868.1368 | 2667.2827 | 3164.9626 | 1728.9997 | 41668.1425 | 161310.6866 | 447475.8313 | 650454.6604 | 7041028.6015 | 7699241.8432 | 9.757% | 8531701.2926
DATA CENTERS #48 | TERTIARY | DATA CENTERS | 5874.2717 | 2022 | 82941.2951 | 183222.8389 | 1600 | 6 | 14279.8282 | 4770.9854 | 1156083.048 | 969634.4699 | 11 | 1523219.5411 | 292398.0453 | 78 | 491786.2686 | 112697.8683 | 5 | 16636.417 | 7554.756 | 3 | 63536.5557 | 1896.3238 | 58670.4444 | 410.4918 | 10421.4012 | 95.808 | 112.3865 | 0 | 21220.7561 | 109.2659 | 0 | 407901.3605 | 96.37% | 3.634% | 3423.8913 | 7544.0754 | 997.9042 | 49.2044 | 1200.3284 | 907.7365 | 1784.4389 | 857.462 | 17938.6942 | 98950.4943 | 198113.6745 | 315002.863 | 4347706.2437 | 4666081.6195 | 12.08% | 5307172.0243
DATA CENTERS #49 | TERTIARY | DATA CENTERS | 9629.1028 | 2016 | 136157.7005 | 335280.0793 | 1600 | 6 | 11594.8801 | 7952.9795 | 1231442.7707 | 999833.0738 | 23 | 2140222.0746 | 666896.5929 | 110 | 727757.5948 | 210319.3188 | 11 | 21732.0754 | 11865.9133 | 5 | 97448.7234 | 3374.747 | 72835.286 | 815.3998 | 10857.5552 | 165.0101 | 158.0488 | 0 | 24448.3138 | 159.9648 | 0 | 710439.3164 | 86.7% | 13.3% | 7721.5377 | 15591.4825 | 1375.1095 | 94.084 | 1814.8162 | 1275.5951 | 2197.0829 | 1229.2836 | 30273.0211 | 133695.6084 | 256389.87 | 420358.4995 | 5969835.4825 | 6395208.4854 | 9.661% | 7079104.9876
DATA CENTERS #50 | TERTIARY | DATA CENTERS | 12556.3954 | 2013 | 136096.8185 | 291584.3698 | 2500 | 6 | 23993.6891 | 9386.5075 | 1928603.9158 | 1794829.5122 | 30 | 1949169.5654 | 815037.2459 | 182 | 884677.626 | 208542.4016 | 11 | 24944.5576 | 13458.3985 | 6 | 117348.5539 | 3941.2016 | 100008.7376 | 1034.5289 | 16664.6694 | 250.7962 | 193.4093 | 0 | 32966.078 | 183.3231 | 0 | 723156.0109 | 95.18% | 4.825% | 7785.1411 | 23250.5669 | 1940.5601 | 120.4671 | 2863.343 | 1933.004 | 2576.9791 | 1530.2238 | 27385.6828 | 155927.6195 | 498276.9435 | 681590.2458 | 6723420.9662 | 7410348.5625 | 4.66% | 7772529.061
DATA CENTERS #51 | TERTIARY | DATA CENTERS | 17015.1488 | 2023 | 362689.6231 | 471406.1879 | 2500 | 6 | 23648.198 | 10548.181 | 2297874.9912 | 2060373.8523 | 26 | 3761170.6421 | 1195439.8335 | 292 | 1074265.7235 | 345551.7481 | 19 | 36069.7337 | 18723.9433 | 7 | 218070.6887 | 5182.2178 | 154200.8837 | 1320.2871 | 32566.93 | 281.3035 | 335.2811 | 0 | 53240.3039 | 276.1098 | 0 | 1581392.8085 | 85.38% | 14.62% | 14297.2564 | 29144.6028 | 3158.5959 | 116.2971 | 4125.5431 | 3054.1267 | 4511.6899 | 1942.1989 | 49260.7527 | 303515.9139 | 465134.517 | 817911.1836 | 10935150.305 | 11761216.9865 | 4.027% | 12254741.2535
DATA CENTERS #52 | TERTIARY | DATA CENTERS | 13467.9816 | 2009 | 199662.3628 | 452501.6228 | 2500 | 6 | 18688.7529 | 8719.6883 | 2189816.1608 | 1618532.9025 | 33 | 2368370.6922 | 656399.8849 | 160 | 994651.7185 | 166683.13 | 12 | 26396.9532 | 13358.8851 | 8 | 106353.6897 | 5586.8936 | 78631.2512 | 901.2138 | 15042.4809 | 240.6353 | 220.3979 | 0 | 24992.097 | 286.4657 | 0 | 797042.9 | 94.05% | 5.954% | 7119.7538 | 18770.8491 | 2262.043 | 109.9714 | 2388.514 | 2266.1924 | 3641.6438 | 1889.2833 | 33937.8468 | 154955.6823 | 473625.0906 | 662518.6197 | 7828523.477 | 8495703.5951 | 5.841% | 9022750.4638
DATA CENTERS #53 | TERTIARY | DATA CENTERS | 3898.0538 | 2023 | 54538.0285 | 144546.9372 | 1000 | 6 | 9063.8535 | 3520.444 | 819267.8322 | 466735.5627 | 9 | 876988.093 | 226129.8308 | 62 | 334083.0583 | 97881.8638 | 3 | 11647.1209 | 4443.1095 | 2 | 42582.2957 | 1156.6793 | 39831.2277 | 281.6217 | 7815.9822 | 72.2448 | 93.5077 | 0 | 14391.0568 | 83.7061 | 0 | 343921.2225 | 95.05% | 4.952% | 2533.0628 | 5586.8653 | 513.473 | 32.2972 | 604.0511 | 714.5611 | 766.7897 | 379.4535 | 16064.6278 | 47869.6481 | 145002.4106 | 208936.6865 | 2896850.4213 | 3107624.6961 | 13.52% | 3593347.0135
DATA CENTERS #54 | TERTIARY | DATA CENTERS | 3084.7354 | 2020 | 61262.0433 | 113779.6068 | 1000 | 6 | 8144.3715 | 2131.8036 | 547523.4285 | 435524.4583 | 7 | 526707.5963 | 153814.5058 | 53 | 233832.9575 | 48461.2544 | 3 | 5601.6692 | 4119.3923 | 1 | 37423.8286 | 1011.9656 | 22067.1517 | 267.9061 | 4902.9562 | 57.7522 | 58.2241 | 0 | 9773.3968 | 56.0295 | 0 | 219806.9776 | 89.12% | 10.88% | 2292.3897 | 5405.178 | 511.5373 | 19.1237 | 503.2267 | 519.343 | 812.9631 | 361.0912 | 11660.1118 | 40936.8541 | 115154.279 | 167751.2449 | 1931282.5274 | 2100940.083 | 10.12% | 2337487.6952
DATA CENTERS #55 | TERTIARY | DATA CENTERS | 4095.6644 | 2012 | 43293.5108 | 144670.4268 | 1000 | 6 | 7737.6828 | 2168.3327 | 487588.2104 | 430235.2644 | 8 | 786549.3144 | 211048.1022 | 78 | 233909.0609 | 55837.6549 | 4 | 6457.6506 | 3944.3925 | 2 | 46904.4813 | 1809.064 | 26912.3153 | 423.2473 | 5260.4095 | 69.8023 | 68.1286 | 0 | 10450.6592 | 56.6172 | 0 | 258632.7185 | 92.51% | 7.493% | 3168.7315 | 5717.8127 | 751.3613 | 34.5195 | 680.6472 | 708.9469 | 1276.5129 | 430.2227 | 11639.9733 | 57285.261 | 101015.8719 | 169941.1063 | 2229843.8258 | 2401723.3939 | 10.77% | 2691479.7768
DATA CENTERS #56 | TERTIARY | DATA CENTERS | 15243.0226 | 2011 | 168456.1156 | 373919.3655 | 2500 | 6 | 17969.868 | 8183.9015 | 2462392.1484 | 1830539.0509 | 29 | 2827023.1612 | 586127.9349 | 251 | 779586.1119 | 282644.7179 | 12 | 35702.7964 | 13598.5725 | 7 | 139260.9355 | 5891.5019 | 87363.7479 | 1572.5447 | 21602.9801 | 199.5191 | 293.8745 | 0 | 34436.3734 | 228.2817 | 0 | 991544.0941 | 87.14% | 12.86% | 10763.0498 | 24036.6273 | 2385.9406 | 138.3734 | 2919.6596 | 2508.4383 | 4379.6494 | 1565.6011 | 33366.414 | 210107.6818 | 439269.0486 | 682743.1444 | 8588152.949 | 9277143.5507 | 1.472% | 9415699.1037
DATA CENTERS #57 | TERTIARY | DATA CENTERS | 15730.8946 | 2013 | 275031.226 | 383969.1801 | 2500 | 6 | 21310.146 | 9270.4787 | 1727923.5402 | 2030724.2819 | 39 | 2681340.2312 | 997170.3606 | 261 | 1239114.1572 | 285348.0385 | 19 | 27194.9702 | 19274.4182 | 7 | 186543.4767 | 5267.4414 | 127698.274 | 1137.854 | 20559.3012 | 212.7884 | 361.0052 | 0 | 36300.6114 | 250.2508 | 0 | 855500.88 | 90.68% | 9.317% | 8836.8509 | 24104.4695 | 3048.0562 | 117.3596 | 3187.683 | 2988.0252 | 3327.3883 | 1672.2705 | 37969.0485 | 197247.5886 | 570470.9921 | 805687.6291 | 8203131.7051 | 9015662.7561 | 10.99% | 10128752.3515
DATA CENTERS #58 | TERTIARY | DATA CENTERS | 6738.5674 | 2024 | 95664.9814 | 197443.1293 | 1600 | 6 | 15145.6481 | 6379.5192 | 1026092.566 | 920426.4426 | 14 | 1671604.6249 | 448449.7192 | 106 | 440610.7368 | 127503.4136 | 5 | 17466.1395 | 7042.5316 | 4 | 79226.9466 | 2016.3251 | 59148.2537 | 517.8975 | 11030.7867 | 90.6687 | 141.8315 | 0 | 23398.4415 | 103.7773 | 0 | 596354.2135 | 90.42% | 9.577% | 4219.2036 | 10266.5641 | 906.7064 | 41.1344 | 1655.8912 | 849.053 | 1873.2305 | 822.8204 | 21990.8177 | 99798.3626 | 259277.3075 | 381066.4879 | 4567585.831 | 4952524.5432 | 8.256% | 5398222.6835
DATA CENTERS #59 | TERTIARY | DATA CENTERS | 9152.6484 | 2015 | 130678.1555 | 215901.5413 | 1600 | 6 | 15886.8892 | 5521.6623 | 1127667.1654 | 957608.9687 | 16 | 1304451.4335 | 541950.2342 | 122 | 582260.2927 | 135574.3848 | 9 | 14991.3691 | 8010.8897 | 4 | 106830.1853 | 2892.7586 | 64272.3695 | 948.2442 | 13825.5486 | 138.2649 | 197.6592 | 0 | 18159.2773 | 149.2313 | 0 | 797046.113 | 83.65% | 16.35% | 7600.7034 | 14408.1171 | 1404.731 | 56.9814 | 1690.3992 | 1471.5006 | 1802.0185 | 876.5125 | 29243.4037 | 111036.9524 | 358513.6867 | 498794.0427 | 4754103.2623 | 5258729.2282 | 17.84% | 6400549.0623
DATA CENTERS #60 | TERTIARY | DATA CENTERS | 10604.2068 | 2017 | 171737.2985 | 359927.5851 | 2500 | 6 | 18320.4289 | 8629.416 | 1659670.9922 | 1394414.0775 | 16 | 1747932.1358 | 694449.6327 | 192 | 898862.1672 | 161383.8438 | 8 | 22135.8933 | 9676.1469 | 7 | 107878.956 | 4472.2643 | 90717.8012 | 952.4506 | 17797.1749 | 190.9721 | 232.1375 | 0 | 24155.624 | 179.9074 | 0 | 1021160.1328 | 89.16% | 10.84% | 7527.6917 | 15242.8893 | 1880.4329 | 90.7914 | 2064.4949 | 2049.8358 | 2435.1252 | 1332.8811 | 31054.1921 | 128054.3786 | 332960.2998 | 492068.8705 | 6611549.7093 | 7110618.8408 | 8.954% | 7809881.2974
DATA CENTERS #61 | TERTIARY | DATA CENTERS | 3547.8153 | 2024 | 70294.3503 | 128450.7091 | 1000 | 6 | 9882.0153 | 2350.3473 | 634354.2529 | 562138.4819 | 9 | 923652.4393 | 196635.8384 | 52 | 291338.8361 | 90631.5517 | 3 | 8415.9227 | 4685.1194 | 2 | 35316.0219 | 1545.2301 | 25147.9977 | 303.9674 | 5593.1842 | 69.9952 | 73.2386 | 0 | 11148.3918 | 50.2676 | 0 | 320288.5446 | 92.99% | 7.006% | 2919.832 | 4913.2717 | 681.9204 | 26.2363 | 874.5075 | 548.4738 | 700.5275 | 487.2027 | 11195.708 | 58284.0611 | 101698.3455 | 171178.1146 | 2653985.4906 | 2826938.0672 | 18.63% | 3474269.5099
DATA CENTERS #62 | TERTIARY | DATA CENTERS | 13806.5989 | 2021 | 246780.4116 | 402356.9953 | 2500 | 6 | 24082.0906 | 13198.631 | 2642294.5018 | 2234034.9349 | 24 | 3478834.1828 | 1026493.4739 | 212 | 862909.522 | 322648.4541 | 11 | 35442.6536 | 14426.5619 | 7 | 183087.1045 | 4161.0935 | 132627.8702 | 1037.6141 | 23933.0853 | 226.0136 | 247.8515 | 0 | 42517.2931 | 222.8763 | 0 | 1429920.0313 | 95.9% | 4.101% | 10335.718 | 22343.4502 | 2707.9748 | 84.0491 | 2699.3363 | 1909.6561 | 2886.9085 | 1695.895 | 51088.1564 | 160450.4648 | 499648.0164 | 711186.6376 | 10200667.6146 | 10921334.8863 | 9.273% | 12037606.6307
DATA CENTERS #63 | TERTIARY | DATA CENTERS | 2578.894 | 2020 | 44161.1696 | 82202.5754 | 800 | 6 | 7297.3363 | 1975.6749 | 444391.4555 | 280790.9597 | 6 | 396060.2015 | 178031.512 | 45 | 209421.4477 | 40218.1359 | 3 | 6884.4259 | 3121.1681 | 1 | 27327.1584 | 1183.2086 | 24620.2275 | 209.1948 | 4098.7819 | 33.8403 | 65.3261 | 0 | 7037.5154 | 49.5699 | 0 | 174070.976 | 93.47% | 6.535% | 1799.7284 | 3041.63 | 363.6316 | 17.1715 | 554.9948 | 526.4852 | 506.6323 | 303.0755 | 10362.5575 | 30338.3026 | 72916.1974 | 113617.0576 | 1537896.4742 | 1653224.3706 | 12.44% | 1888004.6936
DATA CENTERS #64 | TERTIARY | DATA CENTERS | 6626.8862 | 2019 | 97691.4477 | 256923.5585 | 1600 | 6 | 13105.4517 | 5526.7976 | 845000.2882 | 896812.1055 | 13 | 1368261.9559 | 443412.3589 | 87 | 500785.2097 | 122119.8684 | 6 | 16526.1324 | 8075.0201 | 3 | 67128.856 | 2770.6764 | 60777.5965 | 634.6389 | 8495.4252 | 101.5901 | 117.7462 | 0 | 21970.3228 | 119.5824 | 0 | 550992.614 | 94.66% | 5.344% | 5581.8704 | 9632.2256 | 824.8947 | 45.8383 | 1507.9295 | 1119.7073 | 1563.9726 | 767.8593 | 20845.9396 | 75366.2633 | 237478.1414 | 333690.3443 | 4096015.721 | 4434381.0112 | 8.171% | 4828938.2723
DATA CENTERS #65 | TERTIARY | DATA CENTERS | 17018.1047 | 2013 | 185351.9933 | 447277.3948 | 2500 | 6 | 20130.4635 | 11549.5348 | 1907201.8245 | 1828121.2761 | 26 | 3182357.0488 | 1091360.2761 | 255 | 909479.1038 | 254520.568 | 18 | 26788.153 | 15917.6268 | 9 | 139287.9877 | 7919.8423 | 104658.2982 | 1210.139 | 17845.1249 | 294.2909 | 395.5347 | 0 | 51963.4031 | 247.3793 | 0 | 1251902.9245 | 85.21% | 14.79% | 9343.1123 | 28462.6894 | 2793.1629 | 117.1129 | 2791.9018 | 3410.249 | 4641.5124 | 2100.2987 | 43459.1895 | 247956.3278 | 544481.5583 | 835897.0757 | 8961156.2959 | 9804409.6303 | 11.62% | 11093273.7386
DATA CENTERS #66 | TERTIARY | DATA CENTERS | 10512.8493 | 2018 | 144191.3851 | 364012.0254 | 2500 | 6 | 22991.8067 | 6038.7068 | 1530744.1847 | 1567794.7936 | 24 | 1750063.6169 | 576218.5108 | 171 | 815348.7016 | 192863.8493 | 8 | 21608.7567 | 11825.1674 | 6 | 116143.9807 | 4746.2078 | 81388.5513 | 743.9028 | 18463.8076 | 182.9246 | 264.6405 | 0 | 28834.6653 | 206.6861 | 0 | 1026257.2777 | 86.19% | 13.81% | 8836.5874 | 14738.4536 | 2050.5824 | 98.851 | 2230.0982 | 1945.6318 | 3320.5685 | 1518.0944 | 26434.6152 | 141747.3826 | 312261.8272 | 480443.825 | 6381235.4499 | 6867768.7125 | 13.07% | 7900523.9381
DATA CENTERS #67 | TERTIARY | DATA CENTERS | 2848.8014 | 2016 | 32948.0512 | 94310.6916 | 800 | 6 | 7532.854 | 1908.6914 | 459898.5589 | 331465.1258 | 6 | 618884.1209 | 138248.8413 | 36 | 190284.6901 | 40163.261 | 3 | 5426.7951 | 2470.2801 | 2 | 23817.7422 | 929.3975 | 24654.8667 | 279.7339 | 3283.7125 | 57.0393 | 47.037 | 0 | 8720.9981 | 45.1016 | 0 | 167941.8852 | 93.56% | 6.442% | 1843.2461 | 4553.7359 | 426.6003 | 18.8447 | 615.6358 | 394.5151 | 608.6858 | 345.8492 | 9524.2935 | 34182.1568 | 86216.2938 | 129922.7441 | 1761184.549 | 1892638.6569 | 2.322% | 1937623.7981
DATA CENTERS #68 | TERTIARY | DATA CENTERS | 6280.7326 | 2023 | 119807.506 | 244515.4124 | 1600 | 6 | 14490.181 | 4352.3343 | 1081322.3288 | 1034918.7903 | 10 | 1239522.826 | 379998.3722 | 116 | 575837.8475 | 134220.5276 | 5 | 15341.4001 | 9603.0069 | 3 | 65767.5894 | 2381.1809 | 41967.1179 | 505.7516 | 10959.3807 | 108.69 | 122.0558 | 0 | 17125.2074 | 134.8838 | 0 | 643429.5435 | 93.73% | 6.271% | 4422.6164 | 7389.4442 | 1089.2821 | 57.8365 | 960.8716 | 1289.5557 | 1579.306 | 912.0516 | 22075.0519 | 72305.7159 | 187904.8826 | 282285.6504 | 4366133.7877 | 4652312.8314 | 17.12% | 5613464.2366
DATA CENTERS #69 | TERTIARY | DATA CENTERS | 2313.7452 | 2017 | 33582.6505 | 61787.1939 | 800 | 4 | 7179.5453 | 1683.962 | 389841.8884 | 295560.5231 | 4 | 372596.6109 | 123565.8603 | 32 | 194443.8869 | 43847.152 | 2 | 5534.3384 | 2573.977 | 1 | 19691.9824 | 1072.1096 | 15355.7551 | 166.9345 | 3032.2469 | 31.1331 | 52.4509 | 0 | 5349.4897 | 44.3181 | 0 | 220357.6304 | 96.14% | 3.859% | 1830.7921 | 3865.5998 | 279.6705 | 19.0647 | 566.6933 | 405.8371 | 490.5522 | 283.9708 | 7366.93 | 26380.2026 | 75147.3831 | 108894.5157 | 1426129.0489 | 1536236.9385 | 2.482% | 1575337.5571
DATA CENTERS #70 | TERTIARY | DATA CENTERS | 14382.5395 | 2010 | 167004.4689 | 328233.1745 | 2500 | 6 | 21902.9477 | 10496.3345 | 2235376.3201 | 1888878.7528 | 32 | 2806565.0907 | 814293.8112 | 231 | 938129.2713 | 195471.8032 | 16 | 30698.6554 | 15615.8659 | 5 | 125497.5189 | 4993.8975 | 81660.4321 | 1292.1376 | 21989.3514 | 290.4756 | 304.1228 | 0 | 33973.1434 | 245.1852 | 0 | 1088438.5981 | 88.5% | 11.5% | 8123.7789 | 23250.1719 | 2847.229 | 104.2372 | 2769.7991 | 2226.3305 | 3820.3271 | 1736.405 | 45587.9485 | 173371.1634 | 419970.5 | 638929.6118 | 8498249.1135 | 9143727.8386 | 2% | 9330378.3898
DATA CENTERS #71 | TERTIARY | DATA CENTERS | 3723.3029 | 2022 | 57603.9 | 155474.5695 | 1000 | 6 | 9302.2993 | 3120.1753 | 684142.9749 | 535139.8736 | 6 | 807928.7106 | 270343.3949 | 64 | 337089.4392 | 87389.4885 | 4 | 8807.0878 | 5399.5055 | 2 | 40703.1251 | 1161.3749 | 36376.9254 | 284.6501 | 7725.7062 | 46.6919 | 85.0634 | 0 | 11168.1625 | 57.691 | 0 | 257445.3894 | 90.77% | 9.235% | 2467.647 | 4388.7669 | 708.4858 | 33.5747 | 613.4986 | 489.3206 | 850.5514 | 540.3714 | 15150.184 | 52623.6602 | 135372.721 | 203146.5652 | 2601043.1917 | 2806013.7389 | 16.44% | 3357997.3664
DATA CENTERS #72 | TERTIARY | DATA CENTERS | 6373.9295 | 2022 | 112349.183 | 228250.3966 | 1600 | 6 | 14709.0031 | 5363.8716 | 870045.8047 | 1036098.2183 | 15 | 1347600.6601 | 315619.5282 | 74 | 534967.0104 | 155154.1004 | 5 | 18145.5386 | 8466.2811 | 2 | 92109.8152 | 2622.6905 | 57584.3877 | 433.0551 | 10283.3568 | 100.4188 | 159.6294 | 0 | 19441.9626 | 83.9273 | 0 | 553895.3843 | 92.97% | 7.027% | 5122.1499 | 11251.2297 | 1210.6728 | 47.8538 | 1044.1505 | 1244.3176 | 1312.5667 | 943.5767 | 23299.928 | 87229.7009 | 156202.9851 | 266732.614 | 4161611.3169 | 4431216.2798 | 6.211% | 4724672.5815
DATA CENTERS #73 | TERTIARY | DATA CENTERS | 8360.0426 | 2016 | 120975.8873 | 217846.7426 | 1600 | 6 | 15195.5417 | 7421.3137 | 1277473.4304 | 1211829.8145 | 20 | 1244310.3612 | 562381.6755 | 152 | 477834.8702 | 111517.9786 | 10 | 14868.0664 | 10363.8259 | 5 | 72943.6463 | 3309.995 | 67205.9268 | 817.6884 | 13637.3721 | 143.2463 | 196.9176 | 0 | 18492.058 | 124.9417 | 0 | 614753.0673 | 88.68% | 11.32% | 4493.0193 | 13510.6694 | 1460.2245 | 80.193 | 2077.4257 | 1552.1274 | 2579.4715 | 1149.6142 | 20211.1504 | 127880.6532 | 300620.7903 | 448712.5939 | 4515006.7663 | 4967871.2585 | 11.78% | 5631274.456
DATA CENTERS #74 | TERTIARY | DATA CENTERS | 1912.136 | 2021 | 31566.0391 | 51883.6244 | 800 | 4 | 5805.3942 | 1658.9091 | 373546.725 | 276222.7446 | 3 | 358674.5401 | 97132.0555 | 36 | 159572.595 | 29550.3134 | 2 | 5079.535 | 2862.6695 | 1 | 24371.6163 | 776.3075 | 14697.9206 | 127.6234 | 3883.8993 | 24.6166 | 30.7921 | 0 | 5193.1521 | 26.1546 | 0 | 126024.0595 | 90.92% | 9.076% | 1247.2808 | 2438.424 | 326.3948 | 14.4372 | 457.6885 | 251.0165 | 586.0839 | 276.7959 | 6321.9081 | 31194.2606 | 59136.5921 | 96652.7607 | 1254417.1438 | 1352084.1146 | 16.67% | 1622649.4909
DATA CENTERS #75 | TERTIARY | DATA CENTERS | 8021.4625 | 2015 | 124068.2222 | 283816.675 | 1600 | 6 | 15764.386 | 6981.7041 | 1267873.4344 | 932224.3548 | 14 | 1447254.0205 | 451902.9444 | 119 | 448779.1799 | 136040.4657 | 7 | 19463.2486 | 10452.7699 | 5 | 66390.4088 | 3638.2902 | 65575.1626 | 561.0571 | 9280.178 | 116.2871 | 168.6662 | 0 | 24185.024 | 130.859 | 0 | 751707.7649 | 94.43% | 5.566% | 6026.7766 | 9799.8194 | 1275.2342 | 51.2216 | 1626.3102 | 1523.4539 | 2206.5414 | 816.7982 | 17856.9819 | 104113.8181 | 201665.2269 | 323636.0269 | 4873546.219 | 5201309.0123 | 11.04% | 5846638.6859
DATA CENTERS #76 | TERTIARY | DATA CENTERS | 5543.3995 | 2014 | 92250.0159 | 180102.7523 | 1600 | 6 | 14256.9419 | 3332.4405 | 971518.4592 | 593795.8185 | 13 | 916647.511 | 225334.1624 | 72 | 423437.1202 | 107645.6296 | 6 | 13797.6924 | 5440.1171 | 3 | 60415.736 | 1949.3355 | 30757.7295 | 418.5693 | 7625.8863 | 112.3281 | 105.7566 | 0 | 10726.4148 | 98.8506 | 0 | 360619.3647 | 94.79% | 5.212% | 2899.8084 | 9928.3588 | 701.3001 | 51.6292 | 1091.2081 | 769.5756 | 1286.9484 | 506.6423 | 16664.1607 | 82358.6153 | 214181.3399 | 313204.116 | 3331971.589 | 3648228.0814 | 4.283% | 3811483.5862
DATA CENTERS #77 | TERTIARY | DATA CENTERS | 9540.3453 | 2023 | 187457.8176 | 420927.2972 | 1600 | 6 | 12000.5917 | 8499.6148 | 1287421.3051 | 1066747.5056 | 21 | 1755672.3994 | 504445.5601 | 133 | 970898.1146 | 152077.2511 | 9 | 29305.1758 | 12186.8332 | 4 | 134659.519 | 3634.959 | 91923.9755 | 835.8831 | 19165.1626 | 175.9424 | 218.0876 | 0 | 35348.9592 | 174.1881 | 0 | 664839.1733 | 90.09% | 9.908% | 7624.0224 | 13069.5826 | 1311.1642 | 82.2103 | 2176.8962 | 1723.3423 | 2377.1958 | 914.1288 | 38699.3123 | 128808.9195 | 269368.836 | 436877.0678 | 6067448.5849 | 6509221.3685 | 13.09% | 7489377.8659
DATA CENTERS #78 | TERTIARY | DATA CENTERS | 11162.6734 | 2016 | 181204.1053 | 313421.8878 | 2500 | 6 | 17615.3416 | 8900.3687 | 1747498.1098 | 1367898.9832 | 20 | 1942555.4578 | 761658.6793 | 141 | 989562.7488 | 199966.6283 | 9 | 28489.082 | 11807.2974 | 6 | 133201.9648 | 4249.2841 | 97081.4149 | 1055.1344 | 18614.9115 | 167.1315 | 282.7023 | 0 | 29009.1501 | 180.6948 | 0 | 779773.638 | 85.61% | 14.39% | 8917.3933 | 17221.9445 | 1954.4137 | 96.2594 | 2762.2065 | 1876.3124 | 2643.3889 | 1278.4408 | 39807.6957 | 120739.6575 | 322900.3129 | 483447.6662 | 6758205.5541 | 7248179.2694 | 12% | 8236967.2286
DATA CENTERS #79 | TERTIARY | DATA CENTERS | 7856.6626 | 2013 | 85076.6389 | 268622.9135 | 1600 | 6 | 15366.1568 | 5055.343 | 1373065.4647 | 896381.0186 | 19 | 1209566.9969 | 449048.7658 | 135 | 576073.2702 | 148082.5277 | 7 | 13971.9097 | 6434.7209 | 3 | 75802.5 | 3399.9187 | 43347.6885 | 497.8194 | 10205.3577 | 145.5704 | 171.0259 | 0 | 15049.2527 | 132.934 | 0 | 582820.0212 | 96.04% | 3.956% | 5248.0665 | 12737.2035 | 1419.6966 | 56.1499 | 1680.2323 | 1465.4461 | 2074.794 | 943.6456 | 23017.1829 | 115397.9404 | 238459.3276 | 376874.4509 | 4621618.8263 | 5002962.5362 | 18.86% | 6165538.4527
DATA CENTERS #80 | TERTIARY | DATA CENTERS | 11979.4494 | 2009 | 121713.8804 | 332832.7547 | 2500 | 6 | 22643.8692 | 6211.9428 | 1840837.5478 | 1300738.1511 | 22 | 1827112.9489 | 548722.8242 | 190 | 820845.2419 | 214905.1543 | 14 | 20834.3145 | 9697.6603 | 5 | 87622.4129 | 5579.6102 | 66343.0213 | 926.3265 | 12644.5465 | 230.3448 | 249.1695 | 0 | 28232.3837 | 235.9113 | 0 | 618480.428 | 95.4% | 4.598% | 6888.817 | 17586.3996 | 2053.9271 | 75.4555 | 2785.8071 | 1730.9123 | 3342.9061 | 1237.7077 | 27343.8329 | 135313.6773 | 418316.2084 | 580973.7186 | 6250190.3477 | 6837357.3686 | 8.58% | 7479038.0167
DATA CENTERS #81 | TERTIARY | DATA CENTERS | 15344.2021 | 2018 | 224475.7799 | 473476.6869 | 2500 | 6 | 21863.2446 | 13904.0453 | 2309091.2083 | 1979741.0607 | 23 | 2869073.1146 | 817967.5699 | 230 | 1257771.079 | 248370.5906 | 16 | 36328.2896 | 15865.2163 | 7 | 151504.7419 | 5799.1812 | 126262.285 | 1148.3809 | 20003.3473 | 298.5316 | 358.4551 | 0 | 37806.9031 | 301.8385 | 0 | 1092051.8298 | 86.53% | 13.47% | 11202.4753 | 24518.9549 | 2942.4565 | 95.7213 | 2478.7141 | 3097.9898 | 3246.5581 | 1917.2121 | 59050.2304 | 207899.1525 | 598171.2879 | 865120.6708 | 9330223.8982 | 10202573.3974 | 13.79% | 11834844.1933
DATA CENTERS #82 | TERTIARY | DATA CENTERS | 16859.0037 | 2011 | 175640.0521 | 406893.5186 | 2500 | 6 | 20145.0512 | 9648.3707 | 2586964.8254 | 1890612.584 | 26 | 3241263.2504 | 744508.4386 | 287 | 1112428.8871 | 306284.5408 | 14 | 28793.3908 | 16974.1298 | 10 | 129066.1971 | 5767.153 | 110994.11 | 1717.9944 | 27197.7162 | 341.9562 | 407.3093 | 0 | 35281.3454 | 307.1903 | 0 | 954500.6973 | 95.59% | 4.414% | 11956.0903 | 25177.0413 | 3272.4547 | 159.045 | 3776.9741 | 3071.8661 | 5349.8377 | 2516.1671 | 43742.718 | 213304.2502 | 417699.3953 | 674746.3636 | 9537227.8013 | 10219328.9321 | 9.786% | 11327843.0282
DATA CENTERS #83 | TERTIARY | DATA CENTERS | 5276.9569 | 2021 | 104932.1683 | 212382.0513 | 1600 | 6 | 13895.7852 | 4041.6611 | 736797.7814 | 862943.1774 | 11 | 960850.1614 | 365179.2966 | 80 | 391576.8778 | 122028.7932 | 6 | 14132.6518 | 5621.4217 | 3 | 45672.1775 | 2247.8467 | 45010.3869 | 375.6316 | 6846.4944 | 71.9878 | 90.3838 | 0 | 18445.9159 | 82.499 | 0 | 462004.9261 | 90.47% | 9.528% | 4027.1877 | 6892.6864 | 895.0213 | 46.5711 | 855.3294 | 1073.3156 | 1512.7513 | 511.7623 | 20915.9845 | 67068.8997 | 132899.9046 | 220884.7888 | 3247669.6303 | 3470894.9765 | 7.619% | 3757162.5287
DATA CENTERS #84 | TERTIARY | DATA CENTERS | 12697.6608 | 2018 | 189093.6889 | 502281.8579 | 2500 | 6 | 17926.4909 | 10961.6979 | 1966137.1215 | 1956066.2422 | 19 | 1926955.5126 | 734930.9463 | 216 | 1051142.6917 | 215173.5445 | 14 | 27479.2022 | 11901.3006 | 7 | 123018.1131 | 4141.7188 | 115757.6455 | 1214.7152 | 15353.0692 | 179.7996 | 297.138 | 0 | 38998.9225 | 200.6688 | 0 | 1078052.8855 | 87.11% | 12.89% | 7351.0272 | 21580.607 | 2130.3653 | 118.12 | 2387.3322 | 2013.4778 | 3290.8268 | 1655.8977 | 43109.774 | 217020.513 | 426546.7222 | 686677.0092 | 7678158.7191 | 8372005.1461 | 15.48% | 9904776.0105
DATA CENTERS #85 | TERTIARY | DATA CENTERS | 7383.8976 | 2016 | 128557.2155 | 194612.5016 | 1600 | 6 | 14380.0568 | 6321.6635 | 973261.1216 | 953538.737 | 13 | 1062663.9353 | 362403.2845 | 113 | 627444.5991 | 153294.6287 | 6 | 17860.9445 | 6678.4106 | 4 | 81912.8817 | 2454.6747 | 50347.917 | 623.5978 | 10306.5754 | 96.7636 | 136.5683 | 0 | 22300.8176 | 127.2193 | 0 | 612140.1151 | 87.8% | 12.2% | 4032.2061 | 10554.3902 | 1121.8581 | 61.0323 | 1382.4861 | 1347.6378 | 2095.0918 | 897.8096 | 17445.0121 | 84315.5273 | 247957.9092 | 349718.4485 | 4088021.5016 | 4441602.9339 | 9.5% | 4907867.2268
DATA CENTERS #86 | TERTIARY | DATA CENTERS | 7074.8008 | 2022 | 97387.0249 | 303832.3345 | 1600 | 6 | 11224.0162 | 6100.3592 | 928815.9252 | 1091193.3434 | 11 | 1240861.8297 | 497574.1174 | 128 | 493317.7575 | 107885.7549 | 8 | 21269.5005 | 8032.5808 | 3 | 100992.0403 | 2134.738 | 63637.4289 | 529.0199 | 10144.1394 | 96.9094 | 178.2174 | 0 | 17180.3516 | 144.3011 | 0 | 587223.6066 | 87.76% | 12.24% | 4879.4667 | 11471.5349 | 1151.9246 | 55.6076 | 1291.4672 | 1303.7105 | 1843.9316 | 988.1737 | 25057.0079 | 108474.3998 | 229254.0938 | 362785.5016 | 4209352.4902 | 4576751.4192 | 13.27% | 5277222.7191
DATA CENTERS #87 | TERTIARY | DATA CENTERS | 7853.6976 | 2019 | 110435.9987 | 296788.6133 | 1600 | 6 | 11866.4647 | 4527.6996 | 1457191.9403 | 1001976.9732 | 13 | 1493677.3578 | 481113.9313 | 119 | 499236.3651 | 124015.5731 | 6 | 20685.5804 | 10846.4403 | 4 | 68424.7161 | 3505.3805 | 54153.9081 | 765.9027 | 10180.588 | 141.3394 | 135.2393 | 0 | 23305.4988 | 114.5952 | 0 | 751727.8707 | 85.58% | 14.42% | 5065.5401 | 14683.2647 | 980.9241 | 68.264 | 1574.1328 | 992.1414 | 1788.7095 | 939.8477 | 30494.7664 | 119984.919 | 197235.4373 | 347715.1228 | 5192738.9853 | 5545103.9858 | 18.35% | 6791718.9301
DATA CENTERS #88 | TERTIARY | DATA CENTERS | 10308.352 | 2011 | 154140.9203 | 345148.8823 | 2500 | 6 | 17694.1346 | 6771.5052 | 1502749.5126 | 1281869.1023 | 17 | 1624530.1801 | 554535.309 | 133 | 654914.2794 | 187555.6203 | 8 | 16954.7359 | 12215.4104 | 6 | 97868.6504 | 3315.0313 | 64136.13 | 646.8853 | 10634.9919 | 175.434 | 261.0482 | 0 | 27188.0288 | 188.5528 | 0 | 666071.5648 | 90.09% | 9.908% | 6298.4771 | 15206.2485 | 1347.8576 | 96.1328 | 1999.0359 | 1823.9951 | 3053.9145 | 1203.0718 | 25861.1632 | 146263.8768 | 377849.3213 | 549974.3613 | 5616335.3173 | 6171966.0353 | 9.151% | 6793650.6135
DATA CENTERS #89 | TERTIARY | DATA CENTERS | 15707.9623 | 2011 | 262383.2729 | 358120.0895 | 2500 | 6 | 24114.2443 | 11804.6685 | 2702672.1208 | 1874652.4763 | 25 | 3200414.7725 | 706352.8048 | 208 | 1127165.3033 | 309498.3275 | 12 | 35224.9562 | 15487.7499 | 7 | 167522.8439 | 5160.4183 | 83147.6096 | 1269.4158 | 25527.3081 | 194.3239 | 374.0571 | 0 | 33375.4576 | 234.6996 | 0 | 1285194.2728 | 86.72% | 13.28% | 12842.3825 | 28268.9174 | 2108.6649 | 137.4853 | 3239.9316 | 2840.1028 | 5018.2997 | 2196.6853 | 42044.0867 | 198418.7706 | 593049.2683 | 833512.1257 | 10017855.3169 | 10859166.4971 | 1.501% | 11024647.5383
DATA CENTERS #90 | TERTIARY | DATA CENTERS | 3274.0891 | 2021 | 58539.9259 | 109112.1087 | 1000 | 6 | 8001.5968 | 2036.9344 | 531702.8657 | 564635.8775 | 6 | 669801.3789 | 170555.9518 | 56 | 265459.6683 | 59117.7788 | 3 | 8441.2635 | 4160.2933 | 2 | 28952.6996 | 1241.7976 | 21949.1234 | 221.2894 | 4755.6901 | 62.7173 | 75.3576 | 0 | 8144.6743 | 57.3206 | 0 | 285733.9548 | 89.07% | 10.93% | 1992.7231 | 4468.1905 | 527.9955 | 29.8641 | 664.0344 | 526.0766 | 941.3672 | 402.1339 | 13119.799 | 45067.1937 | 125574.2351 | 183761.2278 | 2157722.0237 | 2343639.3271 | 11.95% | 2661854.3894
DATA CENTERS #91 | TERTIARY | DATA CENTERS | 2594.0856 | 2023 | 35759.5551 | 98220.2185 | 800 | 6 | 7588.8901 | 2601.3334 | 403920.8892 | 347575.5487 | 5 | 426843.4178 | 135241.3432 | 33 | 214556.009 | 45958.6769 | 2 | 7704.8877 | 2871.0645 | 1 | 29575.8298 | 1121.9712 | 19999.2879 | 198.4331 | 4835.4872 | 32.118 | 59.442 | 0 | 9352.6362 | 40.2178 | 0 | 266318.1629 | 89.88% | 10.12% | 2124.7169 | 3003.3761 | 448.2769 | 21.1106 | 452.1945 | 433.7542 | 673.0665 | 313.8058 | 10620.2983 | 36376.1154 | 74935.2455 | 121931.6592 | 1647052.7392 | 1770921.9264 | 8.903% | 1944000.882
DATA CENTERS #92 | TERTIARY | DATA CENTERS | 15549.6258 | 2015 | 250327.4786 | 511609.0939 | 2500 | 6 | 18725.3019 | 11326.3599 | 2329125.9138 | 1681488.3073 | 34 | 3330599.8758 | 1003623.7403 | 204 | 1307468.1535 | 279352.1523 | 15 | 34310.9393 | 16608.3606 | 8 | 185186.7487 | 7063.3921 | 105809.9855 | 1312.5845 | 18219.1932 | 259.522 | 265.9498 | 0 | 36552.1344 | 277.2623 | 0 | 1059949.545 | 92.83% | 7.171% | 10777.0144 | 19142.6217 | 2982.7214 | 115.6035 | 3268.7901 | 2002.5396 | 3822.1796 | 1490.6545 | 43959.9115 | 184986.4058 | 580848.4427 | 809794.7601 | 9887495.0136 | 10704519.9526 | 2.101% | 10934247.1325
DATA CENTERS #93 | TERTIARY | DATA CENTERS | 14719.2209 | 2010 | 201801.52 | 420331.3939 | 2500 | 6 | 24845.1257 | 10873.9118 | 2235503.0744 | 1428754.666 | 30 | 2204393.2703 | 810669.9735 | 279 | 868359.53 | 175669.0975 | 18 | 21412.9867 | 12829.7358 | 6 | 124502.9857 | 5324.6639 | 94026.0458 | 1008.2739 | 20924.2639 | 220.7515 | 255.3289 | 0 | 34945.7228 | 198.5575 | 0 | 847173.3427 | 84.81% | 15.19% | 9601.9097 | 27005.0543 | 2124.9138 | 133.6739 | 3077.4953 | 2918.6574 | 3464.4588 | 1808.6593 | 39431.4067 | 195180.9046 | 366976.7514 | 601589.0628 | 7690580.3259 | 8297671.2443 | 11.99% | 9428452.3639
DATA CENTERS #94 | TERTIARY | DATA CENTERS | 9415.7467 | 2020 | 182612.1184 | 385493.8567 | 1600 | 6 | 14168.5258 | 8771.2983 | 1811584.6847 | 1172095.7239 | 21 | 1944143.7029 | 570825.7043 | 119 | 566633.3794 | 152985.6237 | 8 | 25887.0314 | 11517.7022 | 4 | 129362.101 | 3168.722 | 76639.2603 | 740.1043 | 12412.1121 | 148.4014 | 239.7053 | 0 | 28955.9045 | 136.5539 | 0 | 729968.9592 | 89.05% | 10.95% | 6322.1498 | 12054.2572 | 1183.831 | 75.6793 | 1546.281 | 1692.1007 | 2173.1613 | 1035.1331 | 32317.038 | 118297.2188 | 349166.6434 | 499780.9002 | 6362872.8064 | 6869453.9041 | 18.4% | 8418506.9294
DATA CENTERS #95 | TERTIARY | DATA CENTERS | 13946.9901 | 2023 | 234217.1269 | 631426.7375 | 2500 | 6 | 24982.5546 | 9392.1646 | 2838914.336 | 2471628.5053 | 25 | 3683626.7217 | 1018489.7896 | 188 | 930188.4363 | 321536.8397 | 15 | 40609.9656 | 13245.8155 | 9 | 204684.3726 | 5900.3358 | 123396.3606 | 1070.154 | 29036.9107 | 235.2076 | 229.6814 | 0 | 48722.0306 | 224.6413 | 0 | 987351.3471 | 94.65% | 5.351% | 7292.6196 | 24943.3294 | 2615.8228 | 115.4952 | 3354.3211 | 2335.0163 | 4423.4379 | 1464.0802 | 36775.5794 | 209569.1737 | 454366.8393 | 700711.5925 | 10518909.9939 | 11229719.8411 | 15.77% | 13331832.5688
DATA CENTERS #96 | TERTIARY | DATA CENTERS | 15486.1579 | 2010 | 212112.3053 | 373418.9399 | 2500 | 6 | 19742.1771 | 8091.6646 | 1827314.7201 | 1516204.7783 | 30 | 2213782.2159 | 699477.8964 | 184 | 846720.2736 | 183120.0582 | 18 | 35343.7769 | 11790.6371 | 8 | 112509.2583 | 6643.6935 | 76534.8264 | 1354.6322 | 20288.9084 | 200.5542 | 349.4357 | 0 | 41689.3175 | 255.0332 | 0 | 1086001.9379 | 84% | 16% | 8690.9189 | 25453.0816 | 1874.6272 | 135.3529 | 2508.5359 | 2872.8992 | 4866.8271 | 1813.5035 | 32500.1251 | 194323.8069 | 371813.6906 | 598637.6225 | 7443426.844 | 8050410.3366 | 2.982% | 8297848.2417
DATA CENTERS #97 | TERTIARY | DATA CENTERS | 5548.9056 | 2023 | 81017.436 | 166238.0573 | 1600 | 6 | 12446.0255 | 5029.1115 | 785107.5287 | 781500.5837 | 10 | 1109599.1533 | 362919.9242 | 99 | 414950.1179 | 118414.6829 | 7 | 10567.8973 | 8266.1551 | 3 | 53734.7583 | 1786.0904 | 57543.8594 | 506.5209 | 8718.4956 | 84.1154 | 98.5873 | 0 | 20451.2 | 102.8041 | 0 | 367778.8536 | 91.73% | 8.274% | 3769.4324 | 9742.6035 | 777.9285 | 39.4696 | 869.6527 | 880.59 | 1348.8481 | 736.988 | 18835.9519 | 92952.6026 | 133163.1976 | 244951.7521 | 3356424.6589 | 3605446.3008 | 10.66% | 4035438.1125
DATA CENTERS #98 | TERTIARY | DATA CENTERS | 6712.2469 | 2015 | 86706.8555 | 189394.2565 | 1600 | 6 | 14673.2866 | 4023.9134 | 1205329.1109 | 990958.3215 | 12 | 1133993.7458 | 413223.5176 | 98 | 499730.9895 | 89769.187 | 6 | 15294.6173 | 7021.9608 | 3 | 69332.316 | 2161.8623 | 52087.1859 | 515.2692 | 9711.5161 | 89.8441 | 150.095 | 0 | 17260.4283 | 124.3408 | 0 | 567861.2049 | 90.16% | 9.837% | 3673.5211 | 10368.3621 | 1246.9895 | 53.3725 | 1029.2525 | 960.8753 | 1638.1836 | 747.0729 | 17495.8429 | 73208.6784 | 236809.739 | 327514.2602 | 4142560.1815 | 4473939.1915 | 14.06% | 5206082.7211
DATA CENTERS #99 | TERTIARY | DATA CENTERS | 17320.1797 | 2012 | 247402.9451 | 612112.5029 | 2500 | 6 | 23894.8259 | 11173.4136 | 2984381.9646 | 2075935.7617 | 35 | 2752454.911 | 711479.8183 | 236 | 1033601.5524 | 274510.2621 | 15 | 32192.2553 | 16473.5323 | 8 | 127354.6586 | 5005.8346 | 108490.1638 | 1609.0356 | 19905.98 | 234.3799 | 420.7956 | 0 | 40612.5646 | 256.1436 | 0 | 1246341.6359 | 92.42% | 7.581% | 10063.1765 | 20270.3003 | 2125.651 | 165.0458 | 2736.3377 | 2607.6982 | 3375.6891 | 2008.0099 | 48823.1971 | 205848.7888 | 503195.7482 | 757867.7342 | 9952187.4719 | 10717632.455 | 6.354% | 11444830.276
DATA CENTERS #100 | TERTIARY | DATA CENTERS | 3218.3868 | 2019 | 56541.0664 | 134118.9895 | 1000 | 6 | 9755.906 | 1932.8551 | 613932.0143 | 325409.5707 | 7 | 785298.8075 | 151032.1581 | 53 | 204133.616 | 63585.5735 | 3 | 7529.0952 | 4593.6452 | 2 | 37467.2237 | 1159.0341 | 23064.2133 | 288.2574 | 5185.7193 | 43.0424 | 82.2158 | 0 | 9627.3094 | 61.1363 | 0 | 277475.8116 | 95.26% | 4.736% | 2621.4079 | 4975.1561 | 468.2928 | 22.8249 | 709.628 | 549.6921 | 674.8981 | 314.584 | 12414.3219 | 34459.7515 | 102783.0318 | 149657.1052 | 2314972.2683 | 2466184.0727 | 8.176% | 2685763.4735
DATA CENTERS #101 | TERTIARY | DATA CENTERS | 13603.8339 | 2010 | 193739.5109 | 467853.8734 | 2500 | 6 | 21475.855 | 10052.6309 | 1895970.8995 | 1703167.0691 | 30 | 2285332.0474 | 749360.7645 | 187 | 885630.3275 | 258116.8473 | 13 | 27710.6289 | 16141.198 | 7 | 126483.2472 | 3830.1372 | 80973.207 | 1279.3826 | 14540.197 | 213.2312 | 332.4212 | 0 | 35040.2251 | 262.0035 | 0 | 944679.5475 | 92.92% | 7.075% | 10315.3347 | 23105.4459 | 1787.5909 | 107.133 | 2240.9462 | 1745.3476 | 2658.8373 | 1824.4052 | 43039.9224 | 170854.372 | 367057.3336 | 580951.628 | 7548640.3436 | 8136872.6144 | 8.463% | 8889138.4996
DATA CENTERS #102 | TERTIARY | DATA CENTERS | 1612.8904 | 2020 | 30042.4433 | 42661.6828 | 800 | 4 | 7415.7509 | 1333.766 | 205860.6315 | 185472.2702 | 3 | 304613.308 | 120732.179 | 23 | 152408.5667 | 36319.453 | 2 | 3105.335 | 1923.1145 | 1 | 16804.0909 | 459.3775 | 13383.0728 | 129.4794 | 3152.9104 | 27.9657 | 37.2444 | 0 | 4741.2226 | 33.6498 | 0 | 144946.6852 | 88.73% | 11.27% | 881.075 | 2480.8133 | 312.4469 | 15.8685 | 285.0276 | 232.9374 | 369.061 | 204.1269 | 4259.2705 | 24275.2304 | 53715.9341 | 82250.435 | 1000120.793 | 1083279.0051 | 14.32% | 1264348.6294
DATA CENTERS #103 | TERTIARY | DATA CENTERS | 7615.2851 | 2016 | 120830.8647 | 281131.0687 | 1600 | 6 | 11315.3707 | 4206.4105 | 890533.956 | 1086358.1342 | 14 | 1726685.1531 | 507518.8209 | 99 | 676396.1569 | 153897.0862 | 9 | 17098.2081 | 7373.9363 | 4 | 78964.0357 | 3012.2093 | 60509.3637 | 560.9443 | 13671.4566 | 94.1358 | 168.0919 | 0 | 24760.9661 | 136.5522 | 0 | 582927.9287 | 95.01% | 4.988% | 4120.4469 | 8585.8447 | 1157.3835 | 57.7967 | 1203.0659 | 1355.0067 | 1775.574 | 1127.9442 | 18570.9012 | 119692.179 | 224324.1844 | 362587.2647 | 4851609.1442 | 5218797.8972 | 17.36% | 6315257.2099
DATA CENTERS #104 | TERTIARY | DATA CENTERS | 16153.2468 | 2012 | 171901.6395 | 430771.6841 | 2500 | 6 | 24636.3006 | 9115.9186 | 2257059.9684 | 2033383.1358 | 24 | 2386694.7855 | 739252.5972 | 264 | 824829.0882 | 288491.0016 | 17 | 39379.5251 | 18190.7211 | 7 | 176139.784 | 5778.4873 | 93596.0897 | 1337.1434 | 24198.4017 | 207.2773 | 368.3115 | 0 | 40594.3085 | 272.0734 | 0 | 1111307.1079 | 91.14% | 8.858% | 11980.0362 | 21142.1114 | 2321.9101 | 106.1056 | 2885.757 | 2414.2907 | 3878.2477 | 1475.0153 | 39168.4644 | 198153.7691 | 415267.3898 | 652589.6233 | 8200380.7956 | 8859946.3563 | 18.6% | 10884140.3125
DATA CENTERS #105 | TERTIARY | DATA CENTERS | 2119.0208 | 2019 | 35912.6297 | 82128.7004 | 800 | 6 | 7042.6771 | 1963.8974 | 295250.8389 | 268620.7415 | 3 | 447311.0214 | 144097.6532 | 38 | 154775.8334 | 47987.1559 | 2 | 6031.3068 | 2839.6011 | 1 | 24484.8738 | 976.2837 | 13097.0595 | 132.8656 | 4049.3609 | 40.417 | 36.6814 | 0 | 6808.0704 | 44.1993 | 0 | 202856.5222 | 96.33% | 3.671% | 1392.0948 | 3766.7746 | 294.9706 | 20.3762 | 340.0257 | 351.7265 | 597.9706 | 224.4976 | 7119.0362 | 30176.5786 | 71040.6853 | 108336.3001 | 1379111.0086 | 1488920.6349 | 7.586% | 1611137.1926
DATA CENTERS #106 | TERTIARY | DATA CENTERS | 12673.0785 | 2022 | 173926.8744 | 553112.5862 | 2500 | 6 | 20228.7859 | 12039.1118 | 2426111.6927 | 1658389.0063 | 23 | 2773954.5395 | 784550.3912 | 149 | 1258118.5502 | 273200.7825 | 15 | 27879.3304 | 13593.9235 | 5 | 156871.4066 | 4285.5557 | 104107.6082 | 966.2831 | 18431.7645 | 177.115 | 318.8595 | 0 | 45674.1763 | 207.2276 | 0 | 856112.8095 | 95.4% | 4.602% | 10357.6083 | 18669.2403 | 1940.9712 | 113.5311 | 2248.8329 | 1740.8859 | 3897.9084 | 1568.9977 | 47581.1266 | 176096.5162 | 470163.8964 | 693841.5392 | 9068845.5297 | 9769664.7183 | 13.23% | 11259566.0985
DATA CENTERS #107 | TERTIARY | DATA CENTERS | 17578.5967 | 2023 | 282030.6209 | 690542.4586 | 2500 | 6 | 23871.2431 | 12990.3332 | 3376576.56 | 1985668.6033 | 43 | 3851374.0434 | 1188080.7916 | 286 | 1570151.0862 | 331884.3051 | 16 | 42947.7945 | 19623.4283 | 9 | 195282.8162 | 5573.1603 | 155338.7501 | 1450.4835 | 23305.4881 | 354.9898 | 278.3222 | 0 | 49914.7078 | 313.3877 | 0 | 1623671.4403 | 95.32% | 4.684% | 9723.8005 | 20744.0259 | 2990.236 | 105.4896 | 3835.3729 | 2204.0842 | 4293.8145 | 2482.7814 | 72985.4029 | 232881.9778 | 554072.232 | 859939.6127 | 12802182.0216 | 13674682.4605 | 9.321% | 15080355.2744
DATA CENTERS #108 | TERTIARY | DATA CENTERS | 9627.352 | 2014 | 143430.6807 | 341501.283 | 1600 | 6 | 12216.842 | 6455.4349 | 1220538.7686 | 1389785.1298 | 17 | 1660684.0231 | 634507.1422 | 119 | 602997.919 | 177985.2632 | 8 | 21754.7293 | 11255.8432 | 6 | 84347.6754 | 3184.4609 | 76577.5864 | 913.3462 | 17182.0143 | 145.1451 | 239.7062 | 0 | 19154.1952 | 148.6533 | 0 | 756142.6375 | 87.62% | 12.38% | 6209.7019 | 13481.6101 | 1743.338 | 83.2051 | 2307.6766 | 1347.1 | 2526.6273 | 1196.5761 | 22731.5403 | 126029.7985 | 270422.6275 | 419183.9663 | 5360235.0546 | 5784876.5011 | 15.77% | 6868083.5315
DATA CENTERS #109 | TERTIARY | DATA CENTERS | 11167.1877 | 2017 | 164302.1123 | 402304.508 | 2500 | 6 | 23638.7517 | 8229.2694 | 2005525.2619 | 1224865.91 | 26 | 1810762.7637 | 637095.4228 | 201 | 744734.8697 | 194549.0874 | 13 | 18579.7925 | 11361.3103 | 7 | 135910.1191 | 4966.1966 | 73101.6172 | 1107.0987 | 21036.6713 | 138.8546 | 251.1793 | 0 | 35132.4822 | 192.4749 | 0 | 1019673.5091 | 89.03% | 10.97% | 7153.9146 | 15341.2852 | 1629.2788 | 100.2528 | 2383.5338 | 1643.9369 | 2313.3266 | 1379.9795 | 34526.9084 | 130335.405 | 388658.4696 | 553520.7829 | 6941817.0057 | 7502436.7899 | 11.5% | 8477314.252
DATA CENTERS #110 | TERTIARY | DATA CENTERS | 6049.8306 | 2014 | 97912.0139 | 165560.3699 | 1600 | 6 | 11570.3162 | 3192.8866 | 981923.6636 | 853297.4946 | 12 | 1107586.5135 | 242737.4693 | 97 | 460629.7019 | 108068.9809 | 6 | 15274.6485 | 7166.5798 | 3 | 46822.3816 | 2284.4377 | 35207.4203 | 604.1976 | 9100.0746 | 113.5604 | 106.8044 | 0 | 14973.0719 | 110.103 | 0 | 394528.5974 | 87.7% | 12.3% | 4535.0095 | 10063.6922 | 876.7474 | 47.9801 | 1460.0697 | 786.4211 | 1583.8445 | 569.4462 | 18922.6939 | 63721.1168 | 236828.7689 | 319472.5795 | 3589377.4244 | 3911949.5395 | 6.517% | 4184644.6871
DATA CENTERS #111 | TERTIARY | DATA CENTERS | 12153.9079 | 2013 | 203578.7182 | 345171.9275 | 2500 | 6 | 20908.2193 | 6624.2214 | 1418877.7066 | 1773249.5011 | 30 | 2238459.4902 | 613874.1824 | 215 | 977060.8241 | 240792.7915 | 9 | 22295.6662 | 10331.3588 | 6 | 114576.2992 | 3907.5008 | 63756.5917 | 1044.9211 | 14219.964 | 226.0918 | 267.082 | 0 | 36046.336 | 254.9378 | 0 | 804861.0288 | 92.86% | 7.141% | 8813.6423 | 15554.2077 | 1503.4781 | 115.5923 | 2757.3406 | 2499.2502 | 3549.3715 | 1172.7263 | 34379.1775 | 149577.9552 | 475517.9777 | 659475.1103 | 6755759.3975 | 7419805.1703 | 17.54% | 8998503.4624
DATA CENTERS #112 | TERTIARY | DATA CENTERS | 10392.7075 | 2021 | 186437.5758 | 320866.3518 | 2500 | 6 | 24495.2097 | 8743.932 | 2079967.6704 | 1649174.2116 | 17 | 2358758.9571 | 536986.1243 | 167 | 880611.2101 | 192779.9936 | 8 | 23219.9828 | 13697.5189 | 5 | 118997.7125 | 4207.9567 | 104882.9794 | 1041.024 | 13187.6578 | 129.1107 | 181.3001 | 0 | 34532.4462 | 210.8322 | 0 | 790093.3012 | 91.07% | 8.926% | 5631.2723 | 18749.9338 | 1970.462 | 88.5239 | 2480.9506 | 1323.5969 | 2025.6383 | 1322.5641 | 29075.1963 | 114531.6454 | 333638.9587 | 477245.8004 | 7422962.5199 | 7905789.8156 | 14.03% | 9196070.972
DATA CENTERS #113 | TERTIARY | DATA CENTERS | 17429.0792 | 2008 | 241964.0403 | 549575.2774 | 2500 | 6 | 20499.9893 | 10785.1601 | 2101429.7095 | 1620046.5403 | 43 | 2041246.1139 | 802414.3561 | 332 | 1251410.9598 | 212037.052 | 15 | 30478.5694 | 12612.2351 | 11 | 182902.6373 | 6861.3457 | 111208.5772 | 1489.9443 | 24443.3401 | 333.9323 | 430.233 | 0 | 44814.1246 | 294.8628 | 0 | 1034857.0772 | 83.42% | 16.58% | 11961.104 | 26993.1056 | 2328.1452 | 127.7697 | 3472.5957 | 3418.8273 | 3811.6295 | 2218.9018 | 43350.0872 | 207850.2117 | 635909.2001 | 887109.4991 | 8276289.6091 | 9169263.8025 | 6.268% | 9782379.1052
DATA CENTERS #114 | TERTIARY | DATA CENTERS | 13052.884 | 2016 | 169455.8987 | 344556.6818 | 2500 | 6 | 22807.4445 | 9170.2331 | 2372714.3298 | 1487292.8794 | 29 | 2084362.5449 | 776060.1307 | 175 | 776790.7157 | 211417.9471 | 12 | 24312.4925 | 11868.8095 | 6 | 133844.9691 | 4621.5848 | 108864.5513 | 986.9924 | 19636.5826 | 259.0351 | 321.6569 | 0 | 36124.2325 | 232.2768 | 0 | 765362.8564 | 87.55% | 12.45% | 6786.2998 | 20711.2035 | 1823.729 | 80.3515 | 2264.789 | 2335.5134 | 4138.969 | 1761.2425 | 38651.5708 | 211954.2219 | 315666.5029 | 566272.2956 | 7456281.6957 | 8027972.7728 | 12.19% | 9142372.973
DATA CENTERS #115 | TERTIARY | DATA CENTERS | 7938.4866 | 2013 | 140272.8108 | 290240.0687 | 1600 | 6 | 12639.4051 | 5203.3219 | 1249658.2418 | 844300.2051 | 12 | 1411901.5751 | 450799.4564 | 91 | 667291.3633 | 107126.603 | 7 | 14845.5335 | 7176.1695 | 4 | 73226.5907 | 2406.3706 | 67405.9516 | 775.5806 | 10248.5837 | 119.8116 | 131.8614 | 0 | 20688.5617 | 166.525 | 0 | 688241.6495 | 89.76% | 10.24% | 5969.4591 | 10035.5569 | 1117.1487 | 60.6467 | 1313.5324 | 1609.3187 | 2078.2718 | 869.6076 | 17293.2561 | 113049.4177 | 266958.4406 | 397301.1143 | 5012625.068 | 5414287.8925 | 6.675% | 5801534.243
DATA CENTERS #116 | TERTIARY | DATA CENTERS | 14338.0647 | 2013 | 202699.4558 | 484271.5694 | 2500 | 6 | 24221.4956 | 9785.2838 | 2457621.4292 | 2009284.951 | 26 | 2522170.2461 | 697683.1774 | 185 | 1066672.3136 | 211795.2234 | 15 | 29229.9313 | 15096.4136 | 5 | 170458.9895 | 6132.8582 | 105111.8076 | 1113.2549 | 19341.7823 | 274.9591 | 242.6827 | 0 | 29532.4194 | 296.2329 | 0 | 1116000.6071 | 89.73% | 10.27% | 8344.2662 | 18036.7863 | 1929.9369 | 88.6435 | 2665.6147 | 1945.1693 | 2935.2931 | 1494.2635 | 34813.0109 | 156027.0252 | 359961.1004 | 550801.1365 | 8833282.6873 | 9392998.1311 | 1.29% | 9515704.2366
DATA CENTERS #117 | TERTIARY | DATA CENTERS | 11839.0954 | 2010 | 150211.5931 | 351791.059 | 2500 | 6 | 22793.1978 | 7117.4089 | 1266828.1933 | 1607132.6629 | 19 | 1576710.7305 | 493203.4348 | 191 | 786017.2276 | 174093.4947 | 12 | 20748.5011 | 10380.077 | 6 | 121547.1792 | 4768.6234 | 70495.5536 | 859.337 | 14070.077 | 212.9904 | 221.9003 | 0 | 33170.5537 | 173.297 | 0 | 614168.6561 | 80.54% | 19.46% | 9733.8299 | 17380.4558 | 1861.744 | 108.3323 | 2446.9806 | 2112.8867 | 2746.7748 | 1418.9428 | 31169.3735 | 146571.6769 | 384743.1915 | 562484.2419 | 5455565.5098 | 6023208.644 | 18% | 7345352.6836
DATA CENTERS #118 | TERTIARY | DATA CENTERS | 11571.5786 | 2024 | 251834.5688 | 360538.6487 | 2500 | 6 | 22433.6483 | 7937.7217 | 1675241.1947 | 1947246.4242 | 18 | 2332592.3842 | 692844.4202 | 151 | 745598.2428 | 263662.695 | 10 | 23302.1849 | 11127.1903 | 6 | 124057.3942 | 3795.5319 | 76388.8011 | 723.1018 | 16438.0519 | 210.7833 | 208.9263 | 0 | 44179.6775 | 213.0703 | 0 | 997081.7138 | 91.24% | 8.759% | 8799.7889 | 13586.6194 | 1961.7375 | 104.2101 | 2339.562 | 1583.5849 | 3340.0633 | 1437.9298 | 41987.4428 | 204960.3564 | 369370.7009 | 616318.5 | 7255844.3888 | 7880352.4947 | 15% | 9271524.9613
DATA CENTERS #119 | TERTIARY | DATA CENTERS | 13581.631 | 2017 | 189538.6841 | 471347.396 | 2500 | 6 | 22945.4856 | 10806.6775 | 1833295.943 | 1606165.0042 | 28 | 2678718.9269 | 965056.264 | 257 | 1006047.375 | 196457.9787 | 13 | 36644.1945 | 16111.3852 | 6 | 116339.8962 | 4993.2941 | 101608.9111 | 1396.7812 | 25041.1087 | 257.6246 | 326.5353 | 0 | 44197.5096 | 254.9095 | 0 | 1120214.2991 | 85.95% | 14.05% | 9346.1857 | 18700.3633 | 1862.4439 | 96.8728 | 3219.5865 | 2788.2842 | 3785.8832 | 1397.6343 | 44410.5275 | 219070.4056 | 393083.375 | 656564.308 | 8300344.0088 | 8964715.9941 | 14.98% | 10544846.9095
DATA CENTERS #120 | TERTIARY | DATA CENTERS | 5696.679 | 2022 | 92527.4845 | 213637.6225 | 1600 | 6 | 14875.5002 | 5265.1573 | 1177184.4966 | 673573.375 | 14 | 1224972.9615 | 303739.4248 | 87 | 507842.0393 | 134784.9674 | 6 | 14984.9261 | 6719.8659 | 3 | 71578.9507 | 1914.0012 | 57192.9709 | 384.105 | 9283.0654 | 100.3813 | 95.1268 | 0 | 17252.1758 | 79.0926 | 0 | 424447.6711 | 87.03% | 12.97% | 4457.431 | 9331.4951 | 811.6543 | 43.7693 | 866.7678 | 970.7363 | 1413.3459 | 839.7982 | 14619.2361 | 83999.7258 | 197211.4742 | 295830.4361 | 4113285.7571 | 4411742.7164 | 5.649% | 4675884.8198
DATA CENTERS #121 | TERTIARY | DATA CENTERS | 11085.2908 | 2021 | 147841.3439 | 309299.7477 | 2500 | 6 | 18321.443 | 7503.3975 | 1477546.3232 | 1860466.3247 | 25 | 2746708.5887 | 842114.9437 | 181 | 910580.8471 | 264064.7649 | 12 | 27600.0374 | 15476.6068 | 6 | 131771.7329 | 4185.866 | 100036.4426 | 1035.7212 | 22332 | 196.7471 | 196.951 | 0 | 26793.9086 | 173.489 | 0 | 706738.5787 | 91.02% | 8.979% | 7223.9997 | 15578.7189 | 1718.3781 | 93.9024 | 2173.9285 | 1579.0447 | 3238.0058 | 1003.0104 | 43737.6184 | 167697.4431 | 401350.5779 | 612785.6394 | 7172761.3748 | 7790560.3137 | 18.46% | 9553905.0217
DATA CENTERS #122 | TERTIARY | DATA CENTERS | 7972.0328 | 2021 | 144048.6016 | 269288.7619 | 1600 | 6 | 15822.4676 | 6278.7429 | 1089627.9627 | 855144.1752 | 12 | 1847763.5644 | 435651.0618 | 113 | 638754.7911 | 181247.355 | 9 | 19712.6303 | 11685.4932 | 3 | 92306.3194 | 3696.491 | 78326.4558 | 751.2797 | 14137.8664 | 117.3017 | 159.3933 | 0 | 20855.5782 | 125.5523 | 0 | 659674.9423 | 96.46% | 3.539% | 4721.9555 | 9071.0766 | 1253.9262 | 72.7929 | 1642.3825 | 1123.6484 | 2557.4902 | 1075.173 | 27640.8316 | 138307.2494 | 251840.0237 | 417788.1047 | 5304109.2827 | 5726705.7395 | 13.05% | 6585990.389
DATA CENTERS #123 | TERTIARY | DATA CENTERS | 4911.9706 | 2023 | 98472.7528 | 138911.4975 | 1000 | 6 | 8098.9788 | 3133.9793 | 725739.7661 | 661349.394 | 8 | 1183917.8593 | 374237.2382 | 71 | 467019.2696 | 100777.4852 | 4 | 12443.9988 | 5614.5729 | 2 | 71899.872 | 1752.1378 | 43722.0525 | 498.9122 | 8066.4458 | 84.2035 | 119.6086 | 0 | 14173.7883 | 69.3941 | 0 | 530100.9631 | 95.06% | 4.943% | 2892.2402 | 7279.451 | 732.7411 | 45.8005 | 769.7027 | 775.7762 | 1191.8665 | 463.5269 | 13024.8864 | 57171.4572 | 185627.7465 | 255824.0902 | 3539445.1242 | 3798370.7437 | 15.85% | 4513829.6089
DATA CENTERS #124 | TERTIARY | DATA CENTERS | 17020.6492 | 2015 | 311526.1656 | 548539.7875 | 2500 | 6 | 21750.259 | 13605.3221 | 2787405.7069 | 2461270.0225 | 29 | 3407032.0469 | 937846.4392 | 259 | 1274133.1144 | 303496.3211 | 15 | 37319.3918 | 16008.4833 | 7 | 154480.0131 | 5306.8641 | 116177.1944 | 1482.222 | 19389.2699 | 261.6517 | 297.2002 | 0 | 43725.7536 | 245.7358 | 0 | 1172280.8392 | 89.02% | 10.98% | 13606.8135 | 31226.5277 | 2670.5029 | 145.3569 | 4201.7377 | 2403.9311 | 4412.6032 | 2249.3566 | 57675.9403 | 242932.5381 | 659828.4139 | 960436.8923 | 10706962.4923 | 11678283.4363 | 2.907% | 12027884.3357
DATA CENTERS #125 | TERTIARY | DATA CENTERS | 8369.8716 | 2010 | 133065.2905 | 204720.4788 | 1600 | 6 | 15374.0006 | 4825.3984 | 1258863.0664 | 749649.0227 | 17 | 1103114.5536 | 435247.1498 | 132 | 495637.0309 | 152611.8901 | 7 | 19644.7282 | 7215.8081 | 4 | 74379.5438 | 2450.804 | 63726.0714 | 541.8009 | 10678.9954 | 138.9839 | 209.4936 | 0 | 21454.8584 | 129.2818 | 0 | 656411.9806 | 92.73% | 7.275% | 5942.8087 | 15339.6584 | 1534.4036 | 70.9283 | 1946.6243 | 1485.8539 | 1737.2637 | 1142.061 | 16722.0267 | 108186.4541 | 300609.8892 | 425518.3699 | 4383504.6422 | 4812358.8608 | 5.166% | 5074510.9035
DATA CENTERS #126 | TERTIARY | DATA CENTERS | 13712.473 | 2016 | 228467.2263 | 428121.9911 | 2500 | 6 | 21431.2967 | 10930.9439 | 1922910.8172 | 1750245.5168 | 34 | 2677336.6997 | 909769.1207 | 204 | 978741.457 | 238395.746 | 16 | 26746.2187 | 15003.7339 | 5 | 138082.4432 | 4586.6393 | 88956.7867 | 968.4604 | 24946.8921 | 238.9531 | 247.6268 | 0 | 30330.6389 | 194.4081 | 0 | 1015339.7624 | 88.27% | 11.73% | 9194.4851 | 23786.4912 | 1978.5658 | 99.0906 | 2993.9158 | 2637.7136 | 2817.2255 | 1928.6762 | 41623.9029 | 209754.1346 | 531233.1283 | 782611.1658 | 8221009.5588 | 9010863.723 | 15.49% | 10662874.0888
DATA CENTERS #127 | TERTIARY | DATA CENTERS | 9464.5632 | 2014 | 117659.3937 | 241858.4355 | 1600 | 6 | 13104.0925 | 6685.656 | 1727013.2109 | 1145085.3136 | 23 | 1418119.2512 | 421900.9164 | 129 | 588491.7537 | 129311.6947 | 10 | 21413.1641 | 7487.5065 | 5 | 72626.0933 | 3950.2264 | 61153.2353 | 946.0108 | 11479.4177 | 130.6429 | 182.0557 | 0 | 23451.6118 | 127.0095 | 0 | 816405.7883 | 86.69% | 13.31% | 5991.1215 | 13286.2414 | 1412.5996 | 84.7007 | 2184.3363 | 1843.5192 | 1855.4964 | 1415.1966 | 25339.016 | 95529.9041 | 243917.0977 | 364786.0178 | 5493656.3065 | 5863270.0179 | 11.01% | 6588576.1813
DATA CENTERS #128 | TERTIARY | DATA CENTERS | 7587.8736 | 2018 | 126989.6983 | 300305.1378 | 1600 | 6 | 11469.7862 | 6243.672 | 968354.4561 | 948748.0469 | 14 | 1380838.1138 | 338519.1591 | 124 | 564300.1603 | 127380.6298 | 8 | 16110.9005 | 10606.9044 | 4 | 92992.9158 | 2969.36 | 72730.7189 | 619.6389 | 9142.5224 | 139.1353 | 185.5958 | 0 | 18648.98 | 162.9208 | 0 | 596912.6477 | 88.92% | 11.08% | 5003.0061 | 10831.4717 | 1252.2281 | 71.725 | 1341.0691 | 1068.4325 | 2009.2881 | 931.6453 | 27487.9039 | 103938.1421 | 209461.6656 | 340887.7116 | 4502621.4229 | 4846724.0439 | 10.27% | 5401378.8081
DATA CENTERS #129 | TERTIARY | DATA CENTERS | 6070.1737 | 2023 | 87614.8812 | 186633.4117 | 1600 | 6 | 13668.2744 | 6044.9062 | 1012984.5299 | 1046725.946 | 11 | 1033857.7248 | 305923.9212 | 78 | 563125.1755 | 108780.0424 | 7 | 16490.7144 | 7059.0457 | 3 | 83714.2414 | 2383.5831 | 55041.8383 | 522.2284 | 11705.8232 | 97.9867 | 124.9524 | 0 | 14722.1962 | 114.3239 | 0 | 617826.683 | 92.98% | 7.016% | 3702.9795 | 8886.9403 | 1021.5568 | 52.6853 | 1154.7621 | 1132.8952 | 1846.8707 | 677.7137 | 16743.1632 | 83696.6715 | 209493.155 | 309932.9898 | 3983126.4713 | 4296311.2827 | 5.915% | 4566421.1543
DATA CENTERS #130 | TERTIARY | DATA CENTERS | 16143.0936 | 2012 | 178955.3761 | 368910.7981 | 2500 | 6 | 21306.2823 | 8177.9107 | 1765514.7693 | 2089149.5219 | 37 | 2694815.9403 | 734431.3067 | 216 | 1211596.8512 | 216582.5781 | 13 | 34349.8164 | 16026.2087 | 9 | 191192.3998 | 5382.2273 | 86474.5889 | 1009.6467 | 26059.4428 | 289.4092 | 385.5523 | 0 | 38740.3243 | 268.9119 | 0 | 1128110.6007 | 87.66% | 12.34% | 8981.3288 | 20419.3515 | 2092.5215 | 124.0809 | 3822.7394 | 2262.7196 | 3508.3389 | 2359.1126 | 34402.2954 | 209419.0217 | 637582.8519 | 881404.169 | 8385398.7112 | 9276176.7554 | 11.89% | 10527666.9363
DATA CENTERS #131 | TERTIARY | DATA CENTERS | 10658.7778 | 2022 | 141886.4949 | 450230.1967 | 2500 | 6 | 17888.5538 | 9601.2613 | 1449179.4518 | 1375143.6539 | 22 | 1965679.2754 | 562664.2083 | 156 | 733283.3515 | 244225.8331 | 11 | 19946.4638 | 12143.5757 | 6 | 95903.6121 | 3515.429 | 110756.0763 | 809.9928 | 14494.3622 | 210.1224 | 228.7338 | 0 | 33852.548 | 148.3365 | 0 | 1067610.2983 | 86.03% | 13.97% | 6419.6417 | 16503.0413 | 1767.0696 | 89.69 | 2532.0269 | 1740.9879 | 2269.4552 | 1306.4372 | 37911.0719 | 134057.8336 | 344914.4129 | 516883.3183 | 6582831.7764 | 7104686.3937 | 6.102% | 7566421.5021
DATA CENTERS #132 | TERTIARY | DATA CENTERS | 1764.1386 | 2023 | 23553.5506 | 71349.4632 | 800 | 4 | 7525.7851 | 1127.1675 | 316851.6822 | 283238.2293 | 3 | 309914.6505 | 86633.9416 | 28 | 146736.548 | 32661.8138 | 1 | 3471.4218 | 2040.6718 | 1 | 22800.2711 | 533.7778 | 17516.1566 | 156.7198 | 2881.3223 | 32.7841 | 34.6601 | 0 | 5045.6603 | 24.4787 | 0 | 137864.1889 | 94.53% | 5.475% | 1474.7727 | 2789.399 | 226.5841 | 13.6464 | 376.0444 | 336.0913 | 556.1992 | 171.2377 | 7006.2293 | 21409.727 | 51439.5865 | 79855.5428 | 1143163.9293 | 1224218.9844 | 5.841% | 1300160.5742
DATA CENTERS #133 | TERTIARY | DATA CENTERS | 9782.6618 | 2020 | 171080.2503 | 376449.9424 | 1600 | 6 | 14150.92 | 6478.0639 | 1739031.0758 | 1595956.4992 | 18 | 1928873.7143 | 654108.9957 | 181 | 674715.2546 | 202335.4237 | 10 | 23736.5971 | 13044.4516 | 5 | 93016.5493 | 3217.4562 | 69164.3429 | 920.9602 | 18739.7881 | 129.0545 | 189.9604 | 0 | 34659.3013 | 152.9916 | 0 | 923699.1522 | 89.81% | 10.19% | 5830.9677 | 17280.733 | 1740.62 | 65.4979 | 2118.5776 | 1968.8077 | 3067.4245 | 893.8964 | 36069.9282 | 151954.3797 | 353028.8099 | 541053.1178 | 6566505.8784 | 7113705.7783 | 17.88% | 8662987.2013
DATA CENTERS #134 | TERTIARY | DATA CENTERS | 6934.3846 | 2018 | 98928.1392 | 210742.1928 | 1600 | 6 | 15219.0466 | 6195.4597 | 1296753.0603 | 927806.853 | 14 | 1560271.0764 | 359894.0988 | 122 | 437144.4409 | 126498.617 | 8 | 14532.5526 | 6162.6806 | 4 | 91368.7116 | 2158.8663 | 62899.8585 | 469.2284 | 10365.5302 | 109.865 | 109.6652 | 0 | 22389.4073 | 136.1292 | 0 | 503979.2082 | 91.09% | 8.905% | 5661.5261 | 12233.184 | 1080.7951 | 58.2782 | 1181.6863 | 1175.9313 | 1702.4657 | 737.9086 | 26023.5075 | 110138.1223 | 220172.6459 | 356334.2757 | 4677448.8393 | 5036765.0279 | 16.29% | 6016853.2017
DATA CENTERS #135 | TERTIARY | DATA CENTERS | 11110.213 | 2012 | 181565.6402 | 378348.2434 | 2500 | 6 | 22330.4991 | 7568.4053 | 1918828.3593 | 1370545.233 | 24 | 1433140.5343 | 669121.4742 | 203 | 607033.5351 | 180187.8454 | 13 | 18770.5361 | 12962.2911 | 4 | 106452.3168 | 4612.4959 | 62588.9205 | 939.2939 | 14665.5303 | 211.8366 | 263.8494 | 0 | 24663.5691 | 179.7828 | 0 | 927703.0748 | 96.38% | 3.615% | 6816.4695 | 15658.3698 | 1531.4162 | 81.0412 | 1928.2558 | 1438.9195 | 3508.9169 | 1128.3203 | 30423.7108 | 108085.1512 | 275456.3519 | 413965.214 | 6116439.5845 | 6535747.8279 | 12.94% | 7506904.8939
DATA CENTERS #136 | TERTIARY | DATA CENTERS | 17535.715 | 2014 | 300015.8344 | 498613.053 | 2500 | 6 | 21003.3113 | 13009.3122 | 2982092.8857 | 1677195.29 | 28 | 3072477.3293 | 1009247.198 | 219 | 1318654.0239 | 328832.5541 | 16 | 37577.6052 | 21837.5262 | 8 | 137687.4533 | 6763.9265 | 109653.5577 | 1207.1193 | 19508.4715 | 346.8551 | 296.7802 | 0 | 52720.5304 | 284.2432 | 0 | 1405666.4045 | 86.68% | 13.32% | 9720.7225 | 31350.6279 | 2572.4522 | 142.2299 | 3298.946 | 2397.9346 | 5356.1904 | 2197.0697 | 50017.0607 | 199120.5663 | 594505.4315 | 843643.0585 | 10714906.8642 | 11566409.0386 | 3.555% | 11992772.9982
DATA CENTERS #137 | TERTIARY | DATA CENTERS | 10531.6233 | 2010 | 149721.1827 | 224832.0086 | 2500 | 6 | 19637.1673 | 7402.187 | 1504759.275 | 1003608.3326 | 22 | 1283974.2372 | 513425.8833 | 167 | 717722.5648 | 184808.7175 | 13 | 16686.5607 | 8577.9222 | 6 | 105098.5947 | 3182.2147 | 67686.9951 | 760.8128 | 12339.0828 | 145.6647 | 215.0506 | 0 | 27647.7198 | 150.8319 | 0 | 615417.9604 | 85.34% | 14.66% | 6060.1652 | 18830.7735 | 1537.1558 | 69.5703 | 1998.5897 | 2153.3054 | 3053.834 | 1018.9464 | 32507.2975 | 146492.7977 | 357737.5155 | 536737.6108 | 5163239.4182 | 5705059.4396 | 17.79% | 6939918.4044
DATA CENTERS #138 | TERTIARY | DATA CENTERS | 4742.0222 | 2011 | 51769.9346 | 102469.2115 | 1000 | 6 | 8058.572 | 3736.7676 | 727744.6481 | 530259.8536 | 7 | 945739.0692 | 274709.8409 | 68 | 297563.4213 | 61670.7779 | 5 | 7803.4096 | 5711.0144 | 2 | 36729.3636 | 2122.1917 | 28126.5294 | 437.0168 | 5451.2944 | 93.898 | 105.0301 | 0 | 12026.1061 | 93.7209 | 0 | 282344.5187 | 86.06% | 13.94% | 3974.8659 | 7646.0302 | 780.2701 | 42.8879 | 1159.729 | 821.8923 | 1125.6892 | 686.2904 | 13850.7449 | 61350.0896 | 136469.7674 | 211670.6019 | 2708396.5007 | 2922787.233 | 2.684% | 3003396.5854
DATA CENTERS #139 | TERTIARY | DATA CENTERS | 6678.3289 | 2021 | 92269.4955 | 246087.7973 | 1600 | 6 | 13741.9618 | 5292.2023 | 1144902.9338 | 715348.934 | 14 | 1491343.2184 | 461730.7161 | 82 | 535582.0173 | 153905.9618 | 7 | 18004.9713 | 8470.6704 | 3 | 76379.912 | 2773.7401 | 44016.6438 | 686.1001 | 12732.9504 | 81.7563 | 151.6577 | 0 | 17196.4655 | 107.425 | 0 | 432483.7309 | 95.78% | 4.224% | 3753.8922 | 8490.338 | 1157.0178 | 44.6287 | 1592.9193 | 994.0803 | 1333.8517 | 937.1633 | 21795.673 | 93862.1269 | 232994.093 | 348651.8928 | 4447803.1399 | 4800507.8847 | 17.43% | 5814084.029
DATA CENTERS #140 | TERTIARY | DATA CENTERS | 3085.7376 | 2008 | 33963.2519 | 75987.089 | 1000 | 4 | 8113.8408 | 1750.1156 | 387596.5333 | 362870.3092 | 7 | 397268.8963 | 140796.7443 | 42 | 190328.927 | 36668.4519 | 3 | 6383.9002 | 2702.5803 | 1 | 27620.1901 | 1079.339 | 16470.2698 | 205.2675 | 3644.0518 | 47.3074 | 48.4687 | 0 | 5353.5688 | 59.6625 | 0 | 238039.7199 | 82.76% | 17.24% | 2526.3053 | 4074.833 | 597.3679 | 19.5604 | 762.2371 | 529.7663 | 895.588 | 454.8964 | 6846.3204 | 40333.6003 | 119819.5651 | 166999.4859 | 1504639.7949 | 1673043.1273 | 12.28% | 1907156.7122
DATA CENTERS #141 | TERTIARY | DATA CENTERS | 10430.9854 | 2011 | 148173.9735 | 367431.8215 | 2500 | 6 | 18948.3536 | 5104.6774 | 1682468.5452 | 1251065.0824 | 25 | 1666928.9086 | 491643.4037 | 175 | 613954.2954 | 173575.6995 | 11 | 21859.3962 | 9067.3342 | 5 | 75617.3467 | 4648.1996 | 78178.5094 | 846.3787 | 15411.026 | 148.4335 | 208.66 | 0 | 31037.095 | 148.3042 | 0 | 690652.2061 | 93.52% | 6.48% | 7223.6031 | 17959.7933 | 1582.1403 | 71.1658 | 2512.7898 | 1931.3021 | 2806.0691 | 1541.1844 | 30893.0346 | 131660.5715 | 399271.5888 | 561825.1949 | 5841468.296 | 6407225.2228 | 14.84% | 7523391.533
DATA CENTERS #142 | TERTIARY | DATA CENTERS | 17259.4981 | 2019 | 329858.6385 | 726610.618 | 2500 | 6 | 22627.1525 | 10177.8104 | 2131374.7953 | 2599936.1631 | 32 | 3161052.2474 | 917368.191 | 241 | 1455605.433 | 313328.4693 | 20 | 33245.9112 | 21520.5777 | 8 | 224680.1607 | 6648.9766 | 149677.0293 | 1737.5902 | 27150.1663 | 306.6316 | 385.2818 | 0 | 37134.5763 | 258.7339 | 0 | 1366116.7663 | 94.15% | 5.85% | 13454.9548 | 19651.4091 | 2882.0458 | 135.8155 | 3161.676 | 3381.4466 | 4483.9071 | 1847.145 | 60931.9496 | 290481.5167 | 605519.1345 | 956932.6008 | 10512623.6553 | 11477481.1658 | 3.008% | 11833452.6432
DATA CENTERS #143 | TERTIARY | DATA CENTERS | 5325.9308 | 2015 | 80716.6123 | 163413.5026 | 1600 | 6 | 14825.1757 | 3075.8412 | 967595.9367 | 729686.584 | 10 | 1056576.7216 | 298664.2042 | 86 | 395866.8004 | 72147.9966 | 4 | 10320.1969 | 5823.7447 | 2 | 40696.9794 | 1725.1415 | 33318.432 | 412.6917 | 6027.2528 | 96.774 | 99.7313 | 0 | 17306.5792 | 86.1621 | 0 | 335839.6703 | 93.44% | 6.562% | 3141.3492 | 6401.033 | 771.5996 | 42.6704 | 1331.254 | 941.2559 | 1195.1779 | 724.9687 | 16431.6237 | 80054.1217 | 192913.8825 | 289399.6279 | 3370034.5349 | 3661750.5922 | 4.365% | 3828872.5047
DATA CENTERS #144 | TERTIARY | DATA CENTERS | 2237.0118 | 2021 | 40369.3527 | 96033.1086 | 800 | 6 | 7518.6602 | 1359.3438 | 349472.1861 | 387532.0786 | 4 | 458292.1632 | 117464.5357 | 33 | 171730.4565 | 52641.1783 | 2 | 5326.5763 | 2477.0994 | 1 | 24631.3307 | 867.6971 | 19473.1318 | 203.6017 | 3523.4257 | 39.3051 | 51.9027 | 0 | 7058.9596 | 48.1434 | 0 | 187705.0422 | 85.88% | 14.12% | 1589.8751 | 3829.0771 | 366.8475 | 15.2431 | 556.4352 | 425.8127 | 489.9279 | 297.5809 | 5989.8506 | 29648.7952 | 72835.3443 | 108473.9901 | 1471804.8583 | 1581384.038 | 7.122% | 1702639.3931
DATA CENTERS #145 | TERTIARY | DATA CENTERS | 8243.67 | 2022 | 154496.7193 | 305590.9371 | 1600 | 6 | 13446.1977 | 7453.5207 | 1254673.5176 | 1026583.5473 | 17 | 1926249.3918 | 390519.7118 | 104 | 679179.9763 | 200058.798 | 7 | 24015.1689 | 11394.9677 | 4 | 104691.032 | 3770.6971 | 85524.9351 | 771.709 | 17138.1458 | 125.445 | 179.4461 | 0 | 23834.9865 | 132.1695 | 0 | 540540.6732 | 96.28% | 3.722% | 5627.364 | 14957.797 | 1383.3233 | 64.8032 | 1260.6891 | 1304.2045 | 2505.4919 | 869.8503 | 23286.3512 | 140350.9907 | 271549.9895 | 435187.3315 | 5557196.8944 | 5997926.3504 | 4.056% | 6251497.422
DATA CENTERS #146 | TERTIARY | DATA CENTERS | 11311.6107 | 2016 | 202107.5145 | 363497.4404 | 2500 | 6 | 21866.2366 | 8025.528 | 1655053.4413 | 1196786.171 | 23 | 2584824.0532 | 477180.4915 | 196 | 783252.3515 | 183829.8277 | 13 | 25987 | 11062.3075 | 6 | 121513.455 | 4087.0495 | 63207.036 | 882.7574 | 16518.9015 | 176.9213 | 200.1119 | 0 | 25141.2105 | 200.1028 | 0 | 1079704.5968 | 85.83% | 14.17% | 7222.3922 | 21001.8883 | 1378.8313 | 107.2987 | 1947.7018 | 2321.2707 | 2645.8342 | 1294.8371 | 34600.905 | 136158.2139 | 365304.1196 | 536063.2385 | 7462076.4208 | 8005287.4601 | 9.878% | 8882694.583
DATA CENTERS #147 | TERTIARY | DATA CENTERS | 6545.4759 | 2017 | 103741.9655 | 205975.0681 | 1600 | 6 | 15899.2047 | 4126.2329 | 1194378.9128 | 872394.0992 | 14 | 1002677.0986 | 285482.6122 | 97 | 575557.3946 | 141342.7936 | 5 | 11768.3238 | 9139.5207 | 3 | 62003.3714 | 2557.1667 | 57931.1481 | 501.6415 | 12313.0778 | 95.689 | 139.3563 | 0 | 20827.394 | 136.3192 | 0 | 390103.877 | 91.14% | 8.856% | 3700.2079 | 9591.3005 | 1199.829 | 61.0186 | 1078.8217 | 1118.4816 | 1390.6806 | 845.3271 | 18994.1342 | 79301.9836 | 180115.0334 | 278411.1512 | 3929686.2202 | 4210955.6941 | 12.72% | 4824544.4386
DATA CENTERS #148 | TERTIARY | DATA CENTERS | 10242.6795 | 2015 | 141628.5329 | 360395.5551 | 2500 | 6 | 19471.5512 | 6774.8192 | 1588474.9519 | 959686.9751 | 21 | 1696821.7499 | 443065.5155 | 147 | 857997.5203 | 148363.4956 | 11 | 26705.8618 | 13724.5997 | 4 | 95962.5064 | 4741.4885 | 73951.1933 | 650.6012 | 17284.369 | 144.204 | 230.5031 | 0 | 30018.6739 | 138.5567 | 0 | 901935.2425 | 96.35% | 3.65% | 6410.1879 | 13176.3728 | 1460.6607 | 84.0126 | 1724.3949 | 1640.6991 | 2268.6621 | 1101.6369 | 30661.0605 | 107903.904 | 261417.908 | 399982.8725 | 6238162.7427 | 6642737.0488 | 13.93% | 7718039.1216
DATA CENTERS #149 | TERTIARY | DATA CENTERS | 11177.0401 | 2017 | 198976.1199 | 427373.3905 | 2500 | 6 | 23141.2593 | 9242.9528 | 1499185.0931 | 1187806.4979 | 28 | 2360284.2925 | 748483.0177 | 178 | 771840.9723 | 223103.2776 | 14 | 25663.4347 | 14150.5126 | 5 | 119630.8417 | 3526.4273 | 80590.8985 | 991.1944 | 20322.5123 | 208.9154 | 221.384 | 0 | 31799.9831 | 195.1552 | 0 | 867122.6748 | 86.52% | 13.48% | 8392.5521 | 16730.457 | 1742.5587 | 92.9358 | 2205.8751 | 2065.9113 | 3185.2708 | 1297.4199 | 38795.0288 | 177153.6337 | 340889.2323 | 556837.8948 | 6964767.3549 | 7526735.1873 | 7.902% | 8172504.084
DATA CENTERS #150 | TERTIARY | DATA CENTERS | 17427.4972 | 2018 | 218196.8747 | 480241.8203 | 2500 | 6 | 23422.598 | 13705.9157 | 3182871.1234 | 2773150.6946 | 41 | 3362283.368 | 853066.4413 | 269 | 1486082.8735 | 312449.7288 | 21 | 39945.2772 | 21296.2986 | 8 | 148641.0891 | 5287.4473 | 149005.3062 | 1089.2744 | 28668.6982 | 325.4207 | 359.5484 | 0 | 44724.9419 | 371.269 | 0 | 1166210.7985 | 95.48% | 4.519% | 11211.9821 | 23760.5042 | 2111.2127 | 144.5799 | 4120.1612 | 2296.6597 | 3462.0749 | 1598.8904 | 42361.5711 | 270255.7781 | 547678.1815 | 860295.5306 | 11175426.1729 | 12045789.2896 | 11.59% | 13625068.0262
DATA CENTERS #151 | TERTIARY | DATA CENTERS | 15312.2199 | 2017 | 275441.8806 | 387380.7943 | 2500 | 6 | 19404.5438 | 12495.9053 | 2948653.4659 | 2302307.0574 | 37 | 2629679.8685 | 989150.1259 | 287 | 1240484.7499 | 339352.9904 | 14 | 36305.8949 | 19838.0985 | 9 | 131122.5249 | 4306.7291 | 144510.2744 | 1183.7304 | 26764.1173 | 292.9236 | 383.7928 | 0 | 34108.5156 | 297.794 | 0 | 1074014.4109 | 87.48% | 12.52% | 9783.6008 | 26634.4353 | 2068.605 | 143.9883 | 3606.3727 | 2848.1079 | 3144.1785 | 1800.4142 | 56013.4429 | 176933.189 | 370124.7222 | 603071.354 | 9641033.1298 | 10252131.7637 | 2.752% | 10542265.7883
DATA CENTERS #152 | TERTIARY | DATA CENTERS | 7667.9497 | 2020 | 98912.1582 | 208636.9519 | 1600 | 6 | 14361.8241 | 6653.3772 | 1499340.2372 | 1214129.6083 | 14 | 1304862.3266 | 422421.8226 | 113 | 720685.4148 | 154873.3989 | 9 | 21481.2059 | 9788.3495 | 4 | 96046.4326 | 2781.2359 | 53826.4789 | 736.0195 | 12319.9956 | 141.0665 | 150.5112 | 0 | 22903.6498 | 163.0823 | 0 | 502852.6078 | 85.58% | 14.42% | 5521.4663 | 14330.5792 | 1163.0595 | 75.128 | 1248.3832 | 1564.5037 | 2224.6036 | 990.7781 | 23011.7265 | 82630.2873 | 262674.3664 | 368316.3802 | 4892155.6682 | 5265505.0726 | 7.294% | 5679767.9582
DATA CENTERS #153 | TERTIARY | DATA CENTERS | 8512.2635 | 2010 | 135460.3015 | 277418.5148 | 1600 | 6 | 11788.8689 | 5258.9521 | 1196683.0654 | 967591.1113 | 15 | 1717341.7333 | 474151.5403 | 98 | 579282.362 | 149595.0547 | 11 | 13846.7638 | 10150.2602 | 5 | 91003.3061 | 3426.3332 | 47211.3412 | 536.1616 | 11520.3728 | 118.5615 | 131.5608 | 0 | 18748.0076 | 113.6462 | 0 | 617139.7809 | 94.2% | 5.799% | 5209.3556 | 14344.95 | 1472.7358 | 58.1767 | 1480.2991 | 1243.2139 | 2315.229 | 1174.7805 | 19904.7899 | 107551.8308 | 238681.2875 | 366137.9082 | 5083840.2779 | 5453359.7097 | 14.34% | 6366448.2097
DATA CENTERS #154 | TERTIARY | DATA CENTERS | 6750.5149 | 2019 | 115721.5915 | 206691.4668 | 1600 | 6 | 14079.8147 | 6296.3913 | 1125924.4448 | 810578.3167 | 11 | 1568659.2118 | 325287.3351 | 114 | 589411.0617 | 107441.9249 | 6 | 15857.6866 | 6917.8548 | 3 | 90235.8433 | 2290.0888 | 51350.2764 | 613.4574 | 9386.721 | 122.151 | 165.0277 | 0 | 15686.2693 | 120.6969 | 0 | 482177.7373 | 95.2% | 4.803% | 3956.5043 | 12425.0515 | 1192.5328 | 43.4767 | 1461.0664 | 1264.5468 | 1438.4487 | 664.2947 | 21515.8677 | 77139.2411 | 170373.1157 | 269028.2246 | 4598652.6272 | 4871296.2099 | 6.314% | 5199620.8325
DATA CENTERS #155 | TERTIARY | DATA CENTERS | 8000.9089 | 2020 | 112593.7083 | 225728.8697 | 1600 | 6 | 13350.8875 | 6724.3854 | 1075290.7864 | 937698.2281 | 18 | 1528130.3987 | 445449.176 | 130 | 749939.5785 | 149146.3491 | 8 | 15572.0781 | 9640.0383 | 4 | 85146.7004 | 3572.8553 | 50650.1771 | 645.5594 | 12782.2386 | 112.6289 | 139.06 | 0 | 28444.1996 | 107.9844 | 0 | 709913.1113 | 90.55% | 9.454% | 5649.0619 | 11021.8492 | 1180.5837 | 66.9212 | 1239.3154 | 1278.5432 | 1882.7658 | 742.3808 | 29255.4956 | 104308.0271 | 200091.5893 | 333655.112 | 4975414.1975 | 5313079.2667 | 8.218% | 5788821.0069
DATA CENTERS #156 | TERTIARY | DATA CENTERS | 15249.9227 | 2019 | 264236.8135 | 420613.9295 | 2500 | 6 | 23694.3956 | 8765.6876 | 1998599.6517 | 1798905.4297 | 23 | 2910273.0267 | 985892.6408 | 229 | 1328182.899 | 279228.115 | 12 | 35277.5352 | 14534.4903 | 6 | 158066.23 | 4798.0298 | 110685.5574 | 1368.2496 | 29718.1223 | 204.2975 | 299.4134 | 0 | 45637.4278 | 267.2118 | 0 | 1464568.23 | 90.76% | 9.241% | 8409.8797 | 26386.2816 | 3020.6582 | 106.4484 | 3006.8456 | 2348.7836 | 4266.929 | 1535.2615 | 60131.7886 | 261825.0506 | 378270.692 | 700227.5312 | 9560510.9393 | 10269405.0344 | 14.09% | 11953088.6794
DATA CENTERS #157 | TERTIARY | DATA CENTERS | 9159.1558 | 2023 | 168903.3038 | 270090.9804 | 1600 | 6 | 13531.1489 | 8137.5027 | 1606120.0455 | 1107680.736 | 17 | 2063992.8206 | 443233.909 | 124 | 910223.3741 | 228154.8592 | 11 | 21186.7254 | 11600.4054 | 4 | 118886.1704 | 4227.7474 | 62956.0799 | 691.3353 | 16919.1345 | 144.1301 | 170.3965 | 0 | 24073.2492 | 126.4356 | 0 | 677470.6524 | 86.59% | 13.41% | 4731.7368 | 17163.1115 | 1335.7053 | 60.8756 | 2041.4295 | 1379.7805 | 1824.1141 | 1272.486 | 31518.5696 | 106628.7553 | 265949.7024 | 404097.0273 | 6396206.4919 | 6804821.3857 | 7.899% | 7388431.3538
DATA CENTERS #158 | TERTIARY | DATA CENTERS | 7368.5205 | 2022 | 106988.7557 | 309435.8847 | 1600 | 6 | 15661.3339 | 6577.3115 | 1377467.5238 | 1178408.8254 | 15 | 1373198.9917 | 558119.9688 | 109 | 671184.6005 | 113649.7239 | 9 | 18687.53 | 8998.2365 | 4 | 75471.2097 | 2778.7359 | 51959.0402 | 579.4045 | 13721.0945 | 120.854 | 117.9318 | 0 | 26587.4205 | 123.7155 | 0 | 554780.5234 | 89.3% | 10.7% | 5259.3358 | 12606.0173 | 1165.5529 | 69.6189 | 1339.0786 | 1184.5198 | 2071.0773 | 1105.1357 | 25067.1965 | 102696.1861 | 200068.7748 | 327832.1574 | 4953882.4618 | 5285874.6477 | 10.86% | 5929644.8158
DATA CENTERS #159 | TERTIARY | DATA CENTERS | 6234.7912 | 2010 | 97853.7487 | 181000.4169 | 1600 | 6 | 13100.7231 | 3013.4255 | 780372.0866 | 823669.8055 | 15 | 928127.048 | 299948.7983 | 90 | 304550.0795 | 96633.8507 | 5 | 12996.1904 | 6759.1434 | 3 | 59983.1095 | 2042.3355 | 33154.1263 | 535.968 | 7360.7436 | 106.0029 | 159.4031 | 0 | 15203.7052 | 131.4085 | 0 | 369261.736 | 92.14% | 7.859% | 3784.7103 | 8743.2833 | 861.4574 | 45.7434 | 1137.2223 | 1097.3153 | 1504.1203 | 919.2628 | 15102.0741 | 77453.2322 | 244768.1866 | 337323.4928 | 3033239.6932 | 3373931.1713 | 4.136% | 3519504.217
DATA CENTERS #160 | TERTIARY | DATA CENTERS | 8042.5831 | 2021 | 107927.561 | 280695.9972 | 1600 | 6 | 14115.0083 | 6206.2897 | 1323820.674 | 853436.2631 | 13 | 1343140.1467 | 496463.2572 | 124 | 527907.7332 | 149586.6073 | 8 | 20007.8978 | 11100.1462 | 4 | 74594.8973 | 3253.0268 | 67881.7809 | 812.9831 | 11539.2459 | 123.7126 | 201.8331 | 0 | 24979.7366 | 109.9836 | 0 | 776423.3074 | 90.1% | 9.901% | 5765.3209 | 11330.0063 | 1284.9638 | 79.9376 | 1910.3334 | 1012.9255 | 2316.7057 | 796.5276 | 32621.3139 | 124900.9584 | 284208.7756 | 441731.048 | 4963514.3392 | 5409754.3607 | 18.14% | 6608159.0663
DATA CENTERS #161 | TERTIARY | DATA CENTERS | 8740.0192 | 2020 | 149544.1483 | 346815.4884 | 1600 | 6 | 12846.6353 | 6359.5807 | 1487650.8092 | 1038652.7602 | 17 | 1434378.9304 | 522382.5552 | 120 | 560750.7416 | 180126.1941 | 7 | 16741.4625 | 11240.0566 | 4 | 119454.9476 | 3862.9939 | 76967.1837 | 898.3548 | 13172.1888 | 137.8831 | 171.6413 | 0 | 26378.2978 | 143.108 | 0 | 784012.0969 | 88.83% | 11.17% | 6039.3067 | 11902.0658 | 1299.6991 | 86.0687 | 1649.4444 | 1539.0631 | 2114.9242 | 940.0557 | 31709.7748 | 115856.2096 | 220509.0897 | 368075.0741 | 5434791.5581 | 5809066.732 | 11.38% | 6555078.5323
DATA CENTERS #162 | TERTIARY | DATA CENTERS | 10279.6035 | 2021 | 167391.4748 | 443029.9237 | 2500 | 6 | 24667.2376 | 6214.7656 | 2037402.0946 | 1405488.152 | 25 | 1992461.9421 | 523816.2743 | 163 | 803951.0603 | 214100.5197 | 11 | 22998.6445 | 12451.1336 | 5 | 96765.2242 | 3403.1168 | 76484.5775 | 1004.5688 | 16603.8062 | 151.251 | 210.4737 | 0 | 34857.5361 | 176.0023 | 0 | 896639.7407 | 94.35% | 5.65% | 7977.8111 | 14104.2264 | 1285.3613 | 66.1345 | 2421.5476 | 2072.4316 | 2847.1253 | 1396.2472 | 31831.6185 | 160447.8459 | 351576.752 | 543856.2164 | 7133053.8931 | 7683214.5149 | 3.012% | 7921835.4376
DATA CENTERS #163 | TERTIARY | DATA CENTERS | 7811.4941 | 2011 | 107433.1751 | 276662.8398 | 1600 | 6 | 15987.2288 | 5244.218 | 1246325.6014 | 844474.0862 | 13 | 1346973.8285 | 381760.4218 | 95 | 455935.8211 | 126272.0568 | 10 | 11513.5912 | 7404.3561 | 3 | 81376.9413 | 2629.6896 | 59318.0388 | 670.1195 | 9257.4555 | 122.8523 | 184.6483 | 0 | 22397.1302 | 144.1964 | 0 | 572948.1504 | 91.6% | 8.398% | 4191.7491 | 9098.8891 | 1252.5208 | 62.426 | 1295.6303 | 1505.2828 | 1806.9519 | 888.3158 | 22394.5465 | 113524.006 | 277996.5847 | 413915.1372 | 4551445.9731 | 4968766.2168 | 10.62% | 5559238.3906
DATA CENTERS #164 | TERTIARY | DATA CENTERS | 2870.338 | 2019 | 45032.0781 | 115301.8524 | 800 | 6 | 6454.4861 | 2126.3633 | 360381.7347 | 350924.6121 | 5 | 680757.8538 | 153001.7521 | 34 | 272431.8611 | 58628.0229 | 3 | 7664.3609 | 2555.4922 | 2 | 27808.2815 | 900.8263 | 19083.4729 | 200.0062 | 4299.2492 | 53.8072 | 50.4507 | 0 | 6241.2992 | 55.5418 | 0 | 176981.5987 | 95.28% | 4.722% | 1698.2941 | 4243.1264 | 463.1823 | 21.0499 | 499.9716 | 580.3815 | 647.4765 | 338.695 | 10598.006 | 30815.7478 | 102713.3757 | 144127.1295 | 1849216.9822 | 1994979.3828 | 1.645% | 2028353.8306
DATA CENTERS #165 | TERTIARY | DATA CENTERS | 12132.9266 | 2021 | 197612.6014 | 367736.2058 | 2500 | 6 | 24752.1866 | 9027.7198 | 1697869.3714 | 1356776.1027 | 22 | 2451297.0038 | 747357.0265 | 202 | 816406.1268 | 278017.2814 | 14 | 24531.0071 | 15310.8588 | 6 | 108419.6799 | 4697.9288 | 88969.9352 | 1136.1407 | 23708.5368 | 180.9366 | 293.2235 | 0 | 35886.2852 | 191.3186 | 0 | 848655.9716 | 95.1% | 4.901% | 6733.4409 | 17279.9139 | 1490.5187 | 117.169 | 2113.381 | 1632.0847 | 3697.9605 | 1242.7454 | 40166.0763 | 215011.3685 | 461174.8347 | 716352.2795 | 7278852.7337 | 8002147.8226 | 6.499% | 8558353.7391
DATA CENTERS #166 | TERTIARY | DATA CENTERS | 8927.1866 | 2022 | 129843.0236 | 372698.1999 | 1600 | 6 | 12042.3974 | 5944.684 | 1616248.2285 | 1571920.2663 | 18 | 1674972.7369 | 518023.7391 | 104 | 888411.0287 | 174443.4395 | 8 | 19882.1143 | 13484.3804 | 4 | 122517.6774 | 3020.2703 | 67992.9207 | 559.7954 | 13814.757 | 131.7093 | 210.657 | 0 | 28047.7067 | 139.6651 | 0 | 808607.8272 | 91.13% | 8.873% | 4894.8759 | 12309.6868 | 1621.6963 | 73.253 | 1550.1773 | 1133.0785 | 2126.7884 | 873.8029 | 22821.7304 | 144037.8109 | 280029.3077 | 446888.849 | 6216037.6887 | 6667121.9854 | 2.954% | 6870095.2129
DATA CENTERS #167 | TERTIARY | DATA CENTERS | 4811.8352 | 2011 | 71261.0884 | 151739.4778 | 1000 | 6 | 8045.5545 | 2940.7812 | 567897.5616 | 549779.4147 | 7 | 741182.4877 | 271761.683 | 88 | 278309.1569 | 72791.3017 | 4 | 9625.3657 | 4659.2113 | 3 | 36113.5613 | 1372.6896 | 39448.6986 | 411.5471 | 6496.2952 | 62.9998 | 103.2491 | 0 | 11338.4999 | 64.6728 | 0 | 316175.1217 | 87.51% | 12.49% | 2905.2166 | 6363.4603 | 783.7765 | 35.0103 | 875.6645 | 837.631 | 1122.6236 | 670.7591 | 14824.6955 | 47310.5522 | 159443.4168 | 221578.6645 | 2411566.1637 | 2635211.1643 | 5.775% | 2796712.418
DATA CENTERS #168 | TERTIARY | DATA CENTERS | 3207.1198 | 2015 | 37577.7778 | 83735.8482 | 1000 | 4 | 8718.0469 | 2530.9992 | 526612.4034 | 368109.0001 | 8 | 596958.3759 | 145951.4689 | 49 | 286349.8282 | 57891.8386 | 4 | 6680.3039 | 3995.7286 | 1 | 31553.2425 | 1336.5608 | 28879.0868 | 317.7323 | 3748.2042 | 42.2778 | 55.1257 | 0 | 9975.0334 | 48.9038 | 0 | 186053.058 | 88.31% | 11.69% | 2236.7306 | 4993.565 | 562.4153 | 20.7316 | 737.3566 | 431.4922 | 864.0064 | 432.225 | 8954.5922 | 41611.7708 | 127248.1296 | 177814.4926 | 1945163.8005 | 2124294.7216 | 9.549% | 2348565.3417
DATA CENTERS #169 | TERTIARY | DATA CENTERS | 13613.4127 | 2019 | 226720.3825 | 364108.0564 | 2500 | 6 | 20810.999 | 10229.7117 | 1782706.283 | 2213974.9265 | 21 | 2490913.392 | 947572.0576 | 259 | 966984.0283 | 274798.6523 | 15 | 26419.3246 | 15996.9542 | 8 | 163824.7251 | 5433.1817 | 115081.5075 | 1080.4447 | 19236.8717 | 183.7137 | 220.9454 | 0 | 46305.7352 | 237.6427 | 0 | 1268813.6543 | 93.21% | 6.789% | 9426.4416 | 24206.1358 | 2321.9475 | 89.0404 | 3014.0969 | 2254.717 | 3300.8323 | 1850.858 | 42258.2352 | 170702.6211 | 488086.7663 | 701047.6225 | 8086130.0926 | 8793949.4652 | 6.697% | 9425135.979
DATA CENTERS #170 | TERTIARY | DATA CENTERS | 12931.9473 | 2020 | 197559.2039 | 443520.5125 | 2500 | 6 | 24655.3165 | 7705.7258 | 1844992.458 | 1766089.3279 | 30 | 2021389.696 | 616817.9258 | 192 | 1046889.7904 | 185850.8246 | 15 | 35673.1361 | 13295.2731 | 7 | 152816.3629 | 3885.6007 | 119027.0366 | 884.2497 | 20533.1384 | 223.7667 | 272.1872 | 0 | 33965.6859 | 277.0418 | 0 | 1028317.5912 | 90.25% | 9.748% | 7882.4071 | 16269.2435 | 2299.1046 | 100.0055 | 3147.1971 | 2156.0708 | 2658.8489 | 1379.8282 | 50803.9272 | 202131.7548 | 345684.2994 | 598619.9813 | 7571593.9272 | 8175929.7245 | 17.15% | 9868008.0999
DATA CENTERS #171 | TERTIARY | DATA CENTERS | 16799.2632 | 2009 | 231050.507 | 433523.1337 | 2500 | 6 | 17754.4223 | 9183.2311 | 2280432.7296 | 1541188.924 | 28 | 2448191.4279 | 893363.236 | 221 | 871180.7043 | 256398.9659 | 17 | 38523.1161 | 13243.8095 | 7 | 152714.5327 | 5830.6722 | 118709.8294 | 1159.0085 | 18479.3345 | 331.5627 | 396.7565 | 0 | 34288.2823 | 260.5301 | 0 | 920416.8373 | 89.04% | 10.96% | 12184.4902 | 23501.8661 | 2172.3303 | 112.827 | 3948.4344 | 2079.5103 | 5230.0719 | 2020.0461 | 34612.4475 | 227321.7334 | 617812.4903 | 879746.6712 | 8215613.3511 | 9101125.8435 | 11.05% | 10231420.3518
DATA CENTERS #172 | TERTIARY | DATA CENTERS | 6043.121 | 2012 | 77239.468 | 216607.6839 | 1600 | 6 | 12641.546 | 4915.4002 | 1001629.1645 | 557090.8189 | 13 | 1207036.7317 | 259699.8773 | 111 | 418011.8505 | 111271.7506 | 5 | 11508.3034 | 7540.8127 | 3 | 65209.1455 | 2755.0156 | 42846.6342 | 566.2487 | 6379.6075 | 87.8866 | 145.6074 | 0 | 15067.8041 | 92.0487 | 0 | 382251.0077 | 91.9% | 8.104% | 3669.8801 | 7311.8563 | 1116.7905 | 46.7988 | 1181.7234 | 751.6309 | 1906.6721 | 845.9694 | 13513.9532 | 56243.0371 | 233453.7531 | 303210.7435 | 3697339.4121 | 4003365.9945 | 15.09% | 4714970.605
DATA CENTERS #173 | TERTIARY | DATA CENTERS | 5904.1722 | 2021 | 88539.1124 | 176331.6241 | 1600 | 6 | 15810.5977 | 3867.4463 | 765232.849 | 1005819.327 | 9 | 986471.1883 | 446996.3299 | 97 | 532644.0946 | 126810.4849 | 7 | 13726.0924 | 7791.6226 | 3 | 58843.2753 | 2350.5751 | 53335.138 | 518.7158 | 11382.5885 | 76.4281 | 105.8827 | 0 | 15669.8576 | 98.7015 | 0 | 521262.1036 | 86.2% | 13.8% | 3774.9382 | 10876.5041 | 821.169 | 48.8985 | 1065.1852 | 819.4765 | 1230.8087 | 567.5004 | 23852.8121 | 105242.2434 | 223695.3333 | 352790.3888 | 3526977.9677 | 3882394.567 | 10.45% | 4335437.4714
DATA CENTERS #174 | TERTIARY | DATA CENTERS | 7473.2809 | 2018 | 114256.0683 | 261171.1101 | 1600 | 6 | 12231.0023 | 6889.5871 | 1137852.6719 | 780692.3226 | 16 | 1415559.8132 | 490191.6579 | 91 | 599547.3399 | 115916.5063 | 8 | 13124.5591 | 8044.5514 | 3 | 61677.5675 | 3322.5793 | 62820.1271 | 503.8052 | 9960.0816 | 123.5547 | 131.0924 | 0 | 21236.4869 | 159.3319 | 0 | 708194.1494 | 93.13% | 6.872% | 5619.868 | 10429.3394 | 1450.7394 | 68.0447 | 1665.3444 | 1285.0805 | 2403.9505 | 724.9591 | 21479.3366 | 92621.0729 | 252195.0916 | 366295.5011 | 4757020.8856 | 5127422.4964 | 5.09% | 5402411.5415
DATA CENTERS #175 | TERTIARY | DATA CENTERS | 13697.4094 | 2021 | 243333.4619 | 449897.9183 | 2500 | 6 | 19053.699 | 9859.7766 | 1983101.2421 | 1915802.6073 | 26 | 2490864.4708 | 726598.2631 | 175 | 878491.1986 | 223450.6758 | 17 | 29598.3516 | 17343.0997 | 6 | 146471.6144 | 4166.9183 | 137601.9064 | 1134.1233 | 23063.2377 | 263.8404 | 317.0698 | 0 | 42421.0552 | 281.5277 | 0 | 923661.3223 | 84.48% | 15.52% | 8905.0437 | 23473.737 | 2497.3629 | 109.4178 | 3108.8762 | 2454.7296 | 3193.7376 | 1381.6624 | 54974.1178 | 188950.5818 | 458675.5425 | 702600.242 | 7991832.4632 | 8703411.4624 | 15.49% | 10298989.0873
DATA CENTERS #176 | TERTIARY | DATA CENTERS | 6041.4182 | 2013 | 68885.9495 | 138414.8363 | 1600 | 4 | 13928.4295 | 4927.4826 | 1050630.6668 | 648356.3682 | 15 | 844034.6206 | 239393.7439 | 113 | 376808.1634 | 107749.6711 | 5 | 10709.037 | 6775.085 | 4 | 54263.4939 | 2714.2328 | 37363.9178 | 585.4963 | 6863.7096 | 117.132 | 135.8903 | 0 | 16387.4165 | 104.7124 | 0 | 446970.6077 | 89.86% | 10.14% | 4797.4812 | 7533.9454 | 964.7964 | 43.8114 | 1310.8352 | 887.8865 | 1234.6089 | 692.7651 | 18281.9626 | 63618.12 | 203631.1708 | 285531.2535 | 3297601.6094 | 3585545.8398 | 15.12% | 4224310.585
DATA CENTERS #177 | TERTIARY | DATA CENTERS | 4233.2464 | 2023 | 65363.777 | 169366.1226 | 1000 | 6 | 9768.0901 | 3272.4678 | 779604.2692 | 546909.8209 | 6 | 1007398.2212 | 293418.1393 | 81 | 389672.5162 | 97798.1936 | 3 | 12352.1271 | 5959.8915 | 2 | 58057.0834 | 1867.8367 | 36136.2482 | 329.4042 | 6192.1874 | 64.8284 | 88.8646 | 0 | 15078.8192 | 90.6681 | 0 | 449011.3144 | 91.73% | 8.273% | 3339.8282 | 7031.1022 | 775.6795 | 32.3293 | 675.7084 | 551.1983 | 1092.1667 | 506.6087 | 12901.4747 | 73718.0577 | 146376.4945 | 232996.0269 | 3235330.645 | 3471469.2668 | 1.995% | 3542146.5743
DATA CENTERS #178 | TERTIARY | DATA CENTERS | 1630.7794 | 2015 | 18922.1435 | 41754.6112 | 800 | 4 | 6313.4728 | 1038.892 | 242616.7061 | 208309.2942 | 3 | 352837.1139 | 88066.9948 | 20 | 109035.7695 | 21270.8619 | 1 | 3047.1029 | 1926.5129 | 1 | 16145.4918 | 553.4022 | 12044.9864 | 130.7277 | 2286.855 | 22.7046 | 39.951 | 0 | 3328.8524 | 31.6785 | 0 | 142825.6448 | 94.11% | 5.885% | 1155.7954 | 2492.536 | 236.0306 | 12.8498 | 385.0201 | 279.6088 | 456.5125 | 206.1858 | 4411.3462 | 16012.3119 | 62848.1594 | 83271.8174 | 1015375.8339 | 1099364.4275 | 14.07% | 1279339.168
DATA CENTERS #179 | TERTIARY | DATA CENTERS | 15753.145 | 2021 | 251669.5875 | 520376.5067 | 2500 | 6 | 18262.7842 | 15434.7339 | 2397388.184 | 2458354.5828 | 34 | 2500679.369 | 1065583.6798 | 247 | 1167751.6477 | 367031.7919 | 19 | 36807.8598 | 15198.0151 | 9 | 147508.7532 | 4939.6434 | 107083.1629 | 1058.2748 | 25084.77 | 221.5675 | 288.9822 | 0 | 53132.2941 | 285.646 | 0 | 1557246.2395 | 87.63% | 12.37% | 12980.6189 | 19948.3144 | 3049.161 | 106.3962 | 3591.1412 | 2596.5179 | 4647.213 | 2131.5872 | 55011.495 | 277968.7321 | 511000.0766 | 843980.3038 | 9579058.9437 | 10432809.1916 | 5.348% | 11022289.8057
DATA CENTERS #180 | TERTIARY | DATA CENTERS | 2439.3676 | 2010 | 32730.7518 | 75466.27 | 800 | 4 | 7743.516 | 1199.1976 | 298536.8421 | 253047.0095 | 4 | 361823.881 | 139038.2792 | 45 | 134974.4897 | 43655.1619 | 2 | 4338.7853 | 2099.93 | 1 | 19263.7665 | 841.5295 | 13626.7492 | 218.9611 | 2986.2433 | 46.9999 | 39.9715 | 0 | 6243.5814 | 36.4927 | 0 | 156119.6672 | 90.84% | 9.155% | 1678.2921 | 3065.2197 | 309.348 | 16.7929 | 467.2377 | 372.3414 | 552.9596 | 352.6166 | 7589.6679 | 33763.1063 | 86577.7773 | 127930.5516 | 1207530.8836 | 1336827.8489 | 12.45% | 1526847.9693
DATA CENTERS #181 | TERTIARY | DATA CENTERS | 13283.7331 | 2011 | 187541.6973 | 301400.8666 | 2500 | 6 | 24732.0574 | 6562.5489 | 1961371.8713 | 1407342.8128 | 22 | 2002210.5885 | 677720.3072 | 242 | 859010.0199 | 184788.6257 | 14 | 24234.2141 | 16054.8825 | 7 | 109783.1966 | 3809.9585 | 98133.1287 | 982.3879 | 15252.4723 | 209.8719 | 233.3667 | 0 | 28686.8842 | 179.8945 | 0 | 959939.7473 | 91.75% | 8.248% | 10617.52 | 19896.8409 | 2236.3895 | 100.4318 | 2734.8985 | 2165.2169 | 3263.4116 | 1696.6538 | 40184.8214 | 164354.7137 | 385735.1231 | 590274.6582 | 7102843.6591 | 7699064.5549 | 16.39% | 9208543.3764
DATA CENTERS #182 | TERTIARY | DATA CENTERS | 16768.5088 | 2016 | 252215.8241 | 623937.386 | 2500 | 6 | 19267.2257 | 14712.7154 | 3022683.9029 | 2201604.4298 | 33 | 2572799.895 | 845551.654 | 302 | 1476383.4169 | 323086.5224 | 15 | 29533.1633 | 16218.4629 | 6 | 203020.6397 | 6291.0699 | 117202.7746 | 1614.1101 | 20775.743 | 293.0672 | 278.0212 | 0 | 49776.1514 | 340.9357 | 0 | 1033149.4363 | 89.7% | 10.3% | 9593.9003 | 24463.0258 | 2794.7287 | 107.4638 | 2710.2621 | 3135.8249 | 4195.9073 | 1824.1569 | 59127.1106 | 167232.8888 | 571686.4483 | 798046.4477 | 10133698.2563 | 10940334.8524 | 11.17% | 12316271.5722
DATA CENTERS #183 | TERTIARY | DATA CENTERS | 1723.9711 | 2017 | 24766.5473 | 62635.589 | 800 | 4 | 7438.3934 | 1379.3188 | 329337.2426 | 256991.5947 | 3 | 397138.4169 | 101394.8585 | 26 | 106852.7381 | 32701.9684 | 1 | 3978.0632 | 2115.9615 | 1 | 14150.7935 | 638.419 | 14186.3312 | 140.7165 | 2507.9195 | 22.0264 | 31.3765 | 0 | 3756.8763 | 27.5888 | 0 | 109164.1773 | 94.09% | 5.913% | 1054.4533 | 2351.7569 | 296.799 | 12.5779 | 385.5995 | 332.5319 | 402.4738 | 219.8751 | 4731.2001 | 26069.1222 | 42691.5158 | 73491.8381 | 1156564.6511 | 1230892.2971 | 7.449% | 1329964.3707
DATA CENTERS #184 | TERTIARY | DATA CENTERS | 2019.9396 | 2017 | 32419.3755 | 77637.3748 | 800 | 6 | 7332.8698 | 1658.1727 | 364685.6087 | 227281.5987 | 4 | 439415.561 | 140044.0311 | 29 | 169419.3273 | 33638.2273 | 2 | 4870.5993 | 1724.2716 | 1 | 23664.4907 | 841.0852 | 18990.7604 | 148.3756 | 2604.732 | 32.4525 | 49.5925 | 0 | 4400.8102 | 39.5088 | 0 | 158709.7053 | 86.47% | 13.53% | 1480.385 | 3732.7723 | 354.4715 | 14.3019 | 411.582 | 355.5947 | 507.853 | 188.6953 | 6047.0312 | 26194.2231 | 76591.5458 | 108832.8001 | 1398473.4862 | 1508468.0246 | 4.803% | 1584581.8317
DATA CENTERS #185 | TERTIARY | DATA CENTERS | 1665.7071 | 2016 | 24726.8157 | 59927.8658 | 800 | 4 | 7009.9904 | 932.4547 | 277284.2668 | 225357.2505 | 4 | 352936.6167 | 109066.7411 | 27 | 131080.5771 | 30867.8576 | 2 | 4016.9769 | 1912.0312 | 1 | 19994.7662 | 503.9619 | 13202.8936 | 158.4045 | 2536.0249 | 29.0833 | 31.8689 | 0 | 5406.0513 | 22.8731 | 0 | 110457.4718 | 96.53% | 3.471% | 1082.2068 | 2521.0029 | 321.8122 | 15.4494 | 344.6677 | 252.1335 | 461.4588 | 202.2422 | 5173.308 | 21001.2468 | 58923.6286 | 85098.1835 | 1081271.2429 | 1167474.2262 | 5.833% | 1239794.963
DATA CENTERS #186 | TERTIARY | DATA CENTERS | 11721.7085 | 2018 | 187511.5263 | 452642.884 | 2500 | 6 | 18726.6488 | 9764.7625 | 1828897.5152 | 1824622.2699 | 23 | 2054037.5195 | 674161.0434 | 154 | 798617.9591 | 178558.1959 | 13 | 21288.5862 | 16147.8007 | 7 | 135135.7214 | 4566.2421 | 93971.7712 | 1037.7528 | 17912.0989 | 172.4558 | 214.9924 | 0 | 30467.3371 | 242.1037 | 0 | 780575.209 | 91.82% | 8.175% | 6499.2597 | 19325.1442 | 1482.8556 | 70.6886 | 1792.5629 | 1466.1788 | 2582.814 | 1654.6149 | 28172.7956 | 146089.333 | 411240.2319 | 585502.3604 | 6921127.3011 | 7513094.453 | 4.603% | 7875572.5374
DATA CENTERS #187 | TERTIARY | DATA CENTERS | 11587.7127 | 2014 | 132284.9042 | 341937.0308 | 2500 | 6 | 21763.9841 | 6571.3604 | 1317979.0694 | 1203628.4234 | 25 | 2085660.7013 | 660414.1023 | 142 | 905001.3607 | 240590.7689 | 14 | 29873.5483 | 14674.3608 | 5 | 110381.7069 | 3366.8152 | 65303.7838 | 987.572 | 16167.2638 | 204.9948 | 296.5592 | 0 | 35633.2689 | 236.3887 | 0 | 1018869.9234 | 89.75% | 10.25% | 8274.4872 | 21538.0682 | 2207.8883 | 94.0823 | 2116.0711 | 1970.1636 | 3100.7599 | 1333.989 | 29105.6296 | 168773.0997 | 448283.2491 | 646161.9784 | 6582185.9209 | 7233553.7445 | 14.26% | 8436514.0388
DATA CENTERS #188 | TERTIARY | DATA CENTERS | 8986.4866 | 2014 | 121529.3422 | 256962.5501 | 1600 | 6 | 15874.5098 | 6205.6954 | 1612804.6736 | 833052.0275 | 17 | 1890796.6083 | 526443.117 | 149 | 594346.7529 | 174956.7615 | 11 | 21161.5147 | 8227.2249 | 4 | 80111.1942 | 3694.1531 | 50544.5415 | 703.1394 | 15024.8814 | 110.8735 | 183.2461 | 0 | 24206.0341 | 139.8824 | 0 | 565004.1542 | 92.38% | 7.617% | 4749.0161 | 11120.5804 | 1188.9933 | 82.1007 | 1733.4277 | 1527.9789 | 2377.7743 | 1151.5696 | 24681.2668 | 108341.1581 | 230787.0765 | 363809.5014 | 5644808.7729 | 6012906.2621 | 14.78% | 7055684.0539
DATA CENTERS #189 | TERTIARY | DATA CENTERS | 11746.8343 | 2008 | 122399.2869 | 310513.3891 | 2500 | 6 | 18671.4744 | 5383.2695 | 1310387.2445 | 1227134.744 | 24 | 2047075.5422 | 590395.7741 | 147 | 615406.9638 | 186228.7106 | 11 | 17647.5842 | 9955.7764 | 6 | 122876.756 | 3798.026 | 80698.9901 | 734.1663 | 13839.1499 | 156.4226 | 222.4238 | 0 | 27185.231 | 215.7987 | 0 | 919430.0453 | 88.23% | 11.77% | 6577.1178 | 18877.4542 | 2144.1991 | 79.1077 | 1844.6243 | 2238.6609 | 2809.5267 | 1259.6464 | 27344.5489 | 116027.5173 | 417408.722 | 560780.7881 | 6027794.3499 | 6593116.1431 | 17.91% | 8031516.4841
DATA CENTERS #190 | TERTIARY | DATA CENTERS | 10315.8115 | 2018 | 186764.4953 | 280340.1109 | 2500 | 6 | 24680.0969 | 5944.6401 | 1916842.6068 | 1136340.0359 | 22 | 2177616.8054 | 478620.9613 | 127 | 912067.005 | 156970.239 | 12 | 28673.0555 | 10536.9155 | 4 | 117326.6474 | 4272.1981 | 60385.1355 | 1013.1978 | 14252.1393 | 143.9673 | 260.5367 | 0 | 28659.6836 | 164.1529 | 0 | 1007072.4582 | 97.14% | 2.857% | 8012.3941 | 13347.188 | 1254.4524 | 64.5666 | 2025.3486 | 1420.6698 | 2906.3738 | 1045.4553 | 37122.0401 | 167229.6859 | 351739.8671 | 556091.5932 | 7293467.028 | 7855421.1862 | 12.42% | 8969800.3662
DATA CENTERS #191 | TERTIARY | DATA CENTERS | 2184.0988 | 2021 | 37034.9812 | 91472.0401 | 800 | 6 | 6741.819 | 1382.8624 | 310133.6663 | 325611.9837 | 5 | 408808.4305 | 104263.5068 | 31 | 201894.1737 | 38925.5623 | 3 | 6078.3097 | 3173.6965 | 1 | 24231.0644 | 1011.9864 | 22163.2026 | 217.2388 | 2968.483 | 37.7506 | 34.376 | 0 | 5611.3148 | 45.9112 | 0 | 167981.0963 | 94.27% | 5.729% | 1330.3762 | 3021.15 | 394.8097 | 14.0216 | 404.1091 | 310.309 | 610.1021 | 277.0575 | 5987.7974 | 35170.2013 | 61404.0451 | 102562.0439 | 1388398.4468 | 1492327.1018 | 8.685% | 1634271.538
DATA CENTERS #192 | TERTIARY | DATA CENTERS | 15528.0434 | 2015 | 199482.3385 | 552139.4378 | 2500 | 6 | 24361.0457 | 10297.2947 | 2072817.7711 | 2092552.6203 | 31 | 2499281.0443 | 1042785.1017 | 189 | 1074427.2719 | 266117.7743 | 18 | 41154.4643 | 19900.7126 | 8 | 123132.9987 | 5415.4731 | 140403.7099 | 1050.5837 | 25306.4595 | 296.9399 | 320.1545 | 0 | 40061.6349 | 314.9822 | 0 | 985771.3618 | 92.49% | 7.51% | 9682.4817 | 20225.3417 | 2036.6356 | 98.8677 | 3301.2746 | 2052.1284 | 3236.3462 | 2071.8801 | 39080.4915 | 208685.0954 | 538792.6644 | 786558.2513 | 8421216.5113 | 9215939.5896 | 17.32% | 11146490.1692
DATA CENTERS #193 | TERTIARY | DATA CENTERS | 3330.1715 | 2023 | 51233.6607 | 119519.3364 | 1000 | 6 | 9513.5368 | 2437.9871 | 649648.0142 | 368858.0464 | 6 | 655614.5986 | 170509.9385 | 62 | 311904.1776 | 65086.0182 | 3 | 7161.1942 | 4643.6607 | 2 | 47080.2923 | 988.1816 | 24293.1417 | 300.7617 | 4533.0974 | 55.3501 | 54.1579 | 0 | 9588.3356 | 50.1693 | 0 | 280362.9024 | 90.89% | 9.11% | 1779.2012 | 4478.7825 | 489.1648 | 33.1556 | 620.4217 | 565.4587 | 794.1638 | 443.1757 | 9185.9876 | 54471.0729 | 117067.2094 | 180724.2699 | 2340937.6055 | 2524092.4626 | 7.985% | 2743141.6626
DATA CENTERS #194 | TERTIARY | DATA CENTERS | 16971.4515 | 2015 | 223613.4882 | 500766.8948 | 2500 | 6 | 19960.9891 | 14455.6819 | 2438265.0229 | 1878039.4081 | 26 | 2978949.0666 | 860241.6907 | 282 | 1354905.7437 | 287138.1205 | 18 | 31692.244 | 16816.1195 | 9 | 160225.9938 | 5993.7149 | 115014.2299 | 1488.7237 | 21409.5124 | 266.3692 | 270.6738 | 0 | 38455.8353 | 362.3759 | 0 | 1269372.9337 | 91.79% | 8.206% | 8654.2527 | 29401.7944 | 3357.8521 | 166.8309 | 2615.9616 | 2636.8438 | 4037.9815 | 1974.1339 | 40570.2574 | 188663.2932 | 541853.874 | 771087.4245 | 9856187.426 | 10637759.8203 | 13.35% | 12276200.7058
DATA CENTERS #195 | TERTIARY | DATA CENTERS | 7390.6037 | 2015 | 134309.7975 | 207657.8276 | 1600 | 6 | 11549.4862 | 6373.0453 | 1230746.9743 | 853256.0054 | 14 | 1154347.6299 | 371637.209 | 136 | 537892.0398 | 98323.4478 | 8 | 18342.6371 | 9786.6863 | 4 | 77789.7009 | 2295.621 | 47844.925 | 535.0038 | 10260.9281 | 115.7695 | 133.1512 | 0 | 14688.1412 | 158.211 | 0 | 616891.3209 | 92.13% | 7.873% | 5835.6347 | 12710.1679 | 1354.8247 | 51.9878 | 1821.6833 | 1506.3248 | 2258.0986 | 702.8228 | 24912.6315 | 75129.3792 | 194334.7816 | 294376.7923 | 4370045.6795 | 4669183.7597 | 16.7% | 5605276.623
DATA CENTERS #196 | TERTIARY | DATA CENTERS | 16687.1242 | 2016 | 284897.752 | 415557.9493 | 2500 | 6 | 22179.8766 | 10370.7761 | 2373294.2642 | 1661015.3834 | 37 | 2320570.2266 | 1096583.8429 | 260 | 987757.9455 | 252961.7224 | 15 | 40133.9201 | 16502.5132 | 9 | 149766.6426 | 6467.301 | 150351.9729 | 1614.9581 | 29044.6611 | 330.5903 | 332.7634 | 0 | 39739.1474 | 358.1484 | 0 | 1214193.2348 | 89.47% | 10.53% | 9413.4794 | 20945.2165 | 2262.6587 | 164.0974 | 3917.5319 | 2690.1566 | 4700.4005 | 1817.5871 | 56603.0204 | 180350.3158 | 486983.7605 | 723937.0967 | 8675728.5046 | 9409632.3484 | 10.46% | 10508280.4275
DATA CENTERS #197 | TERTIARY | DATA CENTERS | 9892.5932 | 2012 | 150407.7637 | 276851.5414 | 1600 | 6 | 13698.1408 | 5064.2765 | 1736681.5694 | 1196100.4036 | 21 | 2053482.4298 | 404271.8627 | 156 | 588416.6736 | 163858.0525 | 10 | 16152.1097 | 8882.1973 | 4 | 98960.401 | 3336.275 | 79585.0659 | 763.6181 | 10449.2298 | 137.0428 | 214.1541 | 0 | 23144.9366 | 174.8854 | 0 | 732257.1719 | 96.54% | 3.459% | 7025.1384 | 15467.9247 | 1572.8676 | 96.6921 | 2201.0572 | 1275.2547 | 2873.6746 | 1291.8981 | 32325.659 | 102955.5881 | 347590.2678 | 482871.5149 | 6206127.2646 | 6692861.7579 | 17.15% | 8078502.3795
DATA CENTERS #198 | TERTIARY | DATA CENTERS | 10252.2712 | 2019 | 139392.8849 | 356728.1895 | 2500 | 6 | 22010.5663 | 6094.1898 | 1508403.9129 | 1592534.8686 | 17 | 2390155.2203 | 481533.8529 | 162 | 696232.5323 | 177250.5633 | 12 | 20171.2113 | 14487.3049 | 5 | 133363.6793 | 2875.0629 | 87490.0769 | 789.9922 | 12541.058 | 152.6303 | 256.9993 | 0 | 25330.0222 | 149.4376 | 0 | 629157.033 | 88.94% | 11.06% | 6932.1856 | 15303.49 | 1283.3587 | 96.8894 | 2446.5697 | 1905.0486 | 3122.775 | 1429.4176 | 26931.7269 | 140556.4586 | 370152.8553 | 537641.0408 | 6488774.3122 | 7033652.2163 | 10.96% | 7899190.3584
DATA CENTERS #199 | TERTIARY | DATA CENTERS | 8219.6947 | 2019 | 140701.9995 | 213362.748 | 1600 | 6 | 13781.4673 | 6974.8466 | 1032455.0815 | 880978.4543 | 19 | 1856378.1395 | 469941.2814 | 128 | 546094.5703 | 160217.8525 | 8 | 20203.3731 | 8964.4834 | 5 | 70077.1866 | 2378.477 | 78965.0039 | 516.1052 | 13885.482 | 155.2216 | 184.358 | 0 | 25509.0914 | 147.836 | 0 | 709664.3333 | 88.57% | 11.43% | 6338.6473 | 14806.2478 | 1490.965 | 63.0839 | 1319.1309 | 1030.4177 | 2454.8683 | 853.3981 | 32098.769 | 130157.8709 | 250020.5004 | 412277.1403 | 5125428.8499 | 5542538.304 | 16.89% | 6668560.7815
DATA CENTERS #200 | TERTIARY | DATA CENTERS | 16450.9421 | 2015 | 241141.9345 | 528775.1599 | 2500 | 6 | 18940.1082 | 11435.2596 | 2832962.7863 | 1853419.1497 | 40 | 2940260.9797 | 745003.0165 | 271 | 1352683.8888 | 253825.9746 | 16 | 41736.2382 | 14752.1996 | 9 | 166845.1366 | 4995.2522 | 129127.7782 | 1287.1196 | 22990.5859 | 281.2606 | 393.2497 | 0 | 39858.1149 | 239.1894 | 0 | 1402662.7912 | 89.22% | 10.78% | 10241.0779 | 21606.3676 | 3252.1096 | 123.8712 | 2665.7417 | 2629.2673 | 4356.4633 | 2225.2133 | 49333.6951 | 191485.4763 | 414761.192 | 655580.3634 | 10455957.5416 | 11118292.8816 | 17.9% | 13541578.2596
DATA CENTERS #201 | TERTIARY | DATA CENTERS | 4963.2714 | 2021 | 73022.6929 | 154855.7007 | 1000 | 6 | 8257.805 | 4697.5929 | 758963.194 | 798277.3643 | 8 | 1169678.0863 | 248993.0385 | 59 | 423217.3034 | 89824.3253 | 5 | 10155.8174 | 5481.927 | 2 | 56650.5454 | 1934.7244 | 45449.5226 | 460.372 | 7693.5653 | 70.3239 | 106.8591 | 0 | 15813.5052 | 80.1581 | 0 | 337554.7419 | 94.95% | 5.048% | 3188.323 | 8849.3911 | 978.2362 | 32.0788 | 853.6125 | 942.6926 | 1511.8146 | 592.2997 | 16488.1599 | 77277.8417 | 195830.5973 | 289596.5989 | 3312297.8006 | 3604945.4639 | 6.999% | 3876244.325
DATA CENTERS #202 | TERTIARY | DATA CENTERS | 9265.8953 | 2023 | 149004.4414 | 330543.5273 | 1600 | 6 | 14775.0407 | 6657.0099 | 1624314.7892 | 1016756.3666 | 21 | 2154639.1678 | 542629.1465 | 168 | 588104.8212 | 143292.771 | 9 | 28134.0314 | 12934.4893 | 5 | 85858.3133 | 2628.8522 | 76214.0947 | 613.3726 | 13550.4056 | 166.0055 | 161.9155 | 0 | 31795.3409 | 193.4933 | 0 | 818027.8932 | 90.22% | 9.779% | 6636.258 | 16186.0102 | 1461.2077 | 85.7469 | 1888.7962 | 1263.7415 | 2315.4021 | 968.8625 | 32286.8011 | 143822.2986 | 335688.45 | 511797.5497 | 6391975.0389 | 6908414.9281 | 7.092% | 7435790.9078
DATA CENTERS #203 | TERTIARY | DATA CENTERS | 14540.3198 | 2023 | 251094.8572 | 482648.9741 | 2500 | 6 | 24574.0058 | 10360.7922 | 3114233.7816 | 2528429.1002 | 31 | 3091854.7603 | 1025210.0357 | 263 | 1219213.5493 | 237347.3878 | 12 | 29454.2403 | 21363.5427 | 6 | 187042.041 | 4245.893 | 151399.4715 | 1374.426 | 20207.7932 | 294.0648 | 355.2291 | 0 | 54268.8355 | 295.2468 | 0 | 1507800.1491 | 95.1% | 4.896% | 9516.0925 | 18634.6157 | 2571.7385 | 138.3413 | 3286.5508 | 2197.1587 | 4061.2651 | 2017.3357 | 60388.902 | 168687.0208 | 414866.0287 | 643941.9515 | 10877281.0563 | 11531883.1317 | 17.98% | 14059605.9666
DATA CENTERS #204 | TERTIARY | DATA CENTERS | 4143.7668 | 2014 | 49109.9266 | 149745.4347 | 1000 | 6 | 9781.9273 | 2853.6387 | 630143.9149 | 391471.1859 | 8 | 839367.3302 | 217304.2373 | 61 | 262772.7661 | 81951.9906 | 3 | 6774.6747 | 3395.7274 | 2 | 45674.3406 | 1210.867 | 25966.4515 | 285.2837 | 7059.4653 | 50.8962 | 100.5661 | 0 | 9321.694 | 78.0786 | 0 | 366228.0571 | 88.38% | 11.62% | 3307.1684 | 6417.1778 | 605.1179 | 27.5564 | 982.167 | 590.6822 | 1014.3995 | 549.4854 | 12745.4548 | 39281.9035 | 137135.0974 | 189162.4557 | 2571915.7419 | 2763476.7085 | 17.98% | 3369217.8994
DATA CENTERS #205 | TERTIARY | DATA CENTERS | 6217.2773 | 2014 | 74643.4773 | 185545.6488 | 1600 | 6 | 11449.0788 | 4358.1288 | 865020.2532 | 774301.378 | 15 | 1260261.8604 | 270798.9077 | 91 | 374062.2922 | 96214.7217 | 7 | 14225.3973 | 7093.2903 | 3 | 63602.5932 | 1893.1421 | 35270.2829 | 534.4726 | 10231.8469 | 92.8308 | 112.2242 | 0 | 13273.0588 | 98.8574 | 0 | 385629.637 | 87.16% | 12.84% | 4805.1778 | 8546.359 | 830.544 | 47.5894 | 1322.6953 | 999.7316 | 1572.5828 | 784.055 | 14293.7363 | 93676.5305 | 154259.236 | 262229.5029 | 3566464.2312 | 3831231.5917 | 3.798% | 3982478.0996
DATA CENTERS #206 | TERTIARY | DATA CENTERS | 14226.0348 | 2017 | 239661.176 | 459844.4553 | 2500 | 6 | 20527.2798 | 8981.9553 | 1779876.204 | 1532138.9299 | 23 | 3123853.3515 | 810444.5491 | 197 | 959922.5987 | 256796.9761 | 17 | 38987.3525 | 12859.9149 | 8 | 184127.5778 | 6050.0862 | 104809.4066 | 1198.9768 | 20232.6075 | 195.8823 | 352.2951 | 0 | 45492.3789 | 298.6377 | 0 | 1254704.0504 | 91.03% | 8.966% | 7737.1299 | 17116.2316 | 2426.5448 | 106.7416 | 3477.4524 | 2777.6792 | 3603.0226 | 1928.0823 | 35132.259 | 186141.5786 | 394294.7054 | 615568.543 | 8871108.2239 | 9493584.3136 | 12.86% | 10895184.6587
DATA CENTERS #207 | TERTIARY | DATA CENTERS | 15065.2458 | 2013 | 182371.5227 | 401749.2321 | 2500 | 6 | 21388.7935 | 10393.2175 | 2106384.0229 | 2013311.8203 | 27 | 3244164.5371 | 621376.9035 | 195 | 1288277.1129 | 212817.1417 | 16 | 26290.3488 | 18346.8995 | 7 | 149114.4377 | 6794.3905 | 102662.9845 | 1303.3113 | 18175.1773 | 215.7262 | 241.726 | 0 | 46839.3584 | 231.4404 | 0 | 1341656.5689 | 91.66% | 8.34% | 10139.5445 | 20124.9907 | 2351.9684 | 120.5733 | 3270.1691 | 3068.6204 | 4135.2688 | 1548.9883 | 51566.38 | 158237.1801 | 487331.5187 | 697135.0788 | 9592418.7191 | 10297308.5924 | 6.647% | 11030455.4787
DATA CENTERS #208 | TERTIARY | DATA CENTERS | 6098.8823 | 2016 | 108205.1535 | 241326.9857 | 1600 | 6 | 15918.8595 | 4894.2448 | 962249.3795 | 731119.3382 | 13 | 1311058.4595 | 340388.4339 | 111 | 345801.6836 | 122514.2531 | 5 | 13050.052 | 6193.2646 | 3 | 73204.0463 | 1973.727 | 51913.5884 | 404.3434 | 8178.9524 | 103.4563 | 99.0517 | 0 | 15861.1448 | 102.0878 | 0 | 351853.8488 | 89.12% | 10.88% | 3415.7862 | 10229.6516 | 1024.322 | 39.1988 | 940.4899 | 1130.1402 | 1308.9166 | 909.394 | 20273.9837 | 98188.7313 | 227862.8616 | 346325.5765 | 3790288.2365 | 4140351.8794 | 16.05% | 4932070.2896
DATA CENTERS #209 | TERTIARY | DATA CENTERS | 3489.2426 | 2010 | 49446.4494 | 105864.2356 | 1000 | 6 | 8689.8426 | 2257.7344 | 461959.5842 | 394662.4214 | 6 | 593370.2001 | 200440.958 | 55 | 212861.2964 | 48087.3029 | 4 | 5645.1198 | 2727.5293 | 2 | 38173.5071 | 1012.6352 | 24017.9485 | 320.1263 | 3458.5414 | 45.0754 | 57.7334 | 0 | 7924.3663 | 73.7105 | 0 | 269426.9342 | 87.53% | 12.47% | 2051.1542 | 4224.9559 | 650.1563 | 23.7504 | 625.0145 | 454.2514 | 737.1174 | 504.8737 | 7467.0279 | 38905.7323 | 95855.8868 | 142228.6471 | 1913201.8963 | 2056748.9098 | 12.61% | 2353484.5
DATA CENTERS #210 | TERTIARY | DATA CENTERS | 11145.0728 | 2022 | 202300.0995 | 364252.4668 | 2500 | 6 | 18966.6667 | 9861.1186 | 2091686.277 | 1901800.5583 | 25 | 2102170.8299 | 575160.671 | 168 | 721998.8965 | 203428.7683 | 9 | 28067.7783 | 13551.403 | 6 | 155083.2067 | 3600.6915 | 97276.7645 | 958.2133 | 20669.8868 | 203.8529 | 258.6816 | 0 | 26668.9339 | 214.2875 | 0 | 907229.9373 | 86.42% | 13.58% | 8248.1145 | 18275.4923 | 2041.5227 | 75.5104 | 2518.0204 | 2285.6103 | 3082.4398 | 1314.38 | 35287.1432 | 184265.5173 | 294238.5645 | 513791.225 | 7300876.8756 | 7821065.3162 | 11.9% | 8877189.9894
DATA CENTERS #211 | TERTIARY | DATA CENTERS | 12770.4076 | 2014 | 164310.0438 | 451142.9589 | 2500 | 6 | 24821.578 | 7652.039 | 1855504.9618 | 1832330.0481 | 29 | 2754207.3655 | 655563.5092 | 212 | 939974.9125 | 217271.8859 | 10 | 20310.613 | 14276.6184 | 7 | 130245.1455 | 5818.6858 | 75411.7043 | 1040.7915 | 16561.2188 | 190.9792 | 276.6491 | 0 | 35276.7441 | 241.638 | 0 | 864650.0129 | 89.72% | 10.28% | 9356.9799 | 20397.8182 | 1883.877 | 81.5585 | 2283.3602 | 1931.6891 | 2986.3625 | 1791.4135 | 33610.6025 | 195347.6543 | 426830.7721 | 655789.0289 | 7929935.0551 | 8593837.207 | 3.221% | 8879902.3839
DATA CENTERS #212 | TERTIARY | DATA CENTERS | 8858.6302 | 2021 | 162949.926 | 307739.483 | 1600 | 6 | 11877.1184 | 6015.4056 | 1847304.8714 | 1166470.9434 | 16 | 1842527.5848 | 581735.8659 | 133 | 838512.401 | 170357.026 | 8 | 19755.2459 | 10515.7746 | 4 | 96172.1944 | 3682.5828 | 90295.1802 | 715.2376 | 17497.1122 | 176.2239 | 175.4381 | 0 | 26050.6119 | 145.1403 | 0 | 598327.3928 | 87.72% | 12.28% | 6536.4936 | 13439.553 | 1745.5069 | 77.402 | 1564.996 | 1565.6211 | 2090.581 | 909.6687 | 30025.4401 | 145941.6284 | 281833.7867 | 457800.8551 | 6336985.5529 | 6800896.2664 | 7.72% | 7369813.7375
DATA CENTERS #213 | TERTIARY | DATA CENTERS | 2937.2472 | 2012 | 44747.3616 | 92785.5025 | 800 | 6 | 5683.0811 | 1853.0055 | 387319.5179 | 411234.6334 | 5 | 599288.598 | 139874.2587 | 40 | 154065.4849 | 53769.8914 | 4 | 4514.6497 | 2516.1411 | 2 | 32189.9885 | 875.9029 | 22054.7363 | 287.265 | 4276.4284 | 47.4024 | 45.5211 | 0 | 6496.9772 | 52.9037 | 0 | 174414.6143 | 90.74% | 9.261% | 1853.7306 | 3997.3516 | 425.8076 | 20.913 | 712.5938 | 467.758 | 721.6098 | 296.543 | 7351.5469 | 44239.4092 | 100030.9786 | 151621.9347 | 1656167.0502 | 1809493.1166 | 11% | 2033115.8443
DATA CENTERS #214 | TERTIARY | DATA CENTERS | 2123.4007 | 2010 | 28518.6755 | 65467.5173 | 800 | 4 | 6245.7121 | 1023.6784 | 347275.1738 | 190033.1292 | 3 | 316528.225 | 106745.4003 | 35 | 113859.9492 | 31382.6399 | 2 | 4738.2301 | 1756.7537 | 1 | 16006.1112 | 804.4517 | 15387.3869 | 191.8689 | 2845.4942 | 39.5908 | 38.6002 | 0 | 5190.0211 | 43.0264 | 0 | 111447.3326 | 89.25% | 10.75% | 1247.5342 | 2993.6962 | 293.3329 | 14.7696 | 388.3264 | 289.2665 | 572.8267 | 230.5742 | 5931.3241 | 29243.5997 | 78485.3689 | 113660.2927 | 1117557.2414 | 1232095.0451 | 14.07% | 1433762.3882
DATA CENTERS #215 | TERTIARY | DATA CENTERS | 17263.6387 | 2018 | 343170.1141 | 695567.2548 | 2500 | 6 | 23755.0099 | 11393.9151 | 2655695.2249 | 2028102.4138 | 29 | 3010967.8293 | 842007.9315 | 294 | 1132775.8682 | 343861.3423 | 21 | 46888.7849 | 15959.6074 | 8 | 158176.5549 | 7357.1845 | 108380.8503 | 1421.473 | 22157.3834 | 342.827 | 270.6461 | 0 | 41019.2481 | 251.2888 | 0 | 1648361.4626 | 87.15% | 12.85% | 9731.3179 | 30218.5889 | 2619.7939 | 138.3618 | 3979.8167 | 2247.0695 | 4349.5527 | 1786.589 | 44775.3104 | 280451.2598 | 447484.5958 | 772711.166 | 10720772.7609 | 11503962.6382 | 13.51% | 13300385.101
DATA CENTERS #216 | TERTIARY | DATA CENTERS | 1862.6122 | 2016 | 23612.2821 | 69150.5293 | 800 | 4 | 7019.4843 | 1077.3884 | 312491.0107 | 274115.8443 | 4 | 371054.9116 | 108414.7549 | 27 | 169138.4443 | 36990.5409 | 2 | 3097.3466 | 2480.1944 | 1 | 14674.0435 | 867.0853 | 10849.418 | 185.0815 | 2325.7425 | 33.0899 | 33.8604 | 0 | 5436.5805 | 27.3675 | 0 | 133244.663 | 96.3% | 3.697% | 1519.1918 | 2148.8181 | 252.165 | 13.7164 | 431.2378 | 371.9877 | 474.5496 | 268.7956 | 5291.9765 | 21647.9903 | 64805.147 | 91745.1138 | 1201185.2327 | 1293823.955 | 14.52% | 1513591.8815
DATA CENTERS #217 | TERTIARY | DATA CENTERS | 16659.9039 | 2017 | 325255.327 | 539728.4074 | 2500 | 6 | 20056.3862 | 9514.0568 | 2490538.7399 | 2285577.7137 | 26 | 2911411.1208 | 1088919.1603 | 204 | 937247.3889 | 369596.6484 | 21 | 30658.0399 | 23025.4465 | 9 | 213125.0356 | 7700.3542 | 142949.6104 | 1293.1279 | 25665.211 | 231.4051 | 401.7352 | 0 | 38304.2933 | 302.714 | 0 | 1129611.5253 | 93.17% | 6.828% | 11572.7571 | 23645.8107 | 3148.7791 | 114.4955 | 3101.2918 | 2182.1942 | 4694.8583 | 2060.3343 | 50516.5831 | 250136.0162 | 528922.8677 | 829575.467 | 9556876.8515 | 10393578.4406 | 18.5% | 12752435.2193
DATA CENTERS #218 | TERTIARY | DATA CENTERS | 7575.7551 | 2015 | 123731.8325 | 196643.5032 | 1600 | 6 | 11323.3869 | 5592.0034 | 1256082.4247 | 824541.7887 | 18 | 1123502.6388 | 417614.1757 | 130 | 421703.9706 | 110272.1597 | 7 | 18877.8442 | 9418.3982 | 4 | 83532.4456 | 2465.8576 | 51140.7532 | 673.2329 | 8370.204 | 117.2387 | 186.2161 | 0 | 21188.6867 | 150.8729 | 0 | 458608.2657 | 89.73% | 10.27% | 5892.7894 | 12816.7014 | 1012.7814 | 72.6925 | 1663.4091 | 1146.7002 | 1723.6225 | 781.7722 | 20131.0269 | 118071.045 | 234538.9552 | 372741.027 | 4107121.8749 | 4484230.9004 | 18.17% | 5479848.0435
DATA CENTERS #219 | TERTIARY | DATA CENTERS | 11551.0063 | 2019 | 207539.0283 | 402197.4976 | 2500 | 6 | 20569.6591 | 10832.8664 | 2339027.6244 | 1273493.2918 | 27 | 2423101.5776 | 677567.4394 | 193 | 793519.6585 | 190727.6094 | 9 | 27238.7451 | 15677.8438 | 6 | 99674.4815 | 5393.0534 | 91154.562 | 1138.986 | 18996.5501 | 234.0744 | 224.8132 | 0 | 27797.1191 | 196.3856 | 0 | 1159494.4312 | 89.16% | 10.84% | 6797.1971 | 15120.1181 | 1484.3332 | 94.7377 | 2144.5644 | 2331.1237 | 2490.3196 | 1330.3614 | 27855.6043 | 175260.4345 | 407119.8668 | 610235.9056 | 8199390.6865 | 8814879.9223 | 4.622% | 9242065.3373
DATA CENTERS #220 | TERTIARY | DATA CENTERS | 2482.6712 | 2022 | 38794.9661 | 67088.3722 | 800 | 4 | 6938.4643 | 2335.6004 | 409174.4509 | 429039.6636 | 5 | 418572.4637 | 127729.5093 | 34 | 230736.675 | 53047.1834 | 3 | 6323.5559 | 2307.7976 | 1 | 25008.914 | 754.5222 | 16529.3369 | 232.1248 | 3504.7512 | 45.7169 | 49.5321 | 0 | 7087.4508 | 35.999 | 0 | 258081.5547 | 89.68% | 10.32% | 1610.3502 | 2835.6338 | 322.2348 | 21.5173 | 563.7809 | 372.259 | 601.0296 | 337.966 | 9873.3215 | 37206.6732 | 76760.927 | 123840.9217 | 1608632.0739 | 1734185.4559 | 13.58% | 2006666.097
DATA CENTERS #221 | TERTIARY | DATA CENTERS | 11534.6459 | 2010 | 181835.0544 | 278757.9145 | 2500 | 6 | 18252.8415 | 6351.7416 | 1805314.5586 | 1090743.8194 | 25 | 2232903.207 | 450466.0082 | 193 | 718559.2937 | 135868.3811 | 9 | 24979.3903 | 8505.0848 | 6 | 92755.4356 | 4927.2854 | 66421.029 | 1062.8223 | 11620.3689 | 179.4509 | 281.7755 | 0 | 25623.6858 | 246.7719 | 0 | 772348.3489 | 86.21% | 13.79% | 8093.8697 | 17876.4241 | 1532.613 | 97.4003 | 1887.36 | 1758.4744 | 2364.3992 | 1687.916 | 33904.0616 | 108119.8681 | 315860.488 | 457884.4177 | 6681718.7121 | 7143650.8023 | 18.66% | 8781953.6604
DATA CENTERS #222 | TERTIARY | DATA CENTERS | 15731.5175 | 2016 | 195460.6973 | 575924.3691 | 2500 | 6 | 20055.8939 | 9683.5721 | 2179712.0848 | 2287802.3009 | 27 | 3343936.1813 | 931834.2925 | 213 | 1084513.6671 | 242457.3513 | 13 | 32099.469 | 13954.9636 | 6 | 160079.6728 | 4812.6458 | 95179.979 | 1476.9208 | 27377.6328 | 250.4149 | 291.4787 | 0 | 35178.8674 | 334.5689 | 0 | 1024087.0418 | 93.93% | 6.068% | 8296.3757 | 20106.5266 | 1926.2481 | 101.1262 | 2919.2914 | 2543.0485 | 3189.178 | 1695.4234 | 51666.1749 | 221973.5299 | 580480.5033 | 854120.208 | 9496753.2163 | 10358527.3577 | 3.833% | 10771434.1928
DATA CENTERS #223 | TERTIARY | DATA CENTERS | 2209.6348 | 2023 | 45205.4052 | 87096.7319 | 800 | 6 | 6506.9025 | 1565.1709 | 482767.7322 | 371036.8838 | 5 | 490549.8731 | 149817.6662 | 29 | 227810.6343 | 49840.1555 | 3 | 5259.8968 | 3056.5937 | 1 | 19769.0395 | 1005.8094 | 16746.8903 | 216.6477 | 3923.3797 | 41.0036 | 40.6114 | 0 | 6596.5408 | 38.3419 | 0 | 187453.2337 | 95.73% | 4.272% | 1501.51 | 3694.9211 | 349.5135 | 18.1192 | 426.1857 | 275.9705 | 683.8788 | 240.1795 | 6194.3713 | 26732.4283 | 63687.5888 | 96614.3885 | 1689219.5113 | 1786943.0588 | 13.9% | 2075331.8308
DATA CENTERS #224 | TERTIARY | DATA CENTERS | 3578.0436 | 2018 | 53032.4684 | 131730.3112 | 1000 | 6 | 8374.0706 | 3205.7061 | 545571.0745 | 385334.3094 | 8 | 855483.1036 | 191818.5017 | 42 | 315702.3008 | 66129.4678 | 4 | 6423.2009 | 3864.6841 | 2 | 29910.216 | 1189.5845 | 21357.0168 | 305.4448 | 5850.2456 | 44.8858 | 78.6751 | 0 | 7476.9377 | 57.3838 | 0 | 223156.6966 | 94.42% | 5.58% | 2982.6606 | 6707.2743 | 440.7892 | 26.037 | 647.6239 | 669.0502 | 820.734 | 535.9828 | 11770.1443 | 55706.9957 | 101420.5961 | 168897.7361 | 2381568.9698 | 2552251.2113 | 15.65% | 3025732.9585
DATA CENTERS #225 | TERTIARY | DATA CENTERS | 14304.8276 | 2014 | 215252.7449 | 478039.6556 | 2500 | 6 | 19349.544 | 9375.8475 | 2040962.3451 | 2120152.0424 | 30 | 3118767.7389 | 812780.0514 | 269 | 985613.9831 | 280907.7161 | 11 | 24473.5104 | 12570.9542 | 9 | 177019.1267 | 6504.0333 | 122841.5864 | 951.9988 | 16773.1189 | 263.3133 | 314.7586 | 0 | 27880.9639 | 207.7251 | 0 | 1313073.2586 | 94.93% | 5.073% | 10035.0595 | 20557.4488 | 2254.2532 | 132.3355 | 2189.9647 | 2069.1804 | 2790.1297 | 1879.0023 | 33028.0943 | 137206.4495 | 463487.855 | 633722.3989 | 9141795.884 | 9781682.1296 | 1.627% | 9943412.0035
DATA CENTERS #226 | TERTIARY | DATA CENTERS | 1767.8097 | 2021 | 31260.5686 | 68079.8401 | 800 | 4 | 7735.0357 | 1524.4757 | 233261.0145 | 207525.0628 | 3 | 411967.9346 | 86174.7487 | 28 | 135557.6588 | 37213.3551 | 2 | 4071.727 | 1701.8388 | 1 | 24242.2915 | 806.0889 | 17064.0823 | 160.2938 | 3590.8404 | 34.463 | 34.38 | 0 | 5683.273 | 23.4779 | 0 | 186372.0591 | 95.51% | 4.486% | 1248.4349 | 2243.7481 | 285.5572 | 16.4442 | 287.1748 | 324.8221 | 362.7528 | 170.0869 | 5323.8763 | 25329.9368 | 70036.6473 | 100690.4604 | 1212227.5401 | 1314090.841 | 3.573% | 1362784.5443
DATA CENTERS #227 | TERTIARY | DATA CENTERS | 11511.2525 | 2021 | 186373.6534 | 506738.7786 | 2500 | 6 | 24499.1818 | 8950.0553 | 1647489.5082 | 1768055.1107 | 27 | 2558058.8661 | 723094.5221 | 160 | 1000823.6656 | 178523.5478 | 13 | 23222.3031 | 13182.3912 | 5 | 150759.5513 | 4894.3472 | 113394.423 | 855.8537 | 19709.8705 | 156.6798 | 193.6765 | 0 | 35027.5884 | 150.2562 | 0 | 1116227.1411 | 89.65% | 10.35% | 7172.835 | 20569.7771 | 1609.9569 | 104.4579 | 2735.634 | 1460.3164 | 3256.9938 | 1351.6071 | 39827.3944 | 139404.4905 | 335315.3905 | 514547.2754 | 7931650.6758 | 8454143.6863 | 8.316% | 9221002.2686
DATA CENTERS #228 | TERTIARY | DATA CENTERS | 11460.7448 | 2017 | 223589.462 | 316690.5502 | 2500 | 6 | 22563.6337 | 9036.3026 | 1936590.0055 | 1383811.405 | 28 | 2178807.4126 | 583684.1638 | 146 | 902493.0369 | 250218.9533 | 12 | 26196.3763 | 10861.91 | 6 | 117481.4263 | 4628.4991 | 71690.1231 | 861.1574 | 14326.4273 | 150.4068 | 239.6773 | 0 | 34440.1145 | 198.6131 | 0 | 1021615.8358 | 95.17% | 4.828% | 8365.5818 | 15820.4623 | 2127.2297 | 113.9069 | 2692.5556 | 2082.5902 | 2556.3583 | 1107.0705 | 32865.7816 | 162363.0249 | 400284.8837 | 595513.6901 | 7406577.2463 | 8007788.1485 | 15.7% | 9498836.6803
DATA CENTERS #229 | TERTIARY | DATA CENTERS | 12095.3031 | 2022 | 224376.315 | 331507.1494 | 2500 | 6 | 18127.4212 | 7654.0141 | 1777772.332 | 1748371.7898 | 29 | 2671944.281 | 583175.048 | 142 | 772208.3069 | 223889.2357 | 13 | 24451.1547 | 16541.1265 | 7 | 155037.4962 | 5510.6921 | 88025.6338 | 1073.5386 | 15908.6113 | 158.8597 | 205.2859 | 0 | 30521.6348 | 246.6612 | 0 | 931512.4576 | 91.81% | 8.194% | 9531.3313 | 18077.7453 | 1654.0568 | 103.7514 | 2124.9368 | 2070.324 | 3100.3837 | 1766.0143 | 43578.5564 | 199637.8513 | 453603.9834 | 696820.3911 | 7643608.9676 | 8345921.1525 | 5.048% | 8789618.6557
DATA CENTERS #230 | TERTIARY | DATA CENTERS | 3318.0127 | 2009 | 48347.2063 | 79689.4167 | 1000 | 6 | 7045.2686 | 1896.0768 | 408826.712 | 338369.3306 | 5 | 575262.7395 | 182790.4422 | 48 | 241430.9815 | 52940.5705 | 3 | 5161.4366 | 2573.7764 | 2 | 30883.0783 | 968.5832 | 21899.9857 | 223.5821 | 4857.5213 | 49.7019 | 74.3229 | 0 | 6591.6407 | 63.888 | 0 | 181550.3612 | 85.51% | 14.49% | 2779.1957 | 5364.3695 | 432.7313 | 26.4095 | 791.3873 | 671.9994 | 845.6269 | 300.7868 | 8545.4899 | 29168.9356 | 114049.0906 | 151763.5161 | 1727757.8328 | 1880893.4169 | 9.978% | 2089380.3754
DATA CENTERS #231 | TERTIARY | DATA CENTERS | 12349.8334 | 2019 | 169473.6756 | 335322.0275 | 2500 | 6 | 24852.7456 | 7599.1563 | 2195177.719 | 1726180.9308 | 30 | 2327778.2343 | 851322.2798 | 210 | 968768.8087 | 268336.8634 | 11 | 34531.0284 | 12025.5645 | 6 | 160143.7645 | 5374.2111 | 104227.1685 | 936.2689 | 21326.1936 | 216.3982 | 223.4146 | 0 | 43496.3024 | 215.9649 | 0 | 1141954.8852 | 87.42% | 12.58% | 6689.5032 | 22613.0181 | 1792.0896 | 100.8009 | 1968.2 | 1912.8583 | 2621.584 | 1227.9304 | 42275.8963 | 166660.6233 | 366760.7554 | 575697.275 | 8111418.7248 | 8693541.2066 | 10.25% | 9686572.3279
DATA CENTERS #232 | TERTIARY | DATA CENTERS | 15502.6188 | 2022 | 275004.27 | 668810.0355 | 2500 | 6 | 18484.852 | 15088.2352 | 3202523.6438 | 2246732.0566 | 33 | 3500463.701 | 1170369.7679 | 222 | 1099626.2604 | 268001.5081 | 13 | 30469.5972 | 20361.1483 | 8 | 212896.7931 | 5539.338 | 159887.9341 | 1009.4516 | 32456.1424 | 267.0911 | 370.7463 | 0 | 45872.6528 | 208.148 | 0 | 1168423.5519 | 94.16% | 5.843% | 12708.8771 | 19609.5473 | 2421.3447 | 108.4772 | 2975.7438 | 2670.3223 | 3975.097 | 2114.4094 | 63762.8209 | 180353.2057 | 407731.9095 | 651847.936 | 11199453.3462 | 11861808.4822 | 4.437% | 12412555.6763
DATA CENTERS #233 | TERTIARY | DATA CENTERS | 6752.6655 | 2022 | 129051.6381 | 278159.2225 | 1600 | 6 | 15599.6816 | 6308.4627 | 1052231.3717 | 820215.4223 | 10 | 1125727.7736 | 335501.2231 | 81 | 483529.5299 | 108961.3765 | 7 | 12542.419 | 9745.604 | 3 | 82933.7881 | 2182.9054 | 56690.912 | 459.1196 | 13077.8921 | 84.3367 | 112.8369 | 0 | 22820.7627 | 102.2674 | 0 | 447744.9392 | 96.11% | 3.886% | 5104.1033 | 12039.6807 | 1012.6018 | 61.8972 | 1543.7859 | 999.9262 | 1499.6292 | 708.9379 | 22800.4506 | 123844.6619 | 224154.3387 | 370799.4512 | 4054944.031 | 4430131.1162 | 6.627% | 4744551.1773
DATA CENTERS #234 | TERTIARY | DATA CENTERS | 12114.7096 | 2022 | 176447.0607 | 361022.6474 | 2500 | 6 | 23910.8297 | 9811.0644 | 2371931.2457 | 1657583.7844 | 21 | 1901443.9026 | 905812.6371 | 145 | 898492.012 | 269056.4172 | 9 | 31664.8829 | 13457.141 | 7 | 125689.4213 | 5617.2603 | 84906.3566 | 977.1215 | 18555.9457 | 241.5419 | 204.3422 | 0 | 38523.221 | 237.0613 | 0 | 1228659.8463 | 96.47% | 3.534% | 6476.3752 | 14661.8795 | 1905.4828 | 73.1124 | 2752.3384 | 2473.7136 | 3640.8544 | 1483.56 | 46380.7118 | 204414.7765 | 409290.8169 | 660086.3052 | 7881406.5083 | 8549651.155 | 2.386% | 8758620.8781
DATA CENTERS #235 | TERTIARY | DATA CENTERS | 5759.8141 | 2010 | 90815.8341 | 176566.6386 | 1600 | 6 | 12748.5253 | 4443.5508 | 945817.2741 | 769428.5234 | 14 | 1026898.7634 | 273663.1666 | 78 | 306505.6702 | 74752.1898 | 6 | 10687.3713 | 5840.751 | 3 | 55834.153 | 1801.87 | 42408.791 | 369.2922 | 6856.3198 | 115.7845 | 102.328 | 0 | 12912.9783 | 104.4643 | 0 | 343401.4204 | 85.54% | 14.46% | 3565.0342 | 9002.2453 | 792.9218 | 42.4843 | 1231.6799 | 779.6798 | 1357.6992 | 781.7444 | 16417.674 | 60286.1127 | 182767.2532 | 259471.0398 | 3258093.1247 | 3520657.4459 | 5.381% | 3720862.4615
DATA CENTERS #236 | TERTIARY | DATA CENTERS | 16803.8991 | 2011 | 208095.6889 | 450267.4503 | 2500 | 6 | 19745.4746 | 12287.3918 | 2765401.7323 | 1991612.3583 | 39 | 2622569.0014 | 690882.0712 | 281 | 924941.1782 | 236852.57 | 13 | 29533.8567 | 14488.1786 | 6 | 185140.295 | 5313.6627 | 92798.9766 | 1493.5442 | 22079.1571 | 285.8159 | 375.5531 | 0 | 40015.0709 | 265.4162 | 0 | 1183362.0308 | 95.33% | 4.667% | 9802.4601 | 26475.3383 | 3034.285 | 132.2742 | 2827.168 | 2239.5468 | 5003.4211 | 2244.1769 | 55894.683 | 158498.5501 | 551415.1564 | 765808.3895 | 9198800.7382 | 9974486.6724 | 6.695% | 10690197.0001
DATA CENTERS #237 | TERTIARY | DATA CENTERS | 17103.6995 | 2011 | 196744.7392 | 555394.1953 | 2500 | 6 | 18161.5179 | 8916.4282 | 2101988.6384 | 1479783.0361 | 33 | 2395552.9957 | 677238.0029 | 271 | 861994.7595 | 292757.3078 | 13 | 28585.8229 | 19321.9273 | 8 | 134325.9508 | 6088.7152 | 87443.4127 | 1373.7402 | 23392.6806 | 326.0324 | 319.4247 | 0 | 47858.2607 | 263.7131 | 0 | 1177493.9622 | 87.95% | 12.05% | 10842.2714 | 24283.7959 | 3232.1267 | 122.1599 | 4206.0775 | 3011.5034 | 5106.274 | 1837.724 | 35978.1763 | 173669.8374 | 632180.4264 | 841828.4402 | 8229085.048 | 9078797.4836 | 15.73% | 10774080.8604
DATA CENTERS #238 | TERTIARY | DATA CENTERS | 3115.474 | 2020 | 52775.7514 | 84502.5755 | 1000 | 4 | 9743.9485 | 2641.0626 | 563965.1675 | 333030.8134 | 7 | 711545.8561 | 213946.7523 | 49 | 199983.3671 | 47392.3905 | 3 | 8584.5121 | 4093.2989 | 2 | 28605.6506 | 1207.4431 | 25221.0718 | 210.2377 | 5077.6754 | 62.3281 | 76.7796 | 0 | 9414.6225 | 46.8495 | 0 | 218240.9103 | 92.85% | 7.153% | 1630.858 | 5186.3196 | 601.8253 | 22.5307 | 477.0517 | 610.7575 | 603.8075 | 306.9827 | 7841.7444 | 52688.6644 | 96381.9236 | 156912.3323 | 2071790.5197 | 2230748.0486 | 17.16% | 2692903.4021
DATA CENTERS #239 | TERTIARY | DATA CENTERS | 16929.8661 | 2011 | 202146.7946 | 367419.5923 | 2500 | 6 | 18135.5 | 10874.3727 | 2512498.7919 | 2145388.6075 | 40 | 2812210.9065 | 704997.0892 | 248 | 1202112.2204 | 225763.3693 | 19 | 26281.922 | 15622.3773 | 10 | 175393.5878 | 5221.902 | 139715.3722 | 1395.2717 | 17961.2656 | 313.7371 | 374.4232 | 0 | 33817.0103 | 308.6393 | 0 | 1368304.0934 | 89.03% | 10.97% | 8937.4311 | 25146.017 | 2108.5308 | 167.0383 | 2822.172 | 2664.3467 | 5314.3652 | 1744.1052 | 36236.2911 | 211265.7812 | 426097.3118 | 673599.3841 | 9581702.0484 | 10264493.9527 | 6.102% | 10931516.5074
DATA CENTERS #240 | TERTIARY | DATA CENTERS | 3343.4265 | 2020 | 50574.4531 | 102443.4652 | 1000 | 6 | 9473.4548 | 2373.0672 | 501822.2273 | 395062.1522 | 6 | 760407.1574 | 190443.944 | 50 | 269356.5791 | 70781.0656 | 3 | 6911.5998 | 4839.9924 | 1 | 38425.4871 | 1317.8718 | 27828.2121 | 270.6934 | 5581.6877 | 43.9767 | 54.0414 | 0 | 8119.9322 | 58.3928 | 0 | 217302.9792 | 91.39% | 8.613% | 2635.0167 | 4756.1768 | 527.2263 | 22.6433 | 517.167 | 574.3893 | 867.9998 | 428.9679 | 12080.2189 | 41598.4742 | 110216.5497 | 163895.2428 | 2149035.8973 | 2314806.4541 | 8.957% | 2542539.0762
DATA CENTERS #241 | TERTIARY | DATA CENTERS | 10803.4716 | 2019 | 159312.0062 | 306853.3224 | 2500 | 6 | 22184.6735 | 6564.4451 | 2128557.7135 | 1337347.5052 | 18 | 2165821.5264 | 729360.9133 | 192 | 805172.5103 | 236610.8578 | 9 | 19208.1083 | 14360.4844 | 5 | 130987.2251 | 3493.9602 | 84783.1998 | 857.2269 | 19465.3331 | 139.9291 | 178.248 | 0 | 30066.0685 | 194.1872 | 0 | 776797.2933 | 93.7% | 6.296% | 8216.1314 | 14204.7739 | 1522.2803 | 88.008 | 2114.152 | 2129.6312 | 2114.8479 | 980.9674 | 42311.5412 | 169441.7996 | 273024.6953 | 484778.036 | 7194555.4326 | 7685948.9308 | 10.65% | 8602149.1739
DATA CENTERS #242 | TERTIARY | DATA CENTERS | 13478.1112 | 2023 | 181678.4716 | 587731.6318 | 2500 | 6 | 20574.0181 | 13156.0901 | 1939603.9524 | 2109276.7265 | 24 | 2950433.9146 | 879622.6337 | 231 | 1216596.5125 | 209572.2713 | 11 | 33959.7358 | 20275.3191 | 6 | 130550.713 | 4445.8787 | 132114.7701 | 874.3838 | 17636.1584 | 222.7578 | 292.7552 | 0 | 40949.6957 | 230.2805 | 0 | 1113570.7214 | 88.41% | 11.59% | 7452.5948 | 23454.1515 | 2089.6 | 87.5759 | 2797.8729 | 2172.2192 | 2852.2659 | 1282.2383 | 36201.4305 | 219659.8231 | 496985.5807 | 752846.8343 | 9051974.2993 | 9811905.4167 | 14.88% | 11526776.1044
DATA CENTERS #243 | TERTIARY | DATA CENTERS | 3324.5171 | 2017 | 58837.6902 | 118985.4591 | 1000 | 6 | 8739.3889 | 1973.4917 | 627349.7525 | 440624.978 | 7 | 721490.7621 | 148263.3141 | 46 | 193180.0914 | 53944.1312 | 3 | 8895.7927 | 3455.3901 | 2 | 28207.7566 | 1098.8538 | 27726.0098 | 330.7955 | 5871.9386 | 66.536 | 63.4354 | 0 | 10134.5821 | 55.6598 | 0 | 244050.4524 | 86.46% | 13.54% | 2068.7483 | 5522.5562 | 470.1891 | 30.6516 | 540.008 | 637.0191 | 714.582 | 357.5062 | 12166.2301 | 44197.9464 | 125597.5034 | 181961.6799 | 2209974.7683 | 2393606.3672 | 17.63% | 2905944.6552
DATA CENTERS #244 | TERTIARY | DATA CENTERS | 12230.3735 | 2013 | 173079.4562 | 386718.6872 | 2500 | 6 | 24054.6096 | 10170.5006 | 1786397.8478 | 1456657.9737 | 28 | 2167879.9883 | 534881.625 | 202 | 862518.2727 | 252539.2 | 10 | 25065.6699 | 11508.5634 | 5 | 134146.0183 | 4591.2074 | 86114.2887 | 1093.3502 | 15669.2195 | 238.8203 | 301.4078 | 0 | 23122.881 | 229.529 | 0 | 1048936.2443 | 93.39% | 6.606% | 8692.4134 | 18022.8152 | 1481.0456 | 93.7277 | 2215.5762 | 1922.5281 | 3642.3841 | 1362.346 | 37052.6339 | 174323.6981 | 348840.7443 | 560217.0763 | 7285436.5919 | 7852969.3016 | 7.868% | 8523620.1988
DATA CENTERS #245 | TERTIARY | DATA CENTERS | 13435.0605 | 2019 | 166815.3548 | 434022.7783 | 2500 | 6 | 20719.8455 | 8019.8831 | 2478242.3844 | 2012725.5651 | 26 | 3147307.6213 | 969607.3876 | 174 | 1132426.8234 | 198133.1539 | 11 | 33532.2666 | 14570.726 | 6 | 184494.7297 | 3898.6441 | 103672.9732 | 979.9509 | 17595.6704 | 230.9144 | 333.8647 | 0 | 37626.8402 | 205.1336 | 0 | 1316048.7322 | 85.93% | 14.07% | 11221.0243 | 25005.029 | 2584.4625 | 125.164 | 3227.6139 | 2149.7541 | 3988.6951 | 1718.2305 | 52267.6818 | 143382.0879 | 527916.6157 | 723566.3854 | 9727652.1791 | 10460193.384 | 13.1% | 12037217.2859
DATA CENTERS #246 | TERTIARY | DATA CENTERS | 4324.1157 | 2023 | 67295.3183 | 183700.8601 | 1000 | 6 | 7433.4168 | 3296.7486 | 951808.7316 | 653740.9354 | 10 | 1101891.4248 | 243187.6894 | 55 | 345129.3468 | 102009.7935 | 4 | 8937.3088 | 6566.0619 | 2 | 51587.4545 | 1855.2574 | 33951.565 | 416.5437 | 6016.3191 | 71.5586 | 109.467 | 0 | 11363.1317 | 69.9365 | 0 | 296657.5507 | 87.62% | 12.38% | 3433.9639 | 7706.0789 | 822.0118 | 43.1073 | 837.7924 | 733.3647 | 905.5484 | 419.0696 | 11477.8944 | 54948.9586 | 112148.2636 | 178575.1167 | 3287421.7248 | 3468812.0617 | 14.46% | 4055348.9583
DATA CENTERS #247 | TERTIARY | DATA CENTERS | 16888.8811 | 2012 | 205330.811 | 453234.0658 | 2500 | 6 | 18571.626 | 10074.4239 | 2313896.1851 | 2217806.634 | 40 | 2792937.2416 | 935581.5657 | 225 | 905675.7294 | 291041.2077 | 18 | 30485.5064 | 15170.7049 | 10 | 155984.0435 | 7096.6396 | 129987.1067 | 1564.0815 | 26794.8088 | 225.6945 | 415.6873 | 0 | 31146.7413 | 304.0407 | 0 | 1152168.2734 | 92.53% | 7.468% | 11943.216 | 28930.8201 | 2912.2747 | 122.927 | 4044.2661 | 2168.0278 | 3547.5079 | 1618.0822 | 38762.6377 | 204689.9061 | 403959.8648 | 647412.4085 | 8883650.4098 | 9540514.7755 | 12.67% | 10924992.6218
DATA CENTERS #248 | TERTIARY | DATA CENTERS | 11120.7259 | 2023 | 163315.7286 | 319543.9362 | 2500 | 6 | 22244.6555 | 8345.2948 | 1829320.5642 | 1709024.3006 | 21 | 2157813.8273 | 828422.7219 | 134 | 850314.2062 | 186511.6725 | 13 | 33790.362 | 14154.8861 | 6 | 100364.8884 | 4063.799 | 77064.3378 | 725.8723 | 18573.3096 | 193.5675 | 201.3391 | 0 | 32088.8344 | 196.578 | 0 | 988256.3831 | 90.33% | 9.667% | 8532.5943 | 19977.1472 | 2036.5582 | 85.1592 | 2243.7472 | 1578.6451 | 2953.4877 | 1210.6273 | 29962.7903 | 161327.6134 | 423090.3986 | 614380.8023 | 7117445.7164 | 7740264.1722 | 8.548% | 8463735.9289
DATA CENTERS #249 | TERTIARY | DATA CENTERS | 3901.4456 | 2011 | 55954.1406 | 109053.7397 | 1000 | 6 | 7571.2146 | 2500.6161 | 623559.8001 | 508782.4969 | 7 | 784938.8544 | 196023.4604 | 47 | 195866.3513 | 69477.3844 | 3 | 8883.1249 | 3166.3474 | 2 | 35505.7575 | 1732.9845 | 22888.8157 | 358.817 | 6140.218 | 55.3756 | 81.8821 | 0 | 10001.4836 | 72.1688 | 0 | 222809.4281 | 88.44% | 11.56% | 2904.0913 | 5006.1537 | 714.8272 | 36.8294 | 782.8535 | 488.8243 | 955.257 | 510.6285 | 12923.6554 | 53408.3663 | 132150.9164 | 198482.9381 | 2254091.4476 | 2454893.7936 | 5.99% | 2611323.577
DATA CENTERS #250 | TERTIARY | DATA CENTERS | 10276.2534 | 2022 | 141365.8836 | 285970.156 | 2500 | 6 | 17856.6143 | 9396.0771 | 2131094.8303 | 1221193.043 | 16 | 2678278.1504 | 612916.3402 | 131 | 737332.1404 | 212674.6277 | 12 | 22230.1341 | 14001.1922 | 4 | 95553.4552 | 4751.1094 | 65965.3515 | 1064.5317 | 15140.4879 | 163.4517 | 237.2969 | 0 | 29909.2516 | 165.3961 | 0 | 969019.8153 | 89.92% | 10.08% | 6677.558 | 13412.7473 | 1690.983 | 79.5989 | 2357.2035 | 1287.4486 | 2889.7614 | 1440.1949 | 38811.3739 | 132053.2518 | 396078.8384 | 566943.4641 | 7727307.6951 | 8301471.4621 | 1.661% | 8441722.2523
DATA CENTERS #251 | TERTIARY | DATA CENTERS | 8165.7114 | 2017 | 127320.3999 | 228101.2292 | 1600 | 6 | 15014.3824 | 4805.5633 | 1412072.3121 | 839287.1137 | 16 | 1211473.4033 | 545678.878 | 127 | 720256.7424 | 142152.8711 | 10 | 22609.5974 | 7830.1645 | 3 | 73109.2464 | 3322.1031 | 63330.7007 | 635.6403 | 9402.1366 | 136.3158 | 129.6286 | 0 | 20134.679 | 153.7395 | 0 | 798521.5388 | 88.3% | 11.7% | 5635.608 | 9787.0944 | 1346.0347 | 55.7807 | 1826.2267 | 1155.6168 | 2442.9094 | 1224.2314 | 20034.6751 | 100416.6037 | 322879.4356 | 443330.7144 | 5056859.9165 | 5504658.8664 | 2.917% | 5670059.7332
DATA CENTERS #252 | TERTIARY | DATA CENTERS | 10894.8802 | 2023 | 144649.0887 | 410335.7588 | 2500 | 6 | 20652.6727 | 10695.9841 | 2077091.3464 | 1661673.8685 | 24 | 2850414.384 | 737009.3403 | 193 | 809116.2037 | 197354.98 | 11 | 23067.7771 | 12848.3581 | 6 | 117441.7627 | 3451.1316 | 86271.7919 | 992.851 | 20911.2834 | 186.5558 | 247.3905 | 0 | 28925.8345 | 224.1578 | 0 | 1198312.0482 | 96.28% | 3.722% | 7699.9036 | 16145.7326 | 1511.3289 | 97.7114 | 1981.0468 | 2192.2992 | 3110.8067 | 1617.9601 | 39923.3001 | 175236.792 | 295699.264 | 510859.3561 | 8400150.6511 | 8918760.1288 | 14.85% | 10473843.5008
DATA CENTERS #253 | TERTIARY | DATA CENTERS | 13546.4244 | 2019 | 246011.6594 | 521080.6643 | 2500 | 6 | 22817.2502 | 11003.2753 | 2193837.9159 | 1800480.7975 | 32 | 3059228.5713 | 896367.532 | 196 | 1187328.6018 | 195212.6363 | 12 | 31716.365 | 19658.4991 | 5 | 152670.9903 | 6083.7108 | 125767.2426 | 900.3542 | 26545.0844 | 241.1424 | 300.9559 | 0 | 40029.9742 | 256.9934 | 0 | 1290339.3428 | 95.33% | 4.666% | 9781.5388 | 20131.2409 | 2016.076 | 98.526 | 2341.3331 | 2767.2106 | 3799.3696 | 1775.4986 | 37155.8481 | 195955.005 | 470479.0439 | 703589.8971 | 9580945.5062 | 10290574.8687 | 7.257% | 11095850.3412
DATA CENTERS #254 | TERTIARY | DATA CENTERS | 12898.0405 | 2011 | 169033.6524 | 406747.6409 | 2500 | 6 | 22266.4493 | 7890.3591 | 2000657.9121 | 1750193.2158 | 23 | 1648569.2282 | 591855.0983 | 202 | 886454.1053 | 154031.3393 | 15 | 28022.6432 | 15435.5232 | 7 | 101717.3067 | 5738.9592 | 77511.816 | 1265.7646 | 14243.4776 | 164.3112 | 310.2432 | 0 | 32459.0308 | 177.4329 | 0 | 1043773.3557 | 86.66% | 13.34% | 8243.5687 | 17101.1534 | 2065.4411 | 105.3964 | 2137.7007 | 1845.8202 | 3691.4807 | 1312.2868 | 31041.7873 | 172257.6726 | 428923.7092 | 632223.1691 | 6956526.6289 | 7593633.2662 | 12.56% | 8684749.7059
DATA CENTERS #255 | TERTIARY | DATA CENTERS | 1926.3505 | 2012 | 33773.9017 | 65349.4151 | 800 | 6 | 5704.9364 | 1405.5451 | 232786.4662 | 178900.2475 | 4 | 255186.4297 | 75855.0475 | 30 | 151005.1158 | 29348.6508 | 2 | 3249.1617 | 2403.7978 | 1 | 21054.3855 | 679.197 | 14462.6914 | 195.5933 | 2468.1114 | 32.7961 | 35.5172 | 0 | 5202.5743 | 33.3844 | 0 | 120966.3158 | 84.05% | 15.95% | 1532.8663 | 3567.4923 | 258.8594 | 18.4659 | 430.6671 | 273.6652 | 560.0638 | 207.919 | 4875.0163 | 25319.5192 | 49903.6155 | 80098.1511 | 984842.9633 | 1065782.1444 | 6.576% | 1140805.8221
DATA CENTERS #256 | TERTIARY | DATA CENTERS | 14361.0887 | 2011 | 196830.7115 | 458098.1445 | 2500 | 6 | 19641.2892 | 9479.4314 | 1872707.7193 | 1965025.249 | 33 | 2836110.3439 | 639935.4909 | 194 | 821560.3465 | 275236.3242 | 17 | 29216.2097 | 12170.9632 | 8 | 148526.3549 | 4915.4003 | 82838.8927 | 914.9683 | 23080.997 | 191.6334 | 268.9297 | 0 | 35410.3977 | 297.6882 | 0 | 1142617.6485 | 92.29% | 7.712% | 9798.3441 | 17630.6175 | 2191.9351 | 104.1731 | 2674.1124 | 2126.6286 | 4229.0023 | 1902.2324 | 30599.2625 | 187640.0025 | 419287.4063 | 637526.6713 | 8276183.6634 | 8921073.5518 | 4.914% | 9382086.8197
DATA CENTERS #257 | TERTIARY | DATA CENTERS | 2211.2866 | 2017 | 35628.6261 | 85466.1562 | 800 | 6 | 5994.7179 | 1726.0491 | 368127.4626 | 236008.5973 | 5 | 503697.0886 | 146117.0562 | 42 | 183252.3019 | 37994.0771 | 2 | 3984.6078 | 2454.8578 | 1 | 22977.0472 | 941.5934 | 15302.365 | 146.8426 | 3052.07 | 27.7285 | 37.632 | 0 | 6078.3223 | 37.6935 | 0 | 162075.1939 | 95.81% | 4.191% | 1399.6206 | 2934.7545 | 308.1917 | 15.8778 | 342.1989 | 396.7066 | 653.0404 | 231.4603 | 5104.3 | 32836.5332 | 58197.3116 | 96138.1448 | 1502150.1387 | 1599599.3393 | 14.64% | 1873918.2921
DATA CENTERS #258 | TERTIARY | DATA CENTERS | 8843.2434 | 2011 | 139692.8051 | 259510.0956 | 1600 | 6 | 12579.7757 | 6764.91 | 1223452.7503 | 807779.7987 | 14 | 1544233.9142 | 441526.9044 | 144 | 435476.2602 | 141272.3671 | 8 | 18211.5715 | 10079.412 | 5 | 66307.5843 | 2989.4668 | 59814.2679 | 602.3344 | 13985.8505 | 151.3925 | 188.295 | 0 | 16738.8995 | 180.1136 | 0 | 677767.0068 | 92.76% | 7.239% | 5413.6052 | 10895.2355 | 1428.1442 | 69.0254 | 1559.3283 | 1614.5308 | 1808.646 | 806.6374 | 17843.9228 | 88231.0911 | 299917.4024 | 405992.4163 | 4801007.869 | 5211357.8021 | 10.37% | 5814284.6551
DATA CENTERS #259 | TERTIARY | DATA CENTERS | 6065.6549 | 2023 | 99806.2489 | 250710.997 | 1600 | 6 | 14874.4381 | 5987.0898 | 1106747.0522 | 884735.17 | 9 | 1610096.8819 | 310102.7043 | 114 | 548853.5223 | 102545.4574 | 7 | 12923.11 | 8851.7549 | 3 | 62789.249 | 2363.8521 | 45235.9582 | 385.2163 | 11977.7744 | 78.8751 | 114.8457 | 0 | 18208.7916 | 80.3064 | 0 | 439532.7482 | 95.61% | 4.39% | 4405.7863 | 10208.2826 | 1102.0562 | 52.9017 | 913.2888 | 928.5577 | 1426.8235 | 904.9813 | 18495.527 | 111991.6442 | 178463.5642 | 308950.7355 | 4564611.8493 | 4877455.3702 | 17.44% | 5907741.0678
DATA CENTERS #260 | TERTIARY | DATA CENTERS | 10686.7565 | 2016 | 173094.9315 | 277053.2639 | 2500 | 6 | 22119.9211 | 8137.1177 | 2041681.4238 | 1442260.8087 | 17 | 2270724.2854 | 587945.7971 | 194 | 607230.54 | 154696.0193 | 11 | 28375.7216 | 13622.4702 | 5 | 85672.2871 | 3733.9256 | 77722.6274 | 679.2448 | 12774.9989 | 157.6673 | 254.7323 | 0 | 31896.1356 | 226.7141 | 0 | 671280.912 | 93.92% | 6.078% | 6559.1367 | 15192.912 | 1505.9338 | 78.3986 | 2657.1918 | 1519.1014 | 2590.3549 | 1204.3734 | 34805.1043 | 174010.0342 | 365888.6391 | 574703.7776 | 6826274.1007 | 7407731.9242 | 10.66% | 8292001.4837
DATA CENTERS #261 | TERTIARY | DATA CENTERS | 14263.8452 | 2020 | 275714.1446 | 508983.9202 | 2500 | 6 | 22638.559 | 11530.124 | 1885279.8414 | 2168318.1183 | 26 | 2895191.9797 | 909059.3435 | 211 | 904294.0543 | 289139.2061 | 15 | 33127.6412 | 21114.649 | 8 | 138636.2049 | 5350.5971 | 91045.4073 | 1163.4499 | 21396.5042 | 217.5241 | 333.5684 | 0 | 37026.7619 | 262.7143 | 0 | 1255101.2319 | 86.48% | 13.52% | 10859.6291 | 21027.4693 | 2186.215 | 90.1324 | 2166.4682 | 2321.3798 | 2937.7059 | 1956.613 | 49413.7397 | 160633.1554 | 517934.1669 | 727981.062 | 8687896.5051 | 9422690.004 | 8.815% | 10333540.0204
DATA CENTERS #262 | TERTIARY | DATA CENTERS | 10791.9039 | 2023 | 164406.8273 | 387932.2072 | 2500 | 6 | 18483.644 | 10670.2986 | 2246514.4316 | 1224443.9657 | 21 | 2057265.1415 | 826492.6056 | 171 | 908058.368 | 225882.9267 | 8 | 21177.0541 | 15181.9049 | 6 | 137217.8476 | 3776.1563 | 114343.7498 | 681.3488 | 15565.124 | 147.0961 | 234.9835 | 0 | 34446.275 | 157.0069 | 0 | 744439.1603 | 91.62% | 8.382% | 7890.6254 | 15022.1497 | 1929.2723 | 106.7684 | 1665.7951 | 1720.0096 | 2514.1052 | 1417.429 | 46112.1047 | 202660.6717 | 276534.9904 | 525307.7668 | 7453660.8647 | 7986884.003 | 15.99% | 9506509.374
DATA CENTERS #263 | TERTIARY | DATA CENTERS | 2423.0127 | 2009 | 35156.6356 | 62471.5307 | 800 | 4 | 6721.2721 | 1479.7372 | 273082.1419 | 254656.9247 | 5 | 465301.6953 | 141241.3043 | 30 | 173705.0224 | 43356.8785 | 2 | 5242.3805 | 1877.4838 | 1 | 26056.7501 | 826.11 | 17452.0869 | 185.753 | 2460.683 | 32.0226 | 54.2929 | 0 | 5404.8542 | 31.8846 | 0 | 193998.4383 | 94.64% | 5.365% | 1472.6509 | 3357.2787 | 459.7164 | 20.4915 | 560.3684 | 305.4806 | 662.0303 | 225.9523 | 5926.3068 | 31570.2336 | 80204.4101 | 117700.9505 | 1365551.6188 | 1484469.4239 | 10.22% | 1653393.3057
DATA CENTERS #264 | TERTIARY | DATA CENTERS | 5498.4648 | 2021 | 77092.6754 | 233111.8565 | 1600 | 6 | 14988.0814 | 3870.8082 | 1040811.2665 | 941967.5361 | 9 | 1029628.7982 | 405477.141 | 65 | 332613.5683 | 115461.9622 | 7 | 15582.0658 | 7057.5681 | 3 | 75462.2243 | 1921.5814 | 55937.5798 | 498.6184 | 8566.8757 | 86.638 | 95.3824 | 0 | 13225.3876 | 113.0438 | 0 | 392060.8054 | 91.51% | 8.493% | 3344.8855 | 7643.5324 | 826.052 | 46.3834 | 991.5842 | 714.8693 | 1335.2285 | 741.8323 | 18891.7354 | 82299.4405 | 157217.8077 | 258408.9836 | 3552177.5453 | 3814457.6748 | 12.29% | 4349179.5889
DATA CENTERS #265 | TERTIARY | DATA CENTERS | 2631.4442 | 2016 | 50173.4531 | 100649.1255 | 800 | 6 | 6311.8689 | 2114.3639 | 357530.0861 | 322518.6477 | 6 | 586030.9456 | 115024.7628 | 34 | 149922.8652 | 41890.0987 | 2 | 5685.5403 | 2660.1322 | 1 | 33356.5241 | 871.8849 | 21743.9564 | 201.1731 | 4228.8208 | 40.1913 | 66.3051 | 0 | 7309.5618 | 36.7082 | 0 | 241373.2579 | 96.56% | 3.436% | 2192.2073 | 3051.7102 | 401.4185 | 18.6226 | 557.177 | 524.4029 | 762.6267 | 381.1131 | 8086.8185 | 29987.1102 | 83694.1596 | 121768.0883 | 1679270.7879 | 1802151.9589 | 8.818% | 1976427.8158
DATA CENTERS #266 | TERTIARY | DATA CENTERS | 16736.6847 | 2016 | 223864.6081 | 579460.1934 | 2500 | 6 | 24586.7695 | 10330.2587 | 2872220.186 | 2127101.4647 | 31 | 3106054.2587 | 831895.1168 | 217 | 1201984.1706 | 299939.5463 | 13 | 35668.2453 | 22183.6267 | 7 | 180952.8312 | 5639.0331 | 123160.632 | 1061.71 | 18742.2692 | 286.2297 | 294.5983 | 0 | 49780.0021 | 286.0262 | 0 | 1258835.6233 | 93.85% | 6.154% | 11239.5665 | 22634.7481 | 2781.4678 | 150.3348 | 3655.0574 | 2725.5279 | 3412.0457 | 1805.9516 | 53167.5097 | 203239.8785 | 549479.3895 | 805886.7777 | 10423571.5157 | 11239208.5941 | 8.181% | 12240562.2621
DATA CENTERS #267 | TERTIARY | DATA CENTERS | 4555.6268 | 2017 | 70059.2598 | 144715.4044 | 1000 | 6 | 8809.6428 | 4075.5708 | 754890.9863 | 552153.1865 | 8 | 776639.7781 | 315294.891 | 63 | 328312.42 | 71525.7576 | 4 | 9680.1904 | 4926.2453 | 2 | 48241.9707 | 1701.4711 | 25975.8799 | 408.5028 | 7429.2501 | 71.1312 | 108.8228 | 0 | 15213.1214 | 63.6989 | 0 | 363281.5621 | 87.53% | 12.47% | 2980.9321 | 6185.7521 | 580.2752 | 35.7301 | 767.0488 | 770.9531 | 1264.6406 | 412.2915 | 14368.7121 | 49736.4985 | 174477.6478 | 238582.8583 | 2745646.8341 | 2986510.8347 | 17.75% | 3630912.1317
DATA CENTERS #268 | TERTIARY | DATA CENTERS | 4700.7524 | 2019 | 87733.6965 | 154141.6508 | 1000 | 6 | 9775.9567 | 3580.9903 | 701555.4344 | 761819.0714 | 10 | 1054999.1711 | 285557.2366 | 81 | 419915.243 | 73821.9985 | 6 | 9296.9339 | 6702.4898 | 2 | 57730.9102 | 1741.1769 | 41836.7867 | 317.1795 | 8062.3212 | 83.9479 | 75.177 | 0 | 12907.7671 | 62.4843 | 0 | 299785.3558 | 93.68% | 6.32% | 2946.3789 | 5378.4912 | 596.4813 | 34.7422 | 733.5128 | 960.4906 | 1463.7312 | 496.0314 | 12244.1944 | 67615.1697 | 125999.856 | 205859.2201 | 3081162.4643 | 3290056.5015 | 10.43% | 3673309.6061
DATA CENTERS #269 | TERTIARY | DATA CENTERS | 3820.026 | 2019 | 53575.3045 | 103617.462 | 1000 | 6 | 9219.7759 | 2242.7514 | 598666.7694 | 461580.5634 | 9 | 835644.4911 | 205078.4785 | 58 | 257574.8311 | 57275.9153 | 3 | 7876.213 | 4374.8589 | 2 | 44077.2435 | 1427.9414 | 30489.3443 | 259.0113 | 6451.1825 | 50.7616 | 77.6905 | 0 | 9822.164 | 51.9378 | 0 | 258718.6821 | 92.69% | 7.31% | 2353.2913 | 6883.7804 | 531.1289 | 34.6299 | 624.8338 | 568.0667 | 888.7712 | 496.0671 | 14707.0689 | 63610.0364 | 131260.6493 | 209577.7545 | 2404197.8687 | 2616414.335 | 3.541% | 2712462.023
DATA CENTERS #270 | TERTIARY | DATA CENTERS | 2315.3469 | 2010 | 31523.1901 | 66646.4854 | 800 | 6 | 5727.6362 | 1761.2046 | 345022.3465 | 269640.4568 | 5 | 399945.4552 | 122252.5867 | 35 | 113862.4717 | 41444.1132 | 3 | 4775.0616 | 2744.6 | 1 | 21151.2532 | 971.8266 | 14670.0847 | 188.85 | 2422.2136 | 43.6424 | 48.3686 | 0 | 4405.9127 | 49.2232 | 0 | 180392.7787 | 92.27% | 7.728% | 1220.7259 | 3495.9198 | 351.418 | 15.17 | 379.8441 | 387.8534 | 739.2986 | 329.7846 | 7569.7848 | 27176.8728 | 87628.8486 | 122375.5063 | 1283288.412 | 1406518.2426 | 13.58% | 1627572.1103
DATA CENTERS #271 | TERTIARY | DATA CENTERS | 2789.7064 | 2013 | 35388.9104 | 90304.2645 | 800 | 6 | 7823.3909 | 1601.2121 | 408526.2518 | 350694.4458 | 6 | 427706.7036 | 138256.153 | 40 | 222552.5801 | 39237.1567 | 3 | 7007.9355 | 2409.022 | 2 | 28992.7697 | 801.8842 | 21103.2245 | 277.2227 | 3408.9205 | 49.8801 | 62.1457 | 0 | 7709.4714 | 47.816 | 0 | 228935.7108 | 87.5% | 12.5% | 2211.4469 | 3728.4537 | 446.5623 | 27.3328 | 491.7433 | 346.7094 | 878.9978 | 295.2047 | 8090.9834 | 32608.1013 | 89676.1473 | 130375.232 | 1601665.3471 | 1733499.108 | 11.07% | 1949309.7829
DATA CENTERS #272 | TERTIARY | DATA CENTERS | 16864.1771 | 2023 | 333378.3431 | 717316.0808 | 2500 | 6 | 19449.2511 | 12226.9165 | 2766153.7589 | 2092320.6286 | 37 | 2744865.1087 | 1106801.1478 | 289 | 1355210.6979 | 287713.4308 | 16 | 43321.6269 | 16237.6171 | 7 | 167146.4596 | 5003.9667 | 110546.1899 | 1442.0807 | 22151.7077 | 334.9908 | 400.1265 | 0 | 59631.6285 | 224.9628 | 0 | 1430625.2954 | 94.69% | 5.307% | 9689.4062 | 25958.4993 | 2672.9858 | 156.4554 | 3116.645 | 3143.7918 | 5018.1517 | 1519.1086 | 49389.9357 | 240809.5202 | 632693.0813 | 922892.5373 | 10566896.3604 | 11500726.4472 | 17.63% | 13962454.5671
DATA CENTERS #273 | TERTIARY | DATA CENTERS | 14785.054 | 2009 | 210928.7762 | 474388.5383 | 2500 | 6 | 19838.2715 | 9782.7622 | 2001377.5553 | 1584771.7648 | 23 | 1778782.5614 | 537829.2698 | 176 | 865860.9497 | 170095.9572 | 14 | 21237.874 | 16667.8611 | 7 | 136161.0791 | 5884.3185 | 74035.3218 | 1452.2578 | 22607.9737 | 219.2528 | 296.7807 | 0 | 39622.8056 | 236.0031 | 0 | 1125891.0976 | 85.72% | 14.28% | 11820.113 | 22732.8807 | 2715.3412 | 114.2918 | 3502.6643 | 2038.3952 | 4623.7889 | 1404.7131 | 45572.1941 | 197069.5857 | 437640.7377 | 680282.5175 | 7361928.9179 | 8050253.235 | 4.885% | 8463749.331
DATA CENTERS #274 | TERTIARY | DATA CENTERS | 17246.8967 | 2018 | 259180.3882 | 656678.2782 | 2500 | 6 | 24426.8776 | 14352.8847 | 2291396.8236 | 2648774.1344 | 38 | 3420440.2668 | 955097.6464 | 227 | 1543270.6106 | 251787.3836 | 21 | 44628.539 | 21102.448 | 11 | 208524.6488 | 8043.2428 | 161323.9927 | 1119.7171 | 21293.4389 | 326.6465 | 301.5775 | 0 | 52616.7437 | 337.4743 | 0 | 1253356.1003 | 86.21% | 13.79% | 9830.3738 | 30094.6318 | 2166.992 | 139.166 | 3513.1307 | 3194.6043 | 4382.261 | 1642.1172 | 57427.8022 | 290620.0759 | 677232.6693 | 1025280.5475 | 10799708.5358 | 11835315.1906 | 8.057% | 12872385.3669
DATA CENTERS #275 | TERTIARY | DATA CENTERS | 15987.2653 | 2010 | 242652.6484 | 357149.3318 | 2500 | 6 | 22489.249 | 12230.5314 | 2423477.7544 | 1338396.7654 | 30 | 2670261.5802 | 749392.804 | 187 | 1250664.7502 | 291407.1042 | 16 | 35019.9626 | 19014.4015 | 8 | 160174.2013 | 5952.6652 | 107026.507 | 1492.4657 | 25657.7291 | 302.6708 | 363.5223 | 0 | 43014.5506 | 278.4626 | 0 | 831083.3029 | 86.63% | 13.37% | 13018.3968 | 20918.448 | 2637.7293 | 134.4439 | 2635.5753 | 2167.9069 | 3466.0735 | 2323.136 | 41271.5817 | 171585.2601 | 558381.8227 | 771238.6645 | 8798780.5255 | 9578540.4751 | 13.81% | 11113713.9763
DATA CENTERS #276 | TERTIARY | DATA CENTERS | 6618.225 | 2019 | 129774.3763 | 258552.6076 | 1600 | 6 | 15589.9356 | 5225.2991 | 959434.047 | 792590.8309 | 10 | 1327342.5375 | 337253.9674 | 124 | 432306.1297 | 148699.04 | 6 | 14591.1205 | 8526.136 | 3 | 79980.6948 | 2559.7385 | 58106.1206 | 427.6975 | 11534.6428 | 126.0924 | 123.1986 | 0 | 22566.9685 | 128.6716 | 0 | 447243.7356 | 92.26% | 7.744% | 4640.4488 | 9662.1139 | 991.3629 | 52.7166 | 1327.2856 | 1069.2342 | 1704.319 | 746.8707 | 18406.03 | 71200.9533 | 161876.5789 | 251483.5622 | 4032927.7289 | 4289029.579 | 16.87% | 5159320.8955
DATA CENTERS #277 | TERTIARY | DATA CENTERS | 17584.4859 | 2015 | 204583.1611 | 549900.5701 | 2500 | 6 | 19715.9271 | 12241.5688 | 2073659.3962 | 2019985.4713 | 33 | 3721471.7238 | 1048008.0055 | 258 | 1308425.2861 | 364263.7262 | 18 | 45206.4553 | 18741.0154 | 7 | 213038.6012 | 5376.6884 | 96144.5377 | 1265.691 | 19490.0626 | 317.3626 | 413.1596 | 0 | 45928.4434 | 272.4211 | 0 | 1130582.3092 | 90.58% | 9.418% | 9905.8103 | 20994.5886 | 2578.6741 | 134.813 | 2688.8531 | 2343.1003 | 4040.7306 | 2454.6539 | 43911.3271 | 281754.7864 | 419915.5445 | 745581.6581 | 10243049.4313 | 10997578.033 | 7.12% | 11840580.7148
DATA CENTERS #278 | TERTIARY | DATA CENTERS | 16622.7015 | 2022 | 338348.3132 | 674523.4867 | 2500 | 6 | 23426.2208 | 13794.6267 | 3185288.1582 | 1949742.7139 | 30 | 3554888.0775 | 964422.3484 | 257 | 1531286.2732 | 410166.6492 | 17 | 33709.2457 | 25236.7389 | 7 | 168904.875 | 7398.2299 | 135367.8972 | 1607.382 | 31966.3289 | 225.7049 | 264.698 | 0 | 47470.8382 | 290.3932 | 0 | 1665513.1004 | 90.66% | 9.339% | 9565.9026 | 23586.6203 | 2962.5559 | 143.6546 | 3525.5731 | 2880.8346 | 5347.3034 | 1578.3091 | 60258.8668 | 241813.3539 | 598842.7146 | 900914.9353 | 12279024.1867 | 13191114.4297 | 13.04% | 15169342.3152
DATA CENTERS #279 | TERTIARY | DATA CENTERS | 14620.9053 | 2017 | 215181.8486 | 412593.2193 | 2500 | 6 | 21838.8767 | 11755.0792 | 1805281.7839 | 1656251.5275 | 30 | 2735464.8738 | 979280.0565 | 267 | 1201929.1817 | 305492.7888 | 12 | 33844.3712 | 14731.1319 | 9 | 119069.1618 | 5300.8961 | 129656.9097 | 1413.7299 | 25591.8024 | 199.4116 | 277.8645 | 0 | 40601.8766 | 245.3008 | 0 | 1079690.5578 | 86.85% | 13.15% | 8109.3632 | 20518.8573 | 2501.436 | 129.7386 | 3194.6791 | 1993.5657 | 4093.3944 | 1316.1148 | 43364.0637 | 216053.9315 | 492306.0508 | 751724.0461 | 8483477.7704 | 9244625.7937 | 6.039% | 9838738.7816
DATA CENTERS #280 | TERTIARY | DATA CENTERS | 16892.0969 | 2012 | 250729.081 | 470534.7074 | 2500 | 6 | 22416.2422 | 12892.0248 | 1995134.5718 | 2298240.0954 | 30 | 2654794.4873 | 764158.2364 | 276 | 1149712.8357 | 211144.0227 | 14 | 30465.9315 | 12980.6331 | 7 | 163896.2779 | 6460.7878 | 106350.0002 | 1249.913 | 28744.0747 | 320.2292 | 399.7525 | 0 | 31979.4737 | 362.755 | 0 | 1413494.445 | 94.67% | 5.326% | 13486.6677 | 20898.6584 | 2825.6584 | 106.8835 | 3166.274 | 2780.626 | 3892.2941 | 1690.642 | 41511.8635 | 186336.9402 | 546921.2221 | 774770.0258 | 8973011.1395 | 9756929.3452 | 5.699% | 10346634.1331
DATA CENTERS #281 | TERTIARY | DATA CENTERS | 1663.6953 | 2016 | 21071.3448 | 42312.5966 | 800 | 4 | 7913.0326 | 904.7124 | 315794.4012 | 185652.5221 | 4 | 268146.4625 | 103016.5644 | 30 | 103801.3502 | 29564.6251 | 2 | 4279.6831 | 1382.6362 | 1 | 20829.145 | 511.8276 | 12814.0072 | 109.7596 | 1864.0964 | 24.6836 | 42.2075 | 0 | 4309.6821 | 27.1298 | 0 | 109188.4221 | 91.63% | 8.372% | 1234.1758 | 2334.8515 | 230.8973 | 10.9762 | 365.7343 | 247.0375 | 483.4707 | 181.5236 | 6150.7261 | 22724.694 | 51402.537 | 80277.9571 | 981633.6786 | 1062609.5299 | 16.42% | 1271321.4101
DATA CENTERS #282 | TERTIARY | DATA CENTERS | 9952.3332 | 2023 | 207851.5506 | 295842.8841 | 1600 | 6 | 14645.4212 | 7164.0627 | 1565394.4595 | 1088176.1531 | 23 | 2528270.7362 | 700944.3407 | 150 | 766852.014 | 184584.1655 | 8 | 30470.0305 | 15353.0339 | 4 | 118261.8009 | 2950.8307 | 78841.508 | 629.2941 | 17372.1091 | 165.922 | 251.1768 | 0 | 26525.5055 | 178.2737 | 0 | 833047.9776 | 88.95% | 11.05% | 7447.058 | 17416.0469 | 1785.7866 | 84.0124 | 1843.1879 | 1717.1751 | 2881.7118 | 1215.2481 | 27603.7397 | 144324.5664 | 276684.8118 | 448613.1179 | 6987118.5186 | 7442307.2809 | 7.784% | 8070521.916
DATA CENTERS #283 | TERTIARY | DATA CENTERS | 13883.5058 | 2023 | 265881.3933 | 579391.0378 | 2500 | 6 | 20516.166 | 8661.7673 | 2699407.4048 | 2126579.381 | 33 | 3397431.5204 | 782490.4013 | 182 | 1121725.9829 | 315195.7948 | 14 | 27823.3714 | 18562.9384 | 6 | 179026.531 | 5638.5171 | 97763.1606 | 1345.4817 | 28012.1714 | 226.5583 | 296.0689 | 0 | 41504.8612 | 219.4595 | 0 | 1378291.0521 | 86.87% | 13.13% | 10809.9849 | 25978.2741 | 1684.0435 | 130.434 | 3184.1293 | 2178.5048 | 4260.8886 | 1979.2166 | 55595.5494 | 231659.071 | 483414.4121 | 770669.0325 | 10627161.5694 | 11406761.9837 | 9.377% | 12586985.6413
DATA CENTERS #284 | TERTIARY | DATA CENTERS | 12902.3182 | 2011 | 201864.7798 | 310162.9226 | 2500 | 6 | 20596.9678 | 7033.39 | 1348117.9278 | 1637775.6939 | 25 | 2326049.9153 | 536339.9477 | 200 | 706664.2559 | 187828.8958 | 15 | 25560.7185 | 9928.1817 | 7 | 101908.0793 | 3941.7076 | 69867.1101 | 1245.7869 | 14784.8475 | 234.7169 | 219.0984 | 0 | 23887.6451 | 237.6549 | 0 | 964654.0211 | 88.56% | 11.44% | 10817.4022 | 15241.8143 | 2527.9387 | 92.0232 | 2676.5555 | 2146.0714 | 4150.7851 | 1221.5521 | 41196.7736 | 159270.8428 | 502542.4654 | 703010.0817 | 6622364.8292 | 7331365.8045 | 11.3% | 8265076.9983
DATA CENTERS #285 | TERTIARY | DATA CENTERS | 14199.8546 | 2015 | 177289.8612 | 400882.6534 | 2500 | 6 | 23557.4763 | 7577.0834 | 2079356.8082 | 1984204.895 | 23 | 2248310.4941 | 788764.7008 | 200 | 823599.5629 | 250264.6857 | 18 | 34524.7214 | 15234.5792 | 7 | 139836.2325 | 6476.8935 | 106441.1189 | 1364.9451 | 17161.9187 | 216.3049 | 333.7734 | 0 | 35308.6172 | 192.4151 | 0 | 1118813.7248 | 83.48% | 16.52% | 11499.475 | 26445.8489 | 1958.2263 | 112.0281 | 3453.9793 | 2050.4178 | 4489.0831 | 2109.4989 | 51582.5764 | 212398.2997 | 536133.6187 | 800114.4949 | 7834683.7425 | 8643318.129 | 9.7% | 9571772.0498
DATA CENTERS #286 | TERTIARY | DATA CENTERS | 7194.048 | 2009 | 88479.9452 | 149122.0208 | 1600 | 6 | 11516.8979 | 4752.8395 | 751153.9326 | 711256.9428 | 11 | 1348106.8529 | 409645.9479 | 136 | 522817.0427 | 93996.6685 | 6 | 14304.7485 | 8321.9381 | 4 | 62557.4161 | 3132.7079 | 38975.1438 | 475.7654 | 8637.0255 | 139.9299 | 126.8045 | 0 | 18813.659 | 136.7726 | 0 | 355818.2051 | 92.64% | 7.364% | 5476.5689 | 11831.1048 | 920.2302 | 52.9765 | 1388.3523 | 1225.6115 | 2116.9382 | 712.5244 | 19338.8852 | 67890.9597 | 239376.0164 | 326605.8613 | 3626338.671 | 3955831.7331 | 16.02% | 4710318.606
DATA CENTERS #287 | TERTIARY | DATA CENTERS | 10265.0501 | 2021 | 173982.4469 | 303880.4105 | 2500 | 6 | 23631.1177 | 7870.5483 | 2109176.1186 | 1109145.26 | 17 | 2556220.298 | 538354.1333 | 189 | 1016735.6448 | 168078.1179 | 11 | 26997.0914 | 11890.5545 | 6 | 136758.213 | 3000.2452 | 99063.4027 | 798.4326 | 18107.1209 | 161.0467 | 257.9271 | 0 | 34972.0565 | 200.4997 | 0 | 809607.3924 | 92.96% | 7.04% | 7098.7675 | 15156.085 | 1641.73 | 62.728 | 2069.2418 | 1597.994 | 2405.8076 | 1264.1412 | 40733.9714 | 161078.3389 | 379608.7494 | 581421.0596 | 7877323.3111 | 8465773.9937 | 13.09% | 9741302.4434
DATA CENTERS #288 | TERTIARY | DATA CENTERS | 11486.0889 | 2016 | 199055.9037 | 417834.637 | 2500 | 6 | 20512.4833 | 9017.4861 | 1835338.6208 | 1132472.774 | 26 | 2237643.8204 | 772524.5553 | 175 | 835561.0185 | 203420.5188 | 12 | 24337.7491 | 12644.1252 | 5 | 125382.9562 | 5089.3134 | 71315.9615 | 852.7688 | 17635.7146 | 223.558 | 267.7923 | 0 | 27246.4096 | 237.9055 | 0 | 1008643.4524 | 94.71% | 5.287% | 8149.7539 | 13429.9751 | 1421.6806 | 104.838 | 2780.142 | 2254.0498 | 3366.7313 | 1493.2495 | 32039.8012 | 142847.6822 | 366987.6777 | 541875.161 | 7340637.7214 | 7889695.2133 | 7.326% | 8513374.5737
DATA CENTERS #289 | TERTIARY | DATA CENTERS | 12049.0281 | 2020 | 187817.7466 | 394968.2298 | 2500 | 6 | 18535.6869 | 7091.3091 | 2076569.0669 | 1307973.1911 | 20 | 1925926.9633 | 563565.4702 | 176 | 1077583.1269 | 199405.1959 | 15 | 27093.677 | 15918.8578 | 5 | 143346.3143 | 4577.9903 | 106086.1228 | 1162.272 | 17687.9982 | 177.3001 | 210.5423 | 0 | 28345.5496 | 259.0391 | 0 | 1161719.1074 | 95.68% | 4.32% | 6175.1759 | 15781.5379 | 1949.177 | 117.3068 | 2636.4657 | 2188.1123 | 3869.2246 | 1316.812 | 42930.4592 | 214876.1103 | 338778.7374 | 596585.3069 | 7791000.1724 | 8395543.8621 | 5.439% | 8878462.5045
DATA CENTERS #290 | TERTIARY | DATA CENTERS | 8504.3664 | 2011 | 91624.8665 | 246791.6533 | 1600 | 6 | 15739.6004 | 5922.7767 | 1109316.7807 | 750134.7089 | 14 | 1575766.3981 | 372537.4444 | 119 | 653505.1516 | 108753.0432 | 8 | 13794.5186 | 10260.1781 | 5 | 89912.0263 | 2691.807 | 47372.0154 | 560.9003 | 11465.2106 | 123.4661 | 192.9639 | 0 | 23252.5622 | 119.7772 | 0 | 659067.7127 | 90.26% | 9.739% | 4619.6252 | 12794.4881 | 1689.9944 | 79.5455 | 1974.9754 | 1074.8911 | 1744.3804 | 774.8414 | 17275.1591 | 110453.3809 | 217784.025 | 345512.565 | 4893202.3513 | 5243387.4189 | 4.554% | 5493572.1075
DATA CENTERS #291 | TERTIARY | DATA CENTERS | 6510.4061 | 2019 | 106224.5487 | 187957.545 | 1600 | 6 | 15683.0242 | 4746.6584 | 1117869.8186 | 955096.2361 | 11 | 1201689.4203 | 430947.9605 | 101 | 574132.5927 | 95538.6396 | 5 | 14208.3726 | 7459.112 | 3 | 88353.7462 | 1922.4218 | 49276.8067 | 560.9779 | 8698.8968 | 100.9529 | 134.8671 | 0 | 17713.5285 | 114.661 | 0 | 631176.8042 | 96.87% | 3.131% | 5003.1345 | 9270.1845 | 905.4146 | 64.6054 | 1358.2777 | 896.8907 | 1545.6559 | 634.2293 | 20061.0648 | 84303.1018 | 236478.3442 | 340842.5107 | 4315113.3113 | 4659174.6419 | 14.98% | 5479849.9943
DATA CENTERS #292 | TERTIARY | DATA CENTERS | 7692.2221 | 2008 | 92837.9941 | 192406.7599 | 1600 | 6 | 14460.8011 | 5697.3125 | 794089.7813 | 968968.0778 | 13 | 1359216.6221 | 422503.2506 | 125 | 576444.3258 | 117543.9084 | 8 | 15982.3412 | 8173.3458 | 4 | 69710.1936 | 2925.9304 | 43549.3893 | 516.942 | 9890.5157 | 123.6732 | 141.2111 | 0 | 17272.5203 | 128.0091 | 0 | 374970.7055 | 93.93% | 6.075% | 4243.9314 | 10417.4374 | 1135.8915 | 74.2277 | 1510.0053 | 1507.0507 | 2067.6411 | 895.6662 | 24048.064 | 101693.1555 | 192982.1549 | 318723.3745 | 3865981.748 | 4188782.8208 | 11.59% | 4737999.791
DATA CENTERS #293 | TERTIARY | DATA CENTERS | 16319.6079 | 2011 | 237995.8764 | 464135.2259 | 2500 | 6 | 18367.2272 | 8741.7555 | 2088190.7568 | 1736416.7416 | 31 | 2682923.1085 | 834628.4852 | 278 | 1023587.4638 | 316837.4603 | 17 | 36228.213 | 18762.5722 | 10 | 142226.8274 | 6366.8622 | 125549.1682 | 1074.8097 | 20950.9583 | 282.463 | 335.394 | 0 | 35894.9067 | 335.9652 | 0 | 1128927.8064 | 89% | 11% | 12757.3683 | 29038.3867 | 2262.0933 | 102.4091 | 2964.7734 | 3135.7728 | 5033.7902 | 1713.1017 | 48995.803 | 207241.7927 | 593902.9746 | 850140.5703 | 8673926.5312 | 9533359.8496 | 16.06% | 11356827.5338
DATA CENTERS #294 | TERTIARY | DATA CENTERS | 12630.7532 | 2013 | 178747.0408 | 433454.7901 | 2500 | 6 | 17954.601 | 9549.2778 | 2213219.3309 | 1254372.4831 | 28 | 2457928.9529 | 756867.5173 | 210 | 662720.4027 | 208733.4955 | 10 | 26171.9941 | 14432.311 | 8 | 145202.1681 | 4892.9934 | 75367.2804 | 943.2067 | 14251.4006 | 208.3074 | 263.3254 | 0 | 26032.4281 | 207.5973 | 0 | 931466.923 | 90.66% | 9.344% | 9735.6088 | 21928.277 | 2405.9276 | 117.4298 | 2591.9579 | 2442.922 | 3049.3985 | 1388.3306 | 40231.3848 | 144820.1865 | 314496.0156 | 499547.5869 | 7732799.7878 | 8237755.0401 | 16.8% | 9901351.6175
DATA CENTERS #295 | TERTIARY | DATA CENTERS | 9634.2406 | 2012 | 160312.3358 | 317632.284 | 1600 | 6 | 15854.3678 | 4786.5235 | 1585304.8728 | 1002445.2661 | 21 | 1835145.1842 | 500326.2083 | 125 | 803357.423 | 186353.0869 | 12 | 15121.86 | 10400.0363 | 4 | 103733.1002 | 3493.1683 | 77883.6191 | 651.1706 | 13709.3078 | 130.4012 | 191.7866 | 0 | 22877.6985 | 189.6495 | 0 | 563666.4302 | 92.6% | 7.398% | 6982.6208 | 14773.2757 | 1860.4759 | 73.2727 | 1606.0723 | 1526.4947 | 1962.0817 | 1053.9541 | 32255.3449 | 136590.9192 | 290738.7884 | 459585.0526 | 5961267.024 | 6425872.339 | 1.764% | 6541246.8913
DATA CENTERS #296 | TERTIARY | DATA CENTERS | 12687.6313 | 2013 | 199883.7122 | 346697.6341 | 2500 | 6 | 19896.7042 | 6747.0033 | 1691010.7354 | 1560796.6744 | 19 | 1781041.3956 | 683065.5063 | 217 | 954297.3715 | 176619.5983 | 10 | 28648.2273 | 10201.329 | 6 | 118829.7946 | 3986.1324 | 72242.5191 | 1253.0987 | 14984.2278 | 248.7769 | 301.2861 | 0 | 25422.9409 | 175.5641 | 0 | 1074215.919 | 89.38% | 10.62% | 9056.5814 | 17866.0551 | 2163.7107 | 94.1516 | 2355.6338 | 2074.3257 | 2451.023 | 1195.5342 | 41492.0503 | 159277.7943 | 398279.4949 | 599049.3395 | 6848399.6359 | 7454943.0174 | 5.95% | 7926569.5375
DATA CENTERS #297 | TERTIARY | DATA CENTERS | 10373.9982 | 2009 | 163988.9888 | 341360.1324 | 2500 | 6 | 22872.7612 | 7430.2471 | 1326200.66 | 1254960.0366 | 19 | 1339760.33 | 595630.6874 | 178 | 747190.8732 | 133108.9444 | 12 | 22501.4232 | 12119.655 | 4 | 84995.1895 | 3282.466 | 68595.9643 | 1000.8665 | 12790.2672 | 194.3652 | 164.3041 | 0 | 17855.0136 | 135.9228 | 0 | 570456.4004 | 91.83% | 8.17% | 6849.7118 | 17480.7138 | 2056.2832 | 103.0041 | 1851.8092 | 2062.1341 | 2973.2742 | 1493.2804 | 23684.9942 | 88817.6287 | 319795.848 | 432298.471 | 5060492.8614 | 5496680.2302 | 17.57% | 6668610.5838
DATA CENTERS #298 | TERTIARY | DATA CENTERS | 9300.4962 | 2009 | 150707.4844 | 240805.0052 | 1600 | 6 | 15178.3717 | 6119.4927 | 1252350.911 | 952280.6666 | 15 | 1222376.4386 | 370662.5434 | 125 | 516417.7404 | 150186.5135 | 7 | 13864.258 | 7312.5995 | 4 | 72431.2481 | 3980.3979 | 46245.9284 | 817.2836 | 10192.6992 | 127.6995 | 230.9336 | 0 | 17039.6171 | 183.2034 | 0 | 617772.099 | 94.86% | 5.141% | 7059.4971 | 16917.554 | 1418.8687 | 81.9532 | 2137.4766 | 1811.531 | 2545.4413 | 1248.8325 | 18326.0827 | 79248.4257 | 269081.1574 | 366655.6657 | 4482578.6287 | 4854459.3675 | 16.55% | 5817149.5388
DATA CENTERS #299 | TERTIARY | DATA CENTERS | 17553.3567 | 2024 | 338311.2688 | 491754.6482 | 2500 | 6 | 20249.9268 | 12187.5464 | 2451065.6688 | 2863764.8699 | 27 | 3185764.7032 | 1135344.1913 | 302 | 1597496.6892 | 351307.7554 | 18 | 43070.1053 | 22376.2155 | 9 | 221191.8526 | 5773.7015 | 182805.6704 | 1763.6549 | 24225.1564 | 236.5834 | 327.1123 | 0 | 65660.8148 | 300.9354 | 0 | 1917413.659 | 91.01% | 8.992% | 14371.5846 | 21929.8432 | 2694.9794 | 143.8485 | 4330.8471 | 2347.6608 | 4312.9634 | 2510.8141 | 70044.1387 | 321470.1849 | 610198.0755 | 1001712.3991 | 11477407.5482 | 12487522.1719 | 8.284% | 13615460.5637
DATA CENTERS #300 | TERTIARY | DATA CENTERS | 11189.4687 | 2009 | 155721.0331 | 252365.6267 | 2500 | 6 | 20774.85 | 8181.588 | 1726943.9517 | 1178806.0581 | 21 | 1775698.9472 | 598211.7578 | 153 | 742202.0057 | 205071.1475 | 11 | 23315.5936 | 11991.5615 | 4 | 78584.7814 | 3649.9392 | 64872.2853 | 1081.9448 | 14038.9139 | 185.3258 | 197.9131 | 0 | 26958.5995 | 231.3217 | 0 | 572558.7046 | 90.08% | 9.922% | 8647.9729 | 14089.072 | 1984.7517 | 73.7995 | 1788.8847 | 2173.3489 | 3557.6689 | 1326.5277 | 23703.2086 | 111982.5534 | 397225.5232 | 532911.2853 | 5861841.5503 | 6400331.281 | 6.615% | 6853692.256
DATA CENTERS #301 | TERTIARY | DATA CENTERS | 15170.7469 | 2022 | 292760.4447 | 468679.3017 | 2500 | 6 | 21030.0619 | 9645.3838 | 2670414.2135 | 1892911.9795 | 23 | 3718735.038 | 1147358.7415 | 202 | 1105659.2318 | 238785.0281 | 17 | 32517.0961 | 19829.9089 | 9 | 150518.5679 | 5993.5456 | 101874.9652 | 1280.4036 | 19585.0291 | 250.8859 | 278.4386 | 0 | 44710.8453 | 280.5593 | 0 | 1566417.1207 | 93.54% | 6.463% | 8990.5208 | 22388.4112 | 2665.5486 | 106.2962 | 3364.4686 | 2889.0761 | 4665.3322 | 2211.3972 | 45346.8751 | 201487.8992 | 564518.2766 | 811353.051 | 10960040.7305 | 11781175.7982 | 14.97% | 13855920.0189
DATA CENTERS #302 | TERTIARY | DATA CENTERS | 12245.2441 | 2016 | 179095.8665 | 306815.2573 | 2500 | 6 | 18456.4155 | 9954.7744 | 2272177.7469 | 1708241.992 | 21 | 2312544.5853 | 757709.7635 | 233 | 1093685.2716 | 261499.1488 | 12 | 32431.0821 | 13948.7457 | 6 | 139766.2278 | 4945.2179 | 84498.384 | 1204.6359 | 17745.985 | 218.2535 | 299.8205 | 0 | 26761.5923 | 221.6515 | 0 | 782962.2145 | 88.67% | 11.33% | 8504.5914 | 22073.8696 | 2290.9869 | 86.1613 | 3012.53 | 2472.3984 | 3814.8035 | 1175.9334 | 45223.1496 | 178972.0955 | 415727.7118 | 639922.957 | 7863868.999 | 8510556.7698 | 18.54% | 10447867.96
DATA CENTERS #303 | TERTIARY | DATA CENTERS | 11586.1066 | 2010 | 158513.9467 | 257926.0441 | 2500 | 6 | 21776.5175 | 7487.2019 | 1948662.0184 | 1057975.0109 | 28 | 1691235.0969 | 445630.7421 | 204 | 919799.8856 | 192839.4164 | 11 | 20582.8286 | 12216.6832 | 6 | 112207.9625 | 4382.6167 | 65911.1527 | 982.2104 | 12784.0233 | 229.964 | 246.3113 | 0 | 28036.9589 | 168.6497 | 0 | 683289.2244 | 86.61% | 13.39% | 6802.6631 | 18049.2853 | 1834.5553 | 73.3218 | 2415.6654 | 1899.3114 | 3380.7543 | 1343.8748 | 35472.6924 | 142890.217 | 405403.6709 | 583766.5803 | 6394739.9132 | 6983935.729 | 4.21% | 7290901.2756
DATA CENTERS #304 | TERTIARY | DATA CENTERS | 13517.9289 | 2022 | 277353.6959 | 567097.948 | 2500 | 6 | 20931.9746 | 8898.1136 | 2051919.6243 | 1814672.0256 | 20 | 2414579.7664 | 654109.8328 | 202 | 968517.973 | 205132.2037 | 12 | 34992.0299 | 17082.2461 | 6 | 173043.483 | 5494.6735 | 86916.0851 | 1220.2533 | 18482.6795 | 231.5091 | 259.8693 | 0 | 48751.8312 | 258.0193 | 0 | 1362900.918 | 90.27% | 9.731% | 11359.6461 | 17756.5428 | 1859.5 | 124.0263 | 2414.7546 | 1958.0681 | 3819.4568 | 1874.1934 | 56467.6529 | 206596.1501 | 508041.9109 | 771105.714 | 8700845.9316 | 9481953.6294 | 13.32% | 10938764.4569
DATA CENTERS #305 | TERTIARY | DATA CENTERS | 3188.5472 | 2014 | 43962.6319 | 94331.9661 | 1000 | 6 | 7723.8103 | 2302.0696 | 541768.9218 | 307167.3344 | 7 | 448316.8256 | 149333.9516 | 45 | 252410.7538 | 64274.6554 | 4 | 5429.2055 | 4159.8971 | 2 | 28058.527 | 968.2469 | 18974.8137 | 282.1548 | 4695.0322 | 60.8547 | 61.9252 | 0 | 7773.0077 | 58.4323 | 0 | 288439.9512 | 89.81% | 10.19% | 2423.4293 | 4270.7789 | 619.3908 | 28.8908 | 575.4576 | 429.1986 | 692.1913 | 469.4475 | 8587.039 | 30353.786 | 121707.0299 | 160647.8549 | 1865991.9589 | 2028370.4816 | 8.968% | 2228188.8112
DATA CENTERS #306 | TERTIARY | DATA CENTERS | 16568.7104 | 2015 | 295659.2076 | 464872.3087 | 2500 | 6 | 19564.2622 | 8887.1477 | 1891077.341 | 2352745.9266 | 27 | 2293877.6496 | 767005.728 | 254 | 1156589.0738 | 227569.5887 | 15 | 29721.4054 | 21056.1311 | 9 | 143597.9761 | 6881.4424 | 145805.9478 | 1639.8362 | 23782.8026 | 335.7607 | 255.9073 | 0 | 50508.507 | 278.7093 | 0 | 1233993.6256 | 96.51% | 3.495% | 9676.734 | 18714.7364 | 2561.3836 | 132.8189 | 2950.2581 | 2797.8022 | 5140.2361 | 2207.6715 | 38286.5126 | 244756.443 | 554526.9253 | 837569.8809 | 8429489.5446 | 9273728.7577 | 2.559% | 9517282.4703
DATA CENTERS #307 | TERTIARY | DATA CENTERS | 15322.6401 | 2021 | 295209.4406 | 533436.0292 | 2500 | 6 | 21793.545 | 13379.9076 | 2480838.8261 | 2396801.7892 | 27 | 2838824.1686 | 976749.6681 | 195 | 1406520.6149 | 326266.2459 | 12 | 31455.6187 | 21267.8585 | 6 | 161736.0518 | 6100.8731 | 156227.7864 | 1215.3078 | 24161.6469 | 246.5769 | 281.5224 | 0 | 40904.6887 | 243.7849 | 0 | 1612247.0028 | 88.26% | 11.74% | 11080.1783 | 22322.2212 | 2962.0594 | 95.8853 | 3124.0052 | 3048.0812 | 4588.1556 | 1433.2873 | 61509.3082 | 227403.9143 | 475576.5188 | 764489.7413 | 10389726.4043 | 11165338.6687 | 16.59% | 13386252.1293
DATA CENTERS #308 | TERTIARY | DATA CENTERS | 11041.6935 | 2024 | 151979.7089 | 415989.7981 | 2500 | 6 | 24433.3316 | 9800.0416 | 2043168.3833 | 1587659.9183 | 19 | 2559806.8588 | 574033.7022 | 163 | 1046477.5652 | 179313.1213 | 10 | 23896.7552 | 14615.2929 | 5 | 161248.3366 | 4852.2311 | 92004.234 | 1064.5282 | 19041.6238 | 136.2519 | 247.5061 | 0 | 28230.465 | 203.0303 | 0 | 892873.1257 | 94.69% | 5.313% | 6663.0405 | 17849.8975 | 1665.0812 | 85.3266 | 1914.6472 | 1787.4447 | 2558.506 | 1098.0936 | 33948.0828 | 154002.2789 | 384300.4776 | 572250.8393 | 8021808.368 | 8601409.4429 | 9.242% | 9477352.6426
DATA CENTERS #309 | TERTIARY | DATA CENTERS | 5361.0675 | 2008 | 81117.8076 | 107841.8677 | 1600 | 4 | 15939.6799 | 2942.9084 | 730459.2775 | 586160.2079 | 10 | 624527.6512 | 237753.1341 | 63 | 329690.2374 | 84488.1653 | 4 | 9502.1025 | 3776.7549 | 3 | 35696.9483 | 2269.9037 | 39428.5594 | 544.6827 | 5076.8847 | 108.6015 | 110.1371 | 0 | 12409.4454 | 110.4195 | 0 | 312851.5586 | 87.53% | 12.47% | 3615.4811 | 8130.4145 | 702.1981 | 39.7208 | 843.5991 | 879.6838 | 1585.1946 | 697.8018 | 11600.2333 | 71613.4589 | 190763.621 | 273977.3132 | 2495416.1159 | 2771221.2652 | 14.67% | 3247750.1493
DATA CENTERS #310 | TERTIARY | DATA CENTERS | 15398.9055 | 2009 | 171339.4914 | 434983.5153 | 2500 | 6 | 21249.4666 | 7396.9302 | 2034711.7237 | 1866520.4627 | 38 | 2686774.569 | 704132.5226 | 244 | 1106181.7549 | 231914.3805 | 18 | 25274.4184 | 14206.4488 | 7 | 120157.9199 | 5111.2168 | 100622.388 | 1552.7274 | 20319.3319 | 235.5257 | 242.2817 | 0 | 37117.7212 | 214.5609 | 0 | 1173658.0111 | 90.41% | 9.591% | 10662.7627 | 23667.0141 | 1995.5029 | 151.0401 | 3756.0002 | 2520.8999 | 4567.5489 | 2298.2356 | 39045.1905 | 163087.3065 | 513430.9331 | 715563.4301 | 8533944.7356 | 9256404.3083 | 4.727% | 9715668.8733
DATA CENTERS #311 | TERTIARY | DATA CENTERS | 13702.5919 | 2023 | 235264.6023 | 602575.9535 | 2500 | 6 | 21141.0087 | 8539.3127 | 2163130.4212 | 1867053.0725 | 25 | 2316704.9047 | 760939.0329 | 251 | 1343541.3254 | 328215.9656 | 14 | 27225.7965 | 17192.1579 | 6 | 125681.3363 | 5218.9998 | 108378.8302 | 1225.8236 | 19341.8283 | 255.5436 | 282.6845 | 0 | 37985.5956 | 190.99 | 0 | 1307969.6341 | 93.19% | 6.808% | 8277.0601 | 16377.7755 | 2678.6379 | 115.6096 | 3045.1967 | 2719.8537 | 2859.9333 | 1609.3182 | 47481.0897 | 185433.9221 | 346755.504 | 579670.5158 | 8964821.2578 | 9553162.2285 | 13.53% | 11047861.8876
DATA CENTERS #312 | TERTIARY | DATA CENTERS | 9830.2172 | 2011 | 145151.3282 | 326182.991 | 1600 | 6 | 13870.1073 | 6514.8088 | 1620115.249 | 925210.7582 | 20 | 1278428.9834 | 470117.7323 | 168 | 570701.4614 | 161521.9749 | 8 | 23442.6336 | 9017.7821 | 5 | 83621.9109 | 3318.9478 | 55765.3103 | 901.4919 | 14659.1285 | 120.1888 | 202.7926 | 0 | 25466.2481 | 153.5654 | 0 | 783297.2982 | 91% | 8.998% | 6843.9185 | 11334.5807 | 1292.0003 | 71.9081 | 1533.414 | 1939.5921 | 2498.6326 | 1307.0938 | 22197.6679 | 125724.4218 | 368016.1674 | 515938.2571 | 5339809.3561 | 5860010.8922 | 11.33% | 6609078.0938
DATA CENTERS #313 | TERTIARY | DATA CENTERS | 8242.2464 | 2016 | 113037.0933 | 206440.5254 | 1600 | 6 | 12422.982 | 6869.5518 | 1139416.0887 | 1004661.3825 | 15 | 1204128.2273 | 532407.5775 | 120 | 680253.031 | 166869.2253 | 8 | 16260.9346 | 8225.2993 | 4 | 78559.4286 | 3111.3809 | 47748.0337 | 662.4234 | 15321.3269 | 164.8144 | 164.8988 | 0 | 18898.9248 | 149.6116 | 0 | 546847.2679 | 84.78% | 15.22% | 4657.2074 | 14538.9233 | 1582.8681 | 72.8931 | 1338.2965 | 1184.5956 | 1876.1827 | 904.4715 | 28272.7546 | 124964.0517 | 239354.8531 | 392591.6595 | 4442358.0047 | 4838749.571 | 7.135% | 5210543.565
DATA CENTERS #314 | TERTIARY | DATA CENTERS | 14793.1769 | 2010 | 174089.2956 | 350584.4503 | 2500 | 6 | 19264.7045 | 9488.0057 | 1794957.6142 | 2016486.077 | 32 | 1914796.5055 | 750149.5432 | 181 | 1119545.8095 | 195908.3687 | 12 | 29071.9348 | 16538.1252 | 6 | 122914.24 | 5308.862 | 88360.6762 | 1512.0465 | 14973.8263 | 258.7924 | 254.5521 | 0 | 26823.8148 | 297.7587 | 0 | 1122798.6683 | 84.06% | 15.94% | 11348.9771 | 24511.9919 | 2695.5888 | 112.2678 | 2564.9791 | 2316.4396 | 2875.5168 | 2082.8307 | 39503.5954 | 161809.125 | 525553.6695 | 726866.3898 | 7325262.1062 | 8058851.0359 | 14.11% | 9383209.3157
DATA CENTERS #315 | TERTIARY | DATA CENTERS | 9405.4961 | 2010 | 124003.1415 | 204173.5038 | 1600 | 6 | 11765.4941 | 5014.8416 | 1236015.5454 | 782552.3261 | 17 | 1711314.234 | 504467.4353 | 164 | 736653.8719 | 125958.8689 | 10 | 16489.3007 | 8790.7599 | 5 | 98406.7732 | 3148.6576 | 70346.8053 | 869.7105 | 14748.9629 | 139.6333 | 166.5899 | 0 | 21087.1479 | 146.9138 | 0 | 661846.8822 | 92.83% | 7.174% | 7553.7836 | 11826.9111 | 1701.7939 | 85.557 | 2214.9234 | 1178.2824 | 2431.2696 | 878.0945 | 28373.9316 | 120944.5664 | 359251.5083 | 508570.0062 | 5307188.5435 | 5820804.3209 | 17.56% | 7060742.7149
DATA CENTERS #316 | TERTIARY | DATA CENTERS | 13737.6769 | 2011 | 151254.2084 | 358281.0093 | 2500 | 6 | 20639.7379 | 9191.6823 | 1625861.5545 | 1222656.294 | 33 | 2124744.7019 | 612898.5561 | 202 | 1107932.1512 | 194081.9457 | 12 | 20263.9836 | 16389.4607 | 6 | 111864.1923 | 5654.8676 | 111988.362 | 1396.2276 | 20185.6274 | 241.9976 | 288.4635 | 0 | 31109.8334 | 289.3077 | 0 | 725779.6301 | 82.9% | 17.1% | 11562.899 | 24097.6168 | 1743.7614 | 127.9014 | 3252.2402 | 2744.1263 | 2912.7975 | 1583.1395 | 38277.07 | 171570.6696 | 473981.5299 | 683829.2696 | 6947240.3496 | 7639184.3235 | 15.81% | 9073809.9476
DATA CENTERS #317 | TERTIARY | DATA CENTERS | 12970.0259 | 2013 | 195531.6245 | 439173.65 | 2500 | 6 | 17958.8084 | 9709.6814 | 1711603.5638 | 1502542.1032 | 25 | 2244869.3347 | 763382.0919 | 237 | 867688.3409 | 166646.84 | 11 | 20290.4776 | 10016.5383 | 6 | 122452.7927 | 4183.8963 | 99603.5127 | 1153.5484 | 22524.352 | 213.2909 | 210.5926 | 0 | 30931.5161 | 173.8841 | 0 | 769503.0414 | 86.54% | 13.46% | 8193.2125 | 17870.014 | 2037.9461 | 85.7396 | 3162.7949 | 1996.4015 | 3965.7937 | 1492.4193 | 41620.315 | 129079.5052 | 318736.4076 | 489436.2279 | 7045013.1103 | 7539403.9259 | 8.982% | 8283436.6112
DATA CENTERS #318 | TERTIARY | DATA CENTERS | 15537.6571 | 2020 | 254160.081 | 432707.1651 | 2500 | 6 | 17573.0228 | 13450.138 | 2922234.0237 | 1875788.7846 | 24 | 3787987.4735 | 1152879.4487 | 196 | 1325691.061 | 370446.2004 | 12 | 28617.9703 | 19619.1171 | 7 | 216073.7011 | 5019.7226 | 109383.2236 | 1153.676 | 24478.784 | 215.9424 | 327.0774 | 0 | 49267.7589 | 290.1565 | 0 | 1145305.7692 | 92.8% | 7.2% | 9214.5142 | 22244.65 | 2778.0584 | 112.1356 | 2759.8758 | 2559.8308 | 4115.2455 | 1550.9846 | 42304.8921 | 250683.6321 | 474954.9306 | 767943.4548 | 11144087.4606 | 11923101.8708 | 3.315% | 12331915.5162
DATA CENTERS #319 | TERTIARY | DATA CENTERS | 5759.4339 | 2015 | 102291.3787 | 206665.8138 | 1600 | 6 | 15868.2027 | 3242.4177 | 904366.4242 | 760860.518 | 11 | 993670.5748 | 389441.8099 | 102 | 471024.4128 | 102958.8649 | 5 | 11899.2323 | 5034.9965 | 3 | 71956.6315 | 2002.2706 | 50595.1388 | 533.0166 | 7819.798 | 86.6527 | 147.0364 | 0 | 12762.0452 | 100.7935 | 0 | 336917.8534 | 92.95% | 7.047% | 4803.0967 | 10320.2664 | 1058.2513 | 38.269 | 1067.3811 | 797.196 | 1397.9181 | 546.3529 | 18190.2863 | 55860.0964 | 202683.4665 | 276733.8492 | 3412336.7903 | 3691653.0976 | 8.491% | 4034207.996
DATA CENTERS #320 | TERTIARY | DATA CENTERS | 12128.5465 | 2017 | 164119.6947 | 372825.189 | 2500 | 6 | 24174.1071 | 10005.9094 | 1534589.3341 | 1839093.3804 | 27 | 2284526.8918 | 724945.3954 | 229 | 830932.0643 | 176043.0213 | 13 | 30855.2132 | 11245.3353 | 7 | 125423.1432 | 4873.0752 | 72570.0912 | 1163.7646 | 15730.9067 | 175.3283 | 228.5269 | 0 | 34148.7366 | 244.6869 | 0 | 740871.8579 | 89.73% | 10.27% | 6152.7225 | 17479.563 | 2171.8674 | 118.9989 | 1919.8469 | 2228.5194 | 3334.304 | 1536.9407 | 30783.3503 | 134020.6341 | 457879.7714 | 622683.7558 | 6708946.6443 | 7339700.3781 | 7.02% | 7893828.6644
DATA CENTERS #321 | TERTIARY | DATA CENTERS | 8214.7774 | 2019 | 105491.1152 | 276847.869 | 1600 | 6 | 15155.8145 | 5413.5894 | 1104660.0298 | 1039113.8898 | 13 | 1883193.4246 | 494816.6485 | 100 | 680170.4125 | 169539.2006 | 8 | 18915.6124 | 8723.2877 | 4 | 79137.5981 | 3559.9723 | 77493.8193 | 548.3312 | 14045.932 | 137.642 | 171.196 | 0 | 18059.8294 | 168.0342 | 0 | 681036.501 | 92.36% | 7.641% | 5839.857 | 11393.6366 | 1094.3346 | 66.1063 | 1850.2913 | 1035.9461 | 2237.1604 | 1160.8827 | 28854.0893 | 93767.0543 | 322011.8211 | 444632.9647 | 5325170.0787 | 5774306.7183 | 11.91% | 6554868.9082
DATA CENTERS #322 | TERTIARY | DATA CENTERS | 14745.7761 | 2017 | 197934.8414 | 560740.5829 | 2500 | 6 | 17720.9222 | 9741.1721 | 2668691.4881 | 1719500.1227 | 29 | 3082664.4863 | 647495.176 | 243 | 836377.4426 | 280787.3282 | 17 | 26863.2423 | 14151.5269 | 9 | 153271.8295 | 5923.6156 | 135308.8395 | 1519.2156 | 27014.6192 | 243.4916 | 360.0591 | 0 | 34722.0202 | 238.0106 | 0 | 1117551.1585 | 95.62% | 4.384% | 10107.1822 | 18458.7134 | 2763.2748 | 116.9987 | 3446.1424 | 2821.4571 | 4156.9004 | 1742.9044 | 43903.635 | 233075.6907 | 353677.0679 | 630656.3937 | 9594535.0974 | 10234982.9165 | 16.41% | 12244998.1127
DATA CENTERS #323 | TERTIARY | DATA CENTERS | 15673.0683 | 2011 | 250323.9972 | 417771.8793 | 2500 | 6 | 21141.0031 | 7931.0713 | 2469627.2113 | 1358361.4262 | 37 | 2165020.7492 | 947272.4908 | 206 | 856581.5279 | 281964.4645 | 14 | 28467.2877 | 19045.8594 | 6 | 178628.3155 | 5644.617 | 99970.5654 | 1244.1657 | 18421.6922 | 209.7161 | 294.6413 | 0 | 29528.6894 | 304.3745 | 0 | 1332705.2165 | 89.07% | 10.93% | 10779.3429 | 21719.2975 | 2869.9551 | 95.8191 | 2914.4952 | 2590.3037 | 4968.892 | 1553.6455 | 43964.8972 | 187408.121 | 586499.7833 | 817872.8015 | 8498301.272 | 9323443.1114 | 2.205% | 9533708.372
DATA CENTERS #324 | TERTIARY | DATA CENTERS | 15458.205 | 2012 | 163849.7891 | 500657.1528 | 2500 | 6 | 17725.3935 | 11118.978 | 2377546.2854 | 1427420.6749 | 34 | 2987648.5548 | 967651.743 | 177 | 1186539.4089 | 232999.3151 | 15 | 26227.5462 | 16890.8928 | 7 | 152966.9028 | 4678.8297 | 124919.586 | 1290.0089 | 16457.8226 | 308.2256 | 337.9363 | 0 | 43259.578 | 292.9928 | 0 | 857306.4169 | 86.64% | 13.36% | 12379.1589 | 22865.178 | 1869.4251 | 153.2998 | 3594.6657 | 2784.6982 | 4620.6165 | 1834.6706 | 51924.3046 | 224040.3835 | 605670.3598 | 881635.0478 | 9167881.743 | 10056370.0271 | 10.17% | 11194595.8585
DATA CENTERS #325 | TERTIARY | DATA CENTERS | 3906.5595 | 2013 | 57799.4475 | 134519.579 | 1000 | 6 | 9076.4953 | 2271.2127 | 621130.9942 | 383155.1459 | 7 | 651659.3898 | 172219.5936 | 66 | 306017.572 | 68988.5254 | 4 | 7933.3467 | 4217.6213 | 1 | 36350.6146 | 1742.7177 | 26327.55 | 396.5241 | 6433.7931 | 64.7819 | 99.2006 | 0 | 11457.613 | 79.217 | 0 | 293059.1083 | 93.39% | 6.613% | 2745.8262 | 6752.3797 | 641.9258 | 23.8237 | 832.7318 | 662.175 | 1059.8476 | 405.5977 | 10271.1966 | 40305.8151 | 128491.0837 | 179068.0954 | 2317980.9442 | 2499112.7065 | 17.37% | 3024340.6204
DATA CENTERS #326 | TERTIARY | DATA CENTERS | 9590.5778 | 2022 | 175543.4666 | 388159.4656 | 1600 | 6 | 13582.5402 | 7230.7346 | 1581984.3467 | 1534703.6073 | 16 | 2118380.3973 | 748485.6012 | 110 | 862398.7026 | 230901.8418 | 9 | 25070.587 | 12907.3451 | 5 | 118912.2663 | 3223.2502 | 60268.5548 | 832.8549 | 16894.4656 | 159.5252 | 197.6953 | 0 | 26159.2897 | 146.4346 | 0 | 938738.8528 | 90.44% | 9.556% | 5145.1414 | 15955.7472 | 1326.4926 | 81.0502 | 1444.7072 | 1266.6466 | 2854.1694 | 1382.3101 | 34329.8526 | 133574.7059 | 257238.6161 | 425143.1746 | 6817097.4344 | 7247068.6678 | 7.132% | 7803650.9126
DATA CENTERS #327 | TERTIARY | DATA CENTERS | 11235.5463 | 2018 | 198524.6083 | 454095.3733 | 2500 | 6 | 18723.6008 | 9298.1232 | 1732292.4855 | 1121178.2474 | 21 | 1849304.7244 | 748803.9522 | 165 | 794164.7078 | 217822.2421 | 9 | 31731.7291 | 13926.0412 | 5 | 119534.617 | 4025.899 | 92523.6593 | 1031.8098 | 16124.7035 | 182.0685 | 181.1712 | 0 | 32908.02 | 196.3371 | 0 | 1101490.6544 | 94.91% | 5.091% | 7582.7 | 16506.9297 | 1956.2518 | 89.7428 | 1954.4133 | 1515.3424 | 2403.3274 | 1380.3856 | 32974.2352 | 187948.8386 | 282905.5222 | 503828.596 | 6990715.8028 | 7499452.4933 | 5.677% | 7950827.0257
DATA CENTERS #328 | TERTIARY | DATA CENTERS | 5003.3209 | 2014 | 89481.9015 | 184568.1561 | 1600 | 6 | 13050.8943 | 2672.2754 | 694218.7002 | 509459.1644 | 12 | 831984.568 | 222182.477 | 86 | 328413.5653 | 67873.727 | 4 | 10085.8795 | 6324.2657 | 2 | 61745.1727 | 2301.3776 | 41406.6025 | 379.1981 | 7093.8576 | 80.2789 | 81.8126 | 0 | 12814.9546 | 87.0664 | 0 | 381457.7854 | 84.45% | 15.55% | 3786.5771 | 8340.0793 | 758.3914 | 36.6528 | 926.2768 | 645.9443 | 1487.5247 | 642.5435 | 15279.8786 | 75561.7354 | 187371.9724 | 278213.5865 | 2876454.6263 | 3157363.7764 | 2.745% | 3246473.3877
DATA CENTERS #329 | TERTIARY | DATA CENTERS | 12080.6933 | 2018 | 175881.1998 | 478022.1703 | 2500 | 6 | 22831.4524 | 7339.4594 | 1545925.1352 | 1331389.3816 | 27 | 2356582.1241 | 635456.734 | 160 | 977269.9474 | 225925.0631 | 12 | 32701.7319 | 14557.758 | 5 | 160748.1001 | 3463.3325 | 93718.3904 | 1118.9396 | 16758.6314 | 222.1003 | 265.714 | 0 | 26405.8227 | 228.194 | 0 | 1140554.8621 | 86.74% | 13.26% | 6390.6804 | 21284.9513 | 1683.5611 | 74.6572 | 2104.7795 | 1611.094 | 2516.2035 | 1709.527 | 43932.6512 | 197569.4405 | 301491.6057 | 542993.6974 | 7621745.1855 | 8170134.155 | 3.37% | 8455052.9386
DATA CENTERS #330 | TERTIARY | DATA CENTERS | 12247.4291 | 2023 | 184757.2099 | 531865.3187 | 2500 | 6 | 20782.885 | 10699.6223 | 2591260.6617 | 1936609.9998 | 20 | 3145232.6298 | 675322.5472 | 207 | 822250.6837 | 215393.5275 | 15 | 26142.8697 | 12607.0045 | 5 | 111525.2791 | 5382.5073 | 88110.8978 | 1120.4304 | 16454.6822 | 174.8799 | 231.793 | 0 | 32679.056 | 220.8228 | 0 | 1145928.8133 | 95.67% | 4.334% | 8872.4952 | 15853.1552 | 2223.346 | 107.1558 | 3045.9886 | 1771.2136 | 2642.6455 | 1433.103 | 43099.0688 | 144212.8697 | 471218.4091 | 658530.3476 | 9347117.6128 | 10013445.0719 | 13.33% | 11553501.2015
DATA CENTERS #331 | TERTIARY | DATA CENTERS | 16481.9842 | 2023 | 309788.3893 | 621790.8494 | 2500 | 6 | 18484.0245 | 15851.998 | 2293113.0264 | 2128236.4898 | 28 | 3712288.2358 | 1237314.491 | 312 | 1284191.7772 | 350616.8346 | 19 | 38801.7532 | 19751.6259 | 9 | 188516.8173 | 4911.1549 | 105583.2735 | 1076.5382 | 23253.5167 | 277.2251 | 292.0638 | 0 | 44005.2197 | 236.8513 | 0 | 1418982.0546 | 93.54% | 6.459% | 8719.4816 | 21182.1071 | 2857.5974 | 139.4765 | 3714.0978 | 3337.4769 | 4963.5229 | 1491.3507 | 50167.6641 | 300461.996 | 536378.8755 | 887008.5356 | 10936148.5802 | 11831740.1444 | 13.4% | 13662073.7998
DATA CENTERS #332 | TERTIARY | DATA CENTERS | 4442.0871 | 2016 | 71369.4588 | 137687.3994 | 1000 | 6 | 9692.8609 | 3797.0725 | 662658.2846 | 475629.9573 | 7 | 914358.3802 | 255010.1292 | 71 | 318611.1909 | 75704.4095 | 4 | 9328.2678 | 5902.426 | 3 | 41685.3657 | 1661.8541 | 27136.1625 | 309.8177 | 6471.2643 | 61.1512 | 94.7976 | 0 | 10817.4303 | 86.5755 | 0 | 324128.4547 | 87.7% | 12.3% | 3300.0945 | 6897.589 | 662.1416 | 31.3829 | 710.4008 | 678.6177 | 1220.3417 | 537.9144 | 15533.4235 | 59114.0885 | 115594.1055 | 190241.6175 | 2734714.6484 | 2926750.1635 | 11.02% | 3289335.6304
DATA CENTERS #333 | TERTIARY | DATA CENTERS | 10676.0113 | 2024 | 170000.5732 | 413298.4201 | 2500 | 6 | 22648.8491 | 7868.5801 | 2082543.6808 | 1230033.6361 | 24 | 2718685.9111 | 583533.5869 | 155 | 824943.513 | 192708.3331 | 11 | 22065.2361 | 15688.4483 | 6 | 125120.6466 | 4526.8192 | 77743.644 | 963.5839 | 15809.1911 | 168.2169 | 196.0724 | 0 | 31959.6591 | 224.3888 | 0 | 924642.0588 | 88.08% | 11.92% | 8928.6851 | 17536.7485 | 2005.2601 | 101.4881 | 2227.1059 | 1544.9363 | 2931.7773 | 1422.5133 | 32316.6587 | 176421.8089 | 329195.5548 | 537934.0224 | 8012260.2272 | 8557498.6938 | 5.203% | 9027198.8511
DATA CENTERS #334 | TERTIARY | DATA CENTERS | 3412.7377 | 2011 | 53735.1734 | 114777.3644 | 1000 | 6 | 8543.6938 | 2169.7202 | 393223.201 | 404400.658 | 5 | 528277.2706 | 187155.5549 | 61 | 250773.2186 | 64236.6698 | 4 | 6750.5348 | 3975.7275 | 2 | 31678.3046 | 1088.0589 | 22066.102 | 286.8604 | 4009.7215 | 55.3202 | 83.0286 | 0 | 7301.3566 | 52.3581 | 0 | 178992.0864 | 93.18% | 6.816% | 2642.4973 | 5350.4786 | 543.8285 | 31.1143 | 695.5364 | 623.8273 | 916.5441 | 419.4739 | 9179.6504 | 38238.4966 | 128367.8508 | 175785.9977 | 1725325.0546 | 1903105.57 | 15.59% | 2254579.155
DATA CENTERS #335 | TERTIARY | DATA CENTERS | 7155.7623 | 2011 | 116218.2288 | 243003.7078 | 1600 | 6 | 15856.1923 | 4141.3191 | 778873.2221 | 746994.623 | 12 | 1200238.1932 | 389211.7016 | 84 | 418140.7421 | 102152.3351 | 9 | 13383.4565 | 8545.0779 | 3 | 82112.5375 | 2285.193 | 44570.1291 | 631.9811 | 8293.4958 | 141.7233 | 118.532 | 0 | 14692.6407 | 113.197 | 0 | 430152.657 | 90.19% | 9.813% | 4565.4303 | 8861.2886 | 1004.6402 | 70.8295 | 1785.9424 | 915.1091 | 2212.8878 | 774.7049 | 17934.538 | 78135.6297 | 262134.1747 | 358204.3424 | 3625582.7288 | 3986832.5058 | 10.5% | 4454760.856
DATA CENTERS #336 | TERTIARY | DATA CENTERS | 7300.0919 | 2018 | 102975.0163 | 250371.7846 | 1600 | 6 | 11211.1627 | 6294.9398 | 1015214.5827 | 1186452.8698 | 12 | 1397800.1717 | 329634.6836 | 89 | 658701.8368 | 105388.9337 | 6 | 12462.5244 | 8086.613 | 4 | 69869.267 | 2101.6511 | 46424.8599 | 718.2484 | 14135.2654 | 136.7365 | 152.5325 | 0 | 19062.0408 | 95.4063 | 0 | 438723.7078 | 96.17% | 3.83% | 4375.3154 | 12842.4117 | 1082.7687 | 61.5265 | 1784.878 | 1312.2787 | 2063.6687 | 754.6464 | 23357.0006 | 103983.7951 | 254602.6676 | 381943.4632 | 4371286.9544 | 4756984.0575 | 8.258% | 5185147.9705
DATA CENTERS #337 | TERTIARY | DATA CENTERS | 8829.003 | 2020 | 128847.5176 | 296357.5301 | 1600 | 6 | 12856.2338 | 5770.4167 | 1631544.7846 | 1043279.7184 | 18 | 1366842.6983 | 422879.49 | 127 | 786201.4131 | 195480.5406 | 11 | 18862.3352 | 9275.2815 | 5 | 111056.4611 | 3057.3204 | 56226.6777 | 853.2106 | 12723.7723 | 138.0941 | 225.1154 | 0 | 22220.1485 | 147.3073 | 0 | 885986.877 | 88.47% | 11.53% | 5629.8189 | 15044.3716 | 1567.9961 | 70.3652 | 1967.9163 | 1160.4214 | 1824.115 | 881.3768 | 28223.6499 | 145323.0664 | 278767.0529 | 452313.7692 | 5776816.3284 | 6234672.5857 | 7.292% | 6725092.042
DATA CENTERS #338 | TERTIARY | DATA CENTERS | 8656.6798 | 2021 | 166397.7694 | 231288.228 | 1600 | 6 | 15635.3502 | 5858.1933 | 1111950.4007 | 1373233.0611 | 16 | 1966671.0622 | 570513.9362 | 107 | 547942.8534 | 179806.9048 | 7 | 18841.6142 | 11019.858 | 5 | 112027.0065 | 2681.2641 | 60396.6744 | 894.382 | 13394.6816 | 122.3735 | 157.6336 | 0 | 24161.0629 | 153.0758 | 0 | 598928.0065 | 96.02% | 3.981% | 5317.1738 | 14882.1487 | 1084.935 | 80.6706 | 1918.9404 | 1754.9855 | 1690.6736 | 922.6408 | 31701.7794 | 140203.2851 | 328707.6053 | 500612.6698 | 5286500.6767 | 5792113.2781 | 3.873% | 6025482.6855
DATA CENTERS #339 | TERTIARY | DATA CENTERS | 3668.2075 | 2015 | 52903.0248 | 119044.1232 | 1000 | 6 | 7740.1337 | 2332.6694 | 647310.5431 | 504693.6692 | 7 | 782610.5598 | 178468.9502 | 49 | 299309.327 | 71090.9875 | 4 | 6960.5738 | 3546.4018 | 1 | 39517.2257 | 1677.8426 | 32401.9813 | 349.7835 | 4321.0543 | 72.5535 | 77.9378 | 0 | 7322.1654 | 57.6052 | 0 | 278293.2808 | 91.99% | 8.005% | 2078.426 | 4893.2179 | 598.3064 | 36.3899 | 673.326 | 595.3658 | 917.3619 | 448.2028 | 8117.3721 | 56768.4808 | 140789.8758 | 205675.7288 | 2455977.8348 | 2663467.6915 | 6.31% | 2842847.3179
DATA CENTERS #340 | TERTIARY | DATA CENTERS | 15605.5348 | 2015 | 278456.8886 | 598835.1672 | 2500 | 6 | 20023.5374 | 12186.3776 | 2408227.7951 | 1793563.2092 | 24 | 3488963.9859 | 757776.0665 | 284 | 1335875.4165 | 236365.7856 | 13 | 37789.6841 | 14508.4627 | 6 | 189833.0755 | 6726.3515 | 99601.9947 | 1355.1699 | 18226.367 | 311.1004 | 296.1431 | 0 | 39902.4402 | 325.1883 | 0 | 1234503.2821 | 92.89% | 7.108% | 9912.0835 | 27445.707 | 2338.9726 | 102.8444 | 3042.9777 | 2606.2838 | 4205.2013 | 2038.4484 | 49984.5406 | 250065.2341 | 429237.43 | 729287.2048 | 10551048.1668 | 11286500.424 | 18.81% | 13900490.6853
DATA CENTERS #341 | TERTIARY | DATA CENTERS | 8987.3251 | 2016 | 132123.252 | 242746.6176 | 1600 | 6 | 12786.3025 | 7098.8554 | 1137555.2149 | 1161485.2941 | 20 | 1799294.5198 | 569274.0974 | 122 | 585527.0391 | 177461.641 | 7 | 14956.6609 | 10594.9043 | 5 | 72683.9272 | 4090.9204 | 52272.2839 | 737.6597 | 14060.5881 | 125.5317 | 180.3079 | 0 | 23121.4164 | 175.7167 | 0 | 675956.9337 | 85.11% | 14.89% | 4742.4293 | 15654.2352 | 1531.8413 | 86.2512 | 1626.3233 | 1672.6906 | 2600.519 | 965.3247 | 31533.8025 | 130592.9695 | 305708.3693 | 467835.1413 | 5170677.7192 | 5643443.7501 | 2.865% | 5809894.3788
DATA CENTERS #342 | TERTIARY | DATA CENTERS | 4809.7926 | 2018 | 87070.9555 | 194226.85 | 1000 | 6 | 9019.8044 | 3967.4919 | 631874.7363 | 536596.6908 | 8 | 910627.1266 | 268534.9637 | 64 | 432751.9432 | 93857.6933 | 5 | 12706.6945 | 6045.2967 | 3 | 61956.5602 | 1654.8637 | 28645.7514 | 355.3036 | 9094.7267 | 85.3615 | 110.6412 | 0 | 13811.7914 | 91.9438 | 0 | 477610.6369 | 91.81% | 8.194% | 3591.3677 | 5843.7698 | 655.5072 | 31.6761 | 943.8747 | 973.5989 | 1478.7662 | 710.7842 | 16781.9348 | 66881.088 | 150110.886 | 233773.9088 | 3098319.2006 | 3334865.0129 | 16.4% | 3988901.271
DATA CENTERS #343 | TERTIARY | DATA CENTERS | 16023.3918 | 2020 | 256107.9332 | 651454.1524 | 2500 | 6 | 24137.086 | 10776.1355 | 3162612.9013 | 2528700.4237 | 29 | 3876432.6385 | 1051489.6429 | 273 | 1293619.8687 | 291179.9784 | 15 | 42483.9094 | 21040.147 | 9 | 156500.4568 | 4672.2893 | 129718.1614 | 1032.9468 | 26484.7709 | 308.2013 | 258.1074 | 0 | 42147.2091 | 240.3524 | 0 | 1389149.2497 | 95.02% | 4.981% | 11374.4369 | 25450.2039 | 2439.6066 | 152.0944 | 3705.8288 | 2917.067 | 5063.8157 | 1875.4741 | 62201.2999 | 186800.9681 | 484735.183 | 733737.451 | 11860020.2289 | 12602525.3857 | 7.427% | 13613600.7442
DATA CENTERS #344 | TERTIARY | DATA CENTERS | 4639.7535 | 2011 | 49170.7626 | 111828.0511 | 1000 | 6 | 7275.6824 | 2308.6732 | 675623.8531 | 651155.9983 | 10 | 910452.8845 | 179068.5452 | 62 | 292692.6727 | 86598.9775 | 6 | 7153.2771 | 4759.36 | 3 | 46614.5433 | 1467.3834 | 31676.6366 | 311.0416 | 5418.984 | 73.9341 | 104.8598 | 0 | 11201.1048 | 96.9132 | 0 | 376109.0633 | 88.48% | 11.52% | 3418.9354 | 5296.5951 | 645.9622 | 42.3064 | 932.9255 | 679.076 | 1315.5689 | 429.2881 | 11299.3718 | 68279.5321 | 137206.4962 | 216785.4001 | 2732115.4864 | 2951086.2252 | 2.453% | 3025302.7869
DATA CENTERS #345 | TERTIARY | DATA CENTERS | 7504.5027 | 2008 | 87878.8838 | 224987.3885 | 1600 | 6 | 12212.4886 | 4051.0574 | 916533.8842 | 631275.4335 | 18 | 907902.7233 | 297472.9124 | 137 | 438165.9417 | 109588.6408 | 6 | 11558.3421 | 6545.2936 | 4 | 64036.3436 | 3499.17 | 47368.2175 | 475.6993 | 7484.2237 | 110.1586 | 167.5307 | 0 | 16030.6576 | 117.0206 | 0 | 537661.1809 | 85.65% | 14.35% | 6129.079 | 8871.5485 | 1029.6112 | 57.5429 | 1501.1457 | 1183.3131 | 1982.3483 | 892.1255 | 14757.1751 | 89593.5681 | 247506.8965 | 351857.6397 | 3539905.2859 | 3895091.7056 | 3.709% | 4045116.1768
DATA CENTERS #346 | TERTIARY | DATA CENTERS | 8498.1415 | 2014 | 116813.3946 | 198309.1253 | 1600 | 6 | 15976.4079 | 5374.7218 | 1428252.181 | 875329.9305 | 21 | 1184857.3339 | 540691.7563 | 130 | 525461.1743 | 138992.4759 | 10 | 21573.2233 | 8823.8656 | 5 | 73769.1557 | 3315.5364 | 54287.7496 | 558.9868 | 9284.0066 | 142.9093 | 201.1044 | 0 | 17475.0159 | 146.522 | 0 | 520941.918 | 92.88% | 7.121% | 6934.7194 | 15679.2632 | 1289.3339 | 52.8676 | 1824.1084 | 1430.9419 | 2398.61 | 1268.2338 | 28494.4427 | 125312.255 | 314077.2852 | 467883.9829 | 4530311.3173 | 5002571.8095 | 18.55% | 6142113.3806
DATA CENTERS #347 | TERTIARY | DATA CENTERS | 2263.9106 | 2012 | 34896.5946 | 77700.1439 | 800 | 4 | 7870.0453 | 1831.5684 | 271165.3115 | 207489.2497 | 4 | 472125.1025 | 95893.5539 | 27 | 115224.0983 | 29680.6018 | 2 | 4424.3184 | 2289.9424 | 1 | 23664.3859 | 664.0961 | 13188.4834 | 215.8866 | 3031.6929 | 34.7171 | 55.8718 | 0 | 6398.7767 | 36.0884 | 0 | 171116.8984 | 96.29% | 3.709% | 1444.5648 | 3405.6517 | 301.5428 | 15.2962 | 367.4959 | 446.3007 | 672.8843 | 335.2984 | 7564.3141 | 24737.6084 | 63185.138 | 95487.0605 | 1289404.2177 | 1385825.9976 | 7.314% | 1495182.5865
DATA CENTERS #348 | TERTIARY | DATA CENTERS | 5742.589 | 2021 | 106770.4175 | 205560.0643 | 1600 | 6 | 11403.6672 | 3683.2443 | 810157.874 | 733296.5871 | 11 | 1075744.4013 | 293545.2579 | 109 | 348457.7199 | 108238.4475 | 6 | 11091.2785 | 7570.9711 | 3 | 69042.9873 | 1842.4792 | 46112.8034 | 539.2213 | 10830.1548 | 84.2316 | 96.7084 | 0 | 15083.6997 | 75.5543 | 0 | 389474.6941 | 92.57% | 7.432% | 4442.5727 | 8973.1964 | 961.4522 | 41.91 | 892.6817 | 748.1844 | 1168.634 | 753.8619 | 23074.8311 | 95656.7064 | 190448.8039 | 309180.3413 | 3374427.9303 | 3686608.2809 | 12.61% | 4218784.6896
DATA CENTERS #349 | TERTIARY | DATA CENTERS | 10557.9391 | 2022 | 147753.8131 | 446850.7603 | 2500 | 6 | 24216.7943 | 8698.3073 | 1921970.0754 | 1757968.9259 | 24 | 2538831.8619 | 827649.1435 | 200 | 766039.8198 | 242868.1141 | 11 | 30323.6076 | 15540.3748 | 5 | 92536.6558 | 4800.6747 | 90179.0435 | 665.3496 | 15715.3953 | 128.7791 | 233.275 | 0 | 38009.0792 | 161.6041 | 0 | 902533.0428 | 91.24% | 8.763% | 8828.8142 | 12012.2359 | 1285.1539 | 83.9934 | 1678.7852 | 1562.5728 | 3129.5267 | 1292.4245 | 41523.4183 | 177931.6829 | 269433.4385 | 488888.5397 | 7588080.0312 | 8084814.8946 | 10.18% | 9000840.7786
DATA CENTERS #350 | TERTIARY | DATA CENTERS | 10059.247 | 2013 | 133192.5827 | 286294.6249 | 2500 | 6 | 23152.2153 | 7178.2162 | 1771492.9164 | 1010552.3712 | 25 | 1693205.5139 | 454466.4216 | 167 | 767677.1877 | 125127.3359 | 8 | 15925.6913 | 10655.428 | 5 | 98510.6227 | 3117.73 | 77065.5823 | 866.8151 | 11239.3572 | 199.7754 | 222.022 | 0 | 29886.4552 | 155.602 | 0 | 692131.9099 | 95.57% | 4.426% | 6197.9802 | 12636.1084 | 1988.1677 | 77.3081 | 2041.453 | 1843.1428 | 2696.9973 | 1076.1644 | 31914.575 | 150553.9182 | 260595.0018 | 443063.4951 | 6061152.4965 | 6510473.025 | 14.3% | 7596654.322
DATA CENTERS #351 | TERTIARY | DATA CENTERS | 6004.1476 | 2009 | 94937.8449 | 147377.9663 | 1600 | 6 | 13511.1054 | 4118.9664 | 696607.6302 | 764135.3845 | 14 | 752777.9203 | 299173.0527 | 90 | 322786.7203 | 102869.6184 | 5 | 12514.6367 | 5189.2292 | 3 | 43051.189 | 2001.4946 | 45052.5787 | 566.0334 | 6138.8125 | 94.6371 | 149.254 | 0 | 12051.1887 | 120.8564 | 0 | 425301.2974 | 91.13% | 8.873% | 3950.707 | 9999.7151 | 726.9297 | 44.669 | 1279.7758 | 1024.0475 | 1223.8367 | 789.8394 | 18230.1984 | 62749.1214 | 183647.2331 | 264626.553 | 2779089.787 | 3046772.4466 | 6.27% | 3250566.8382
DATA CENTERS #352 | TERTIARY | DATA CENTERS | 9283.0219 | 2019 | 175749.1366 | 351430.0212 | 1600 | 6 | 13037.7713 | 8672.7282 | 1484714.4649 | 1544200.2462 | 19 | 1770849.657 | 666664.0792 | 174 | 542877.1669 | 179159.3477 | 9 | 20429.6286 | 12139.3277 | 6 | 123503.6441 | 3150.1063 | 62394.1819 | 670.4947 | 16010.8831 | 121.943 | 142.8117 | 0 | 20381.6114 | 183.5739 | 0 | 711667.4353 | 90.51% | 9.487% | 4881.1223 | 12415.6535 | 1125.3107 | 80.0736 | 1873.9855 | 1188.3745 | 1869.5415 | 854.7091 | 28096.1048 | 132918.5122 | 319025.8777 | 480040.4947 | 5726777.0807 | 6211195.8093 | 3.136% | 6412293.7097
DATA CENTERS #353 | TERTIARY | DATA CENTERS | 15618.427 | 2010 | 253659.1299 | 499836.1764 | 2500 | 6 | 18095.4297 | 8172.2262 | 1966689.4434 | 1810255.9025 | 32 | 3093223.7897 | 802894.5147 | 206 | 1148819.0939 | 300731.2351 | 16 | 24256.6916 | 13622.3715 | 8 | 127639.7991 | 4461.4173 | 113135.2752 | 1038.8322 | 16771.6147 | 210.5168 | 258.0691 | 0 | 27877.9272 | 282.1426 | 0 | 997592.4714 | 92.26% | 7.741% | 8803.7827 | 20919.0873 | 2166.7254 | 102.5871 | 3624.9244 | 2036.5533 | 3414.2233 | 2302.4062 | 38520.2866 | 149831.9978 | 529924.6502 | 718276.9347 | 8895497.3488 | 9619650.5973 | 17.09% | 11602874.5758
DATA CENTERS #354 | TERTIARY | DATA CENTERS | 10370.2388 | 2021 | 137196.1772 | 304773.0698 | 2500 | 6 | 24835.3523 | 8706.7878 | 1736504.8247 | 1791106.2041 | 18 | 1768338.0457 | 508981.0181 | 146 | 671286.9568 | 212768.8197 | 11 | 29138.2037 | 12705.3071 | 6 | 128062.1197 | 4703.2114 | 85916.1501 | 689.8936 | 20722.2584 | 177.8135 | 200.7263 | 0 | 23631.2558 | 138.0703 | 0 | 850053.019 | 93.36% | 6.637% | 6905.0327 | 12545.3832 | 1333.0846 | 98.1041 | 2020.977 | 1804.891 | 2709.6325 | 1362.1573 | 27247.8566 | 117315.3261 | 307990.6441 | 452553.8268 | 6211405.4373 | 6670691.4387 | 2.317% | 6828939.9459
DATA CENTERS #355 | TERTIARY | DATA CENTERS | 9919.6785 | 2022 | 191858.934 | 305537.3862 | 1600 | 6 | 13036.3631 | 9604.0971 | 1683787.3015 | 1566582.1974 | 18 | 1703903.7867 | 699961.0947 | 188 | 690415.5781 | 185721.0628 | 8 | 27176.1862 | 10560.125 | 6 | 127793.882 | 3345.8377 | 77922.439 | 796.5645 | 12479.814 | 194.1585 | 251.8591 | 0 | 28407.1202 | 161.1697 | 0 | 827107.9837 | 95.34% | 4.657% | 7918.0482 | 14134.854 | 1239.0549 | 96.1236 | 2101.757 | 1531.7915 | 1998.497 | 1407.5365 | 34400.9383 | 159849.8996 | 240822.2269 | 435073.0647 | 6179673.1406 | 6619903.8498 | 1.344% | 6710095.6404
DATA CENTERS #356 | TERTIARY | DATA CENTERS | 2643.0491 | 2016 | 38854.4556 | 95971.7133 | 800 | 6 | 7790.8096 | 1904.9845 | 408167.6602 | 314637.9192 | 5 | 386191.8506 | 125408.7446 | 48 | 224870.1523 | 52430.9047 | 2 | 6411.1718 | 2680.0126 | 2 | 31950.6113 | 1030.0758 | 18190.8107 | 231.3688 | 4837.8667 | 35.5468 | 50.4843 | 0 | 5454.076 | 50.2063 | 0 | 244125.7058 | 93.76% | 6.243% | 2089.8856 | 3370.0278 | 378.4868 | 16.8175 | 507.6702 | 471.7287 | 559.2727 | 238.7994 | 7199.736 | 28560.1252 | 64160.4511 | 99920.3124 | 1579648.5214 | 1681305.077 | 1.935% | 1714471.998
DATA CENTERS #357 | TERTIARY | DATA CENTERS | 16271.2645 | 2008 | 171291.1037 | 449008.8161 | 2500 | 6 | 24719.2022 | 9712.2468 | 1831416.8966 | 1877684.9041 | 36 | 3141245.7494 | 862350.2849 | 195 | 1030060.6696 | 268593.976 | 14 | 24468.8514 | 12917.6649 | 6 | 142471.0538 | 4955.8155 | 103652.7068 | 1322.8866 | 18754.0699 | 309.3781 | 378.9951 | 0 | 44473.0223 | 291.6595 | 0 | 1165446.8005 | 95.22% | 4.776% | 9812.6235 | 22971.8934 | 2707.0996 | 134.705 | 2571.851 | 2604.7118 | 3978.9028 | 2414.3147 | 36524.9037 | 136905.3374 | 446218.0142 | 619648.2552 | 8728912.0811 | 9356377.7094 | 2.038% | 9551024.0612
DATA CENTERS #358 | TERTIARY | DATA CENTERS | 14353.601 | 2009 | 172022.7172 | 300248.7339 | 2500 | 6 | 24123.1718 | 7883.4238 | 1484283.9361 | 1365572.6688 | 34 | 2761344.5816 | 777026.2479 | 212 | 828335.2798 | 258768.9932 | 14 | 30007.48 | 11683.2595 | 8 | 107977.8146 | 4345.9819 | 95050.9577 | 1168.0792 | 14257.7108 | 267.5707 | 260.2409 | 0 | 24640.9929 | 259.7154 | 0 | 737962.2486 | 80.66% | 19.34% | 8573.7501 | 26356.158 | 2725.2974 | 138.8671 | 2183.8205 | 2795.9108 | 3055.7892 | 1547.6488 | 38867.7928 | 140898.3598 | 416534.5613 | 596300.7139 | 7086280.0917 | 7687636.9584 | 11.83% | 8719500.7679
DATA CENTERS #359 | TERTIARY | DATA CENTERS | 16406.8355 | 2018 | 249695.2671 | 504768.8962 | 2500 | 6 | 17591.0076 | 10126.7704 | 2362931.7392 | 1838989.7293 | 29 | 3025398.4261 | 733552.3219 | 262 | 1344913.9008 | 312191.3765 | 13 | 33947.4427 | 18686.3773 | 9 | 178827.7347 | 6519.5964 | 149098.0834 | 1665.5327 | 27718.7927 | 272.5489 | 309.0701 | 0 | 43417.0075 | 311.5225 | 0 | 1635555.7467 | 91.11% | 8.892% | 9786.4905 | 22338.2546 | 3000.1155 | 117.3316 | 4003.7094 | 2305.1076 | 4180.4323 | 2226.8936 | 59704.5837 | 244779.042 | 545128.8396 | 849612.4654 | 10374488.0173 | 11233681.828 | 15.03% | 13220775.9853
DATA CENTERS #360 | TERTIARY | DATA CENTERS | 5087.3923 | 2011 | 53471.9366 | 116245.1265 | 1600 | 4 | 13462.9707 | 3952.5824 | 567318.0113 | 532825.1258 | 9 | 771471.5809 | 297238.3596 | 88 | 262921.7674 | 76748.1589 | 6 | 9147.4055 | 5758.7106 | 3 | 46062.1402 | 1800.9065 | 32755.8708 | 351.3159 | 6618.7766 | 95.2153 | 109.7403 | 0 | 9568.4804 | 107.2361 | 0 | 266209.2656 | 82.95% | 17.05% | 2762.1568 | 7219.4502 | 926.8677 | 47.1357 | 1201.7087 | 1011.3855 | 1329.2146 | 489.0068 | 15203.2191 | 58486.2492 | 187292.9529 | 260982.4211 | 2332323.9276 | 2595134.8198 | 8.835% | 2846648.7529
DATA CENTERS #361 | TERTIARY | DATA CENTERS | 2566.5834 | 2018 | 48893.4851 | 84741.3888 | 800 | 6 | 6184.1192 | 1902.4301 | 321444.466 | 272449.4072 | 5 | 385257.5654 | 120633.8053 | 39 | 193834.7682 | 43808.6091 | 3 | 4485.4947 | 3123.9162 | 2 | 32682.0981 | 893.1999 | 21890.9408 | 170.1903 | 4552.2282 | 38.855 | 39.6976 | 0 | 8034.6744 | 52.176 | 0 | 250972.3822 | 92.21% | 7.787% | 1883.3486 | 4808.0044 | 474.3916 | 22.8021 | 398.6665 | 521.2259 | 676.2672 | 339.9011 | 6401.6205 | 43099.6089 | 94994.2939 | 144495.5233 | 1479761.4351 | 1625360.412 | 12.89% | 1865847.8932
DATA CENTERS #362 | TERTIARY | DATA CENTERS | 2620.0135 | 2017 | 34485.8458 | 75977.3575 | 800 | 6 | 6420.8073 | 2355.9514 | 347222.024 | 354383.4251 | 6 | 472879.5361 | 177380.2299 | 45 | 243720.9606 | 42695.8887 | 2 | 5259.5317 | 3424.4611 | 1 | 32811.3242 | 837.7893 | 19692.8033 | 178.2348 | 4258.3288 | 40.5202 | 64.0694 | 0 | 7894.6613 | 49.4464 | 0 | 185788.4627 | 93.57% | 6.428% | 1908.6926 | 3347.3316 | 503.3274 | 24.2439 | 560.5764 | 491.8655 | 541.5182 | 299.1044 | 8010.7792 | 27527.2145 | 103069.7505 | 138607.7442 | 1543025.9612 | 1683297.4588 | 9.9% | 1868254.519
DATA CENTERS #363 | TERTIARY | DATA CENTERS | 13994.2232 | 2015 | 189944.9251 | 515606.4532 | 2500 | 6 | 23082.3048 | 10223.7062 | 2040105.083 | 1420091.3273 | 22 | 1932997.8603 | 765988.7912 | 167 | 923844.6093 | 198516.8141 | 12 | 24396.4877 | 12566.4238 | 8 | 129992.813 | 6438.804 | 84255.0926 | 893.0897 | 21403.9097 | 182.1554 | 229.8918 | 0 | 30904.7076 | 199.6842 | 0 | 1035324.6356 | 93.84% | 6.159% | 7905.3719 | 23462.8781 | 2798.2485 | 88.4386 | 2779.6997 | 1796.8134 | 3104.2048 | 2081.3842 | 34489.2988 | 191470.1635 | 357564.8595 | 583524.3218 | 7531965.1328 | 8123829.8353 | 6.46% | 8684839.7781
DATA CENTERS #364 | TERTIARY | DATA CENTERS | 2440.5949 | 2012 | 41144.0263 | 88418.2991 | 800 | 6 | 7689.5694 | 1894.6972 | 419275.4434 | 276518.5669 | 5 | 489876.3742 | 120567.3824 | 42 | 124927.5549 | 46384.0551 | 2 | 4668.2988 | 2715.5631 | 1 | 20536.375 | 878.0126 | 19896.0222 | 178.7182 | 3054.972 | 47.1864 | 53.2884 | 0 | 6174.9113 | 40.4801 | 0 | 162966.6327 | 91.15% | 8.85% | 1639.1685 | 3938.1798 | 410.1409 | 21.0022 | 431.8551 | 420.9718 | 572.7316 | 254.1931 | 7680.8202 | 33846.8847 | 78324.8548 | 119852.5597 | 1496972.8371 | 1618152.5011 | 8.553% | 1769494.0146
DATA CENTERS #365 | TERTIARY | DATA CENTERS | 8343.6076 | 2016 | 117873.8479 | 318910.385 | 1600 | 6 | 12604.9974 | 6794.2883 | 1247020.5438 | 903424.6647 | 13 | 1510288.0943 | 381252.3265 | 107 | 741087.0187 | 183811.9781 | 7 | 13883.6242 | 7072.2997 | 4 | 77738.2064 | 2386.3308 | 65128.9389 | 795.483 | 14770.2751 | 122.0567 | 194.3564 | 0 | 17231.3876 | 148.4613 | 0 | 584374.7477 | 94.44% | 5.557% | 5699.4161 | 14504.5785 | 1371.6835 | 53.106 | 1666.961 | 1651.5966 | 1780.3307 | 1166.9585 | 23468.5457 | 102544.5226 | 268141.6987 | 394154.7671 | 5087860.3317 | 5486481.9407 | 9.235% | 6044681.6379
DATA CENTERS #366 | TERTIARY | DATA CENTERS | 15118.8655 | 2016 | 287595.3299 | 580068.9954 | 2500 | 6 | 18265.5881 | 11790.1517 | 2583274.5472 | 1928853.1367 | 23 | 2388012.7541 | 1041113.4871 | 232 | 924954.2341 | 305829.348 | 13 | 31704.7205 | 19218.9813 | 9 | 170403.2227 | 6506.0017 | 100431.656 | 1295.784 | 23526.6123 | 243.3131 | 321.0824 | 0 | 36729.3213 | 319.1774 | 0 | 1128193.8307 | 95.96% | 4.039% | 8278.1648 | 24591.9762 | 2442.4234 | 112.6387 | 3392.3485 | 2730.5946 | 3301.3619 | 1531.9381 | 52558.0873 | 245633.6866 | 541682.4872 | 839874.261 | 9000781.688 | 9847951.8354 | 15.12% | 11602414.8553
DATA CENTERS #367 | TERTIARY | DATA CENTERS | 5989.8218 | 2011 | 95026.236 | 140434.0967 | 1600 | 4 | 15880.8039 | 3409.7813 | 811515.5603 | 823846.8319 | 13 | 1208975.7359 | 355629.574 | 109 | 317003.8832 | 108207.2541 | 6 | 12377.137 | 5891.7912 | 2 | 56390.5817 | 2383.9216 | 46259.0523 | 492.6929 | 6671.6054 | 99.2428 | 134.3977 | 0 | 13999.2117 | 99.8249 | 0 | 435289.5008 | 86.15% | 13.85% | 4734.0022 | 6973.9234 | 858.6824 | 41.9558 | 1300.8745 | 780.2434 | 1548.6486 | 847.8287 | 14074.659 | 85443.3185 | 174619.8946 | 274137.8721 | 3412812.9016 | 3690378.4152 | 17.96% | 4498461.8455
DATA CENTERS #368 | TERTIARY | DATA CENTERS | 7779.5565 | 2014 | 121608.0513 | 268896.2701 | 1600 | 6 | 15600.7307 | 6152.6181 | 1441356.061 | 843343.3081 | 19 | 1075918.4986 | 403625.0972 | 146 | 518204.4286 | 136957.5927 | 7 | 17538.717 | 9420.6113 | 5 | 94455.0125 | 3463.1824 | 60682.6702 | 784.073 | 10155.703 | 132.3817 | 141.2877 | 0 | 20574.5951 | 114.7345 | 0 | 685010.7035 | 96.4% | 3.6% | 4741.9743 | 13000.2061 | 1454.9778 | 51.5901 | 1572.3746 | 1051.1949 | 2286.4966 | 972.1402 | 21014.4854 | 87180.4383 | 186525.1643 | 294720.0881 | 4655099.6584 | 4954499.7397 | 6.678% | 5309036.842
DATA CENTERS #369 | TERTIARY | DATA CENTERS | 9829.934 | 2018 | 143369.715 | 259634.551 | 1600 | 6 | 11866.622 | 6281.4591 | 1978784.6116 | 1148592.9558 | 17 | 1732040.4019 | 472206.3601 | 124 | 877074.5944 | 225584.8619 | 8 | 21541.2789 | 11181.4447 | 5 | 127189.4684 | 3179.6907 | 75509.6194 | 864.7672 | 17648.4221 | 146.8337 | 230.6096 | 0 | 27553.0453 | 186.5183 | 0 | 784342.3507 | 96.52% | 3.479% | 5615.6717 | 16566.503 | 1381.2715 | 82.4376 | 1932.3627 | 1460.4788 | 2179.5404 | 1081.3298 | 27732.9587 | 111332.6292 | 289424.4544 | 428490.0423 | 6505631.0424 | 6939925.0671 | 15.82% | 8243783.2722
DATA CENTERS #370 | TERTIARY | DATA CENTERS | 3721.9265 | 2010 | 57024.1213 | 127827.6005 | 1000 | 6 | 8231.7799 | 2407.8187 | 462917.1791 | 340269.2206 | 7 | 686400.2681 | 214785.3845 | 45 | 249819.05 | 45831.2884 | 3 | 6063.9906 | 3887.0867 | 2 | 40194.3612 | 1096.4353 | 26870.1641 | 245.4649 | 4904.3396 | 46.2304 | 94.7916 | 0 | 7779.2552 | 78.2915 | 0 | 192003.5579 | 84.61% | 15.39% | 2800.1946 | 4878.5596 | 710.3007 | 35.4633 | 725.7421 | 590.7401 | 890.4373 | 465.6491 | 10740.8122 | 52755.5421 | 131795.1453 | 195291.4996 | 2026276.0748 | 2223646.2516 | 13.82% | 2580266.5208
DATA CENTERS #371 | TERTIARY | DATA CENTERS | 14843.6347 | 2010 | 195920.4518 | 349602.2631 | 2500 | 6 | 21635.1341 | 8062.2716 | 1510881.1719 | 1842572.8863 | 23 | 2047128.9301 | 856954.81 | 261 | 1033040.3487 | 262301.3869 | 14 | 22786.1361 | 12995.926 | 9 | 114011.6285 | 4351.4141 | 92638.5964 | 941.6607 | 21145.9501 | 284.7159 | 279.0715 | 0 | 28866.1978 | 238.278 | 0 | 1096594.8928 | 89.61% | 10.39% | 11735.4887 | 17594.4098 | 1955.3443 | 100.6483 | 2256.927 | 2252.0351 | 3510.6333 | 1659.5651 | 44714.3046 | 128502.6506 | 511628.0128 | 684844.968 | 7035463.5407 | 7726854.1819 | 15.5% | 9143790.675
DATA CENTERS #372 | TERTIARY | DATA CENTERS | 8654.6518 | 2021 | 166727.7961 | 351302.2496 | 1600 | 6 | 13953.741 | 6969.3093 | 1720031.8844 | 1292335.2331 | 18 | 1736951.0096 | 627656.1335 | 111 | 771706.2723 | 189398.8609 | 8 | 18915.7457 | 8038.2833 | 3 | 101342.2355 | 3240.6221 | 66356.124 | 578.4471 | 12249.8403 | 133.993 | 187.3097 | 0 | 24716.5908 | 144.1539 | 0 | 583080.9776 | 90.71% | 9.288% | 6703.7037 | 11078.7699 | 1530.2488 | 84.5559 | 1667.451 | 1686.627 | 2779.8725 | 876.6499 | 31551.8579 | 146137.6033 | 214090.8915 | 391780.3527 | 6031361.1232 | 6429255.4303 | 13.33% | 7418490.6045
DATA CENTERS #373 | TERTIARY | DATA CENTERS | 7711.4777 | 2019 | 120183.1676 | 234213.6959 | 1600 | 6 | 14917.3085 | 5978.3812 | 1361470.7903 | 1178240.82 | 14 | 1270564.1878 | 568070.7726 | 97 | 693660.8783 | 157910.6746 | 8 | 14800.6749 | 10343.7622 | 5 | 92618.8093 | 2813.4298 | 64751.116 | 546.3436 | 9732.2714 | 141.9603 | 178.9848 | 0 | 17212.3346 | 139.9205 | 0 | 761746.6108 | 95.58% | 4.422% | 4896.6912 | 10224.1481 | 1072.0702 | 52.098 | 1225.312 | 1126.0728 | 1966.4471 | 893.8491 | 28824.517 | 122285.4161 | 239201.9746 | 390311.9077 | 5041880.7296 | 5435940.9574 | 8.595% | 5947073.7419
DATA CENTERS #374 | TERTIARY | DATA CENTERS | 15802.6534 | 2015 | 228913.0682 | 441026.2245 | 2500 | 6 | 20231.5004 | 12519.3686 | 1987077.6622 | 2089823.2431 | 27 | 2285130.1964 | 895473.2739 | 284 | 1402341.6103 | 327610.5095 | 12 | 35848.6004 | 20097.128 | 8 | 130721.795 | 6348.5772 | 91524.8103 | 1286.8659 | 25367.5723 | 227.7796 | 314.7903 | 0 | 36980.0582 | 289.53 | 0 | 1396697.1083 | 92.83% | 7.17% | 11606.2836 | 23785.9514 | 2083.211 | 119.7712 | 3718.4392 | 2461.2914 | 3905.1811 | 1915.9374 | 53772.6898 | 167973.3382 | 494810.006 | 716556.0339 | 8718251.2011 | 9442009.5145 | 11.9% | 10717681.2326
DATA CENTERS #375 | TERTIARY | DATA CENTERS | 15153.1365 | 2021 | 263388.8757 | 531976.4274 | 2500 | 6 | 23691.9355 | 13170.6795 | 2010433.9537 | 1933666.7803 | 27 | 2898845.7135 | 822550.7409 | 184 | 1009924.9999 | 272633.2043 | 17 | 40466.8276 | 22908.6421 | 7 | 212061.0246 | 6701.4091 | 110001.326 | 1497.9462 | 30470.8272 | 220.9768 | 302.196 | 0 | 47968.6767 | 217.1249 | 0 | 1031324.8415 | 85.82% | 14.18% | 8904.0024 | 24284.6729 | 1852.2585 | 108.9037 | 2608.8729 | 2528.4911 | 3899.5855 | 1802.974 | 48930.1376 | 180884.3229 | 373983.7052 | 603798.1657 | 8862161.6019 | 9476265.0404 | 17.7% | 11514408.6256
DATA CENTERS #376 | TERTIARY | DATA CENTERS | 16789.1842 | 2013 | 280538.9206 | 492739.5698 | 2500 | 6 | 23035.0516 | 13776.3605 | 2854594.9386 | 1903415.8786 | 31 | 2455892.3761 | 725733.5592 | 309 | 1366866.753 | 295396.5672 | 18 | 34670.636 | 16365.8982 | 7 | 139128.7417 | 7290.9656 | 115761.2359 | 1327.3862 | 28643.3078 | 335.2853 | 279.438 | 0 | 47799.5831 | 340.3242 | 0 | 1087676.024 | 92.44% | 7.562% | 12635.4333 | 19825.1015 | 2113.3163 | 109.1417 | 3487.5513 | 2729.5452 | 3961.1356 | 2002.6049 | 42916.492 | 200267.6222 | 415073.4368 | 658257.5511 | 9628065.575 | 10294636.8265 | 9.193% | 11336863.9379
DATA CENTERS #377 | TERTIARY | DATA CENTERS | 5239.8459 | 2015 | 87228.7266 | 128849.4098 | 1600 | 4 | 14517.4647 | 3037.5765 | 738249.5025 | 608472.2593 | 10 | 764640.7702 | 230811.7251 | 64 | 397481.8378 | 104453.0706 | 4 | 8793.4621 | 4471.6041 | 2 | 41883.9271 | 1535.5463 | 44501.247 | 516.3762 | 6405.1045 | 65.2144 | 104.5354 | 0 | 13495.3588 | 68.065 | 0 | 337667.991 | 91.98% | 8.019% | 4315.89 | 6837.9906 | 995.4192 | 39.1799 | 1084.4935 | 826.7744 | 1577.7388 | 561.2938 | 15028.3781 | 64886.4983 | 193292.1214 | 273206.9978 | 2787582.2637 | 3063479.7223 | 10.69% | 3430034.5076
DATA CENTERS #378 | TERTIARY | DATA CENTERS | 11433.2671 | 2023 | 173869.4039 | 485091.965 | 2500 | 6 | 23160.4465 | 7299.6815 | 2155467.0367 | 1683506.8984 | 20 | 1906133.5383 | 822273.8919 | 151 | 1043689.5263 | 269776.9681 | 9 | 26636.1565 | 11101.4634 | 5 | 113810.863 | 5269.248 | 77817.0216 | 1037.4111 | 20825.5475 | 204.6584 | 192.3916 | 0 | 30859.1922 | 186.5931 | 0 | 1247263.0141 | 92.46% | 7.541% | 8880.7179 | 15246.8424 | 2051.1968 | 98.9647 | 2176.4221 | 1980.6508 | 3278.2696 | 1491.8189 | 43215.2198 | 207694.4422 | 416277.6978 | 667187.3597 | 7923086.0854 | 8596397.1085 | 17.93% | 10474295.3914
DATA CENTERS #379 | TERTIARY | DATA CENTERS | 10222.5153 | 2014 | 145276.4981 | 293118.4799 | 2500 | 6 | 24816.8372 | 8431.7825 | 1230662.5547 | 1109378.7584 | 26 | 1914447.6204 | 454864.8363 | 152 | 727596.1575 | 166645.5129 | 10 | 26540.8166 | 11668.8529 | 6 | 92581.9361 | 2993.1042 | 66082.3379 | 1043.3181 | 16272.6469 | 201.8749 | 162.4574 | 0 | 28168.2081 | 187.9307 | 0 | 703767.7098 | 91.88% | 8.122% | 6903.5785 | 17683.5321 | 1278.3159 | 89.2178 | 1974.6997 | 1825.219 | 2639.5556 | 1170.493 | 25627.9265 | 107345.324 | 305354.1285 | 438327.379 | 5659783.9375 | 6102461.734 | 8.668% | 6681657.7082
DATA CENTERS #380 | TERTIARY | DATA CENTERS | 2644.4032 | 2011 | 40085.4577 | 73269.5972 | 800 | 6 | 5768.6971 | 1971.6816 | 306219.4757 | 369297.9311 | 6 | 384575.4897 | 122156.0517 | 42 | 145786.0934 | 44336.659 | 2 | 5404.3638 | 2378.9063 | 2 | 24945.1846 | 1050.3497 | 17935.7439 | 193.9964 | 4355.7666 | 39.9622 | 67.564 | 0 | 6609.9048 | 34.7904 | 0 | 159229.9084 | 95.84% | 4.158% | 1509.4439 | 4260.3402 | 447.9871 | 18.6755 | 424.3679 | 396.1447 | 701.2103 | 239.9343 | 7515.2441 | 36720.4842 | 83698.8988 | 127934.6272 | 1276613.1136 | 1405745.3579 | 16% | 1673561.3788
DATA CENTERS #381 | TERTIARY | DATA CENTERS | 17035.4721 | 2020 | 226564.4756 | 619144.0032 | 2500 | 6 | 24207.5369 | 10208.7174 | 2846966.5736 | 2070661.5948 | 42 | 4186923.4998 | 879027.3436 | 264 | 1197653.0642 | 324771.7004 | 20 | 32875.3237 | 15657.2073 | 9 | 148811.2584 | 6686.5015 | 109747.5075 | 1288.516 | 30519.4686 | 290.8321 | 316.3418 | 0 | 51567.9866 | 359.3537 | 0 | 1416642.7061 | 96.32% | 3.681% | 13903.3709 | 20743.503 | 2301.0001 | 155.6786 | 3268.8327 | 3437.6849 | 4835.854 | 1561.9073 | 52312.5164 | 240145.348 | 452458.1589 | 744916.0233 | 11739378.8715 | 12494573.2756 | 15.78% | 14835355.6573
DATA CENTERS #382 | TERTIARY | DATA CENTERS | 17051.1951 | 2018 | 274326.6488 | 635751.4389 | 2500 | 6 | 19909.9954 | 10507.4117 | 2439279.7949 | 2352026.4572 | 27 | 2793557.4069 | 1167723.1798 | 270 | 1034876.6619 | 335473.4871 | 18 | 46032.061 | 19978.1654 | 10 | 222548.5554 | 4898.5577 | 119978.7639 | 1433.6355 | 31751.4677 | 208.721 | 314.5799 | 0 | 40956.5622 | 261.2539 | 0 | 1097421.2589 | 92.03% | 7.971% | 10279.6867 | 25859.393 | 2887.8847 | 135.4983 | 3333.7262 | 2306.4967 | 4886.3186 | 1887.6528 | 42932.8489 | 228987.4017 | 597128.185 | 869048.4357 | 9479300.6916 | 10357346.2649 | 2.157% | 10585732.99
DATA CENTERS #383 | TERTIARY | DATA CENTERS | 8211.4391 | 2016 | 133939.167 | 218071.6903 | 1600 | 6 | 11337.3182 | 5618.7435 | 1304518.6028 | 923074.1444 | 20 | 1150645.8109 | 422540.6995 | 116 | 716375.8337 | 166076.5075 | 10 | 14887.1471 | 8840.8702 | 5 | 68600.4847 | 2984.4685 | 62518.479 | 643.1487 | 9893.4273 | 141.9736 | 189.0422 | 0 | 22917.3588 | 143.8764 | 0 | 644683.6877 | 87.21% | 12.79% | 5627.792 | 9477.2574 | 1160.0329 | 51.692 | 1469.6081 | 1366.0219 | 2451.0226 | 1134.3213 | 28290.3591 | 105798.7243 | 209349.5271 | 343438.6106 | 4715772.9159 | 5063664.3112 | 8.979% | 5563177.0876
DATA CENTERS #384 | TERTIARY | DATA CENTERS | 11909.8735 | 2012 | 130669.1212 | 368783.8605 | 2500 | 6 | 19881.9097 | 9193.6906 | 1706209.3798 | 1238747.5196 | 24 | 2224555.2672 | 500380.9764 | 206 | 695458.7764 | 219621.0615 | 14 | 19472.5272 | 9807.442 | 4 | 111501.4057 | 4239.2718 | 62236.3859 | 778.2002 | 17465.0981 | 212.9982 | 286.8646 | 0 | 27091.5103 | 223.312 | 0 | 652828.3682 | 91.93% | 8.066% | 6751.4787 | 21159.1841 | 2187.72 | 115.9064 | 2832.4441 | 1825.4447 | 3603.335 | 1558.4691 | 34706.0391 | 175541.7269 | 435142.8556 | 645390.6217 | 6552943.1845 | 7203518.9201 | 10.25% | 8026065.8827
DATA CENTERS #385 | TERTIARY | DATA CENTERS | 1726.6972 | 2017 | 21366.6766 | 50958.5745 | 800 | 4 | 7261.3909 | 1141.7214 | 251490.0505 | 190731.6796 | 4 | 250244.585 | 112417.8269 | 25 | 137168.9561 | 27948.2797 | 2 | 3003.588 | 1700.5975 | 1 | 16267.7064 | 659.484 | 11807.8817 | 148.3671 | 3044.6893 | 33.722 | 26.8952 | 0 | 3950.3965 | 37.0859 | 0 | 110600.8807 | 90.03% | 9.973% | 926.681 | 2872.5171 | 310.2875 | 12.6889 | 398.0448 | 290.8687 | 434.837 | 167.3957 | 5336.1704 | 26894.124 | 61301.4658 | 93531.7602 | 938710.2858 | 1032975.8408 | 8.575% | 1129860.5908
DATA CENTERS #386 | TERTIARY | DATA CENTERS | 3168.4083 | 2022 | 60548.4865 | 113188.8042 | 1000 | 6 | 8807.1723 | 2536.3354 | 664379.7023 | 522584.978 | 6 | 575754.8703 | 238053.0804 | 58 | 251599.493 | 67563.3117 | 3 | 9094.0513 | 3410.9785 | 2 | 46036.7125 | 1376.7203 | 29546.6328 | 240.3367 | 5477.6995 | 59.2629 | 51.939 | 0 | 10337.5826 | 44.5182 | 0 | 294810.1899 | 88.46% | 11.54% | 1700.0404 | 4698.9404 | 470.2742 | 20.0054 | 616.6421 | 636.3759 | 672.4028 | 371.5814 | 9278.6149 | 53142.2824 | 92995.6257 | 155416.523 | 2234141.1096 | 2391579.6127 | 9.019% | 2628669.1455
DATA CENTERS #387 | TERTIARY | DATA CENTERS | 6896.916 | 2012 | 79372.9486 | 188187.5544 | 1600 | 6 | 14989.851 | 3888.4828 | 878386.2221 | 714956.3313 | 11 | 1256777.4457 | 267854.7722 | 129 | 560977.0775 | 129362.7243 | 8 | 16019.1457 | 7451.2203 | 3 | 56743.7114 | 2471.4335 | 48355.8773 | 542.4529 | 10341.3923 | 105.8739 | 137.2125 | 0 | 17995.0895 | 106.325 | 0 | 523706.7199 | 87.49% | 12.51% | 3696.6329 | 8968.7856 | 1351.3668 | 62.5431 | 1117.2942 | 1181.4986 | 2202.1483 | 658.0534 | 17445.4597 | 88233.5334 | 241729.1422 | 347408.1353 | 3937077.2094 | 4287652.0265 | 10.48% | 4789842.8756
DATA CENTERS #388 | TERTIARY | DATA CENTERS | 10935.1802 | 2011 | 157285.0955 | 354468.1908 | 2500 | 6 | 20114.1625 | 6823.3614 | 1463482.9207 | 1188596.6145 | 17 | 1682006.8065 | 509311.8595 | 146 | 860701.8503 | 165869.5648 | 13 | 16585.06 | 13262.4802 | 7 | 78044.818 | 4650.57 | 59371.5762 | 1054.7526 | 13371.1838 | 208.0051 | 243.7403 | 0 | 27700.0769 | 224.5786 | 0 | 905456.351 | 88.64% | 11.36% | 9028.6694 | 20332.2551 | 1449.8145 | 67.9939 | 2542.221 | 1713.6943 | 2392.4097 | 1134.2571 | 23572.6125 | 147893.2833 | 403252.1049 | 574718.0006 | 6092225.3552 | 6672299.5549 | 8.797% | 7315854.5501
DATA CENTERS #389 | TERTIARY | DATA CENTERS | 6175.5685 | 2012 | 93333.5256 | 223631.3214 | 1600 | 6 | 15268.3633 | 4732.8016 | 830915.8835 | 866609.121 | 15 | 907564.5432 | 381722.844 | 84 | 400043.2073 | 111531.7001 | 5 | 14353.9394 | 5893.1932 | 2 | 46312.1119 | 2284.2272 | 47423.568 | 450.3021 | 9653.1869 | 99.388 | 138.4851 | 0 | 17890.3835 | 132.1885 | 0 | 418491.3784 | 84.13% | 15.87% | 4705.7937 | 9768.9145 | 790.9458 | 54.2621 | 1537.8288 | 946.7406 | 1367.7925 | 917.3575 | 19066.327 | 83445.8061 | 151924.5109 | 254436.644 | 3276600.4527 | 3534750.9727 | 3.504% | 3663103.9589
DATA CENTERS #390 | TERTIARY | DATA CENTERS | 9007.6876 | 2015 | 164503.9113 | 293016.4155 | 1600 | 6 | 11367.791 | 7245.0625 | 1557799.5739 | 1221510.8819 | 19 | 1971906.1991 | 550670.0532 | 156 | 660623.9394 | 166778.0608 | 10 | 17745.1594 | 7959.2373 | 4 | 98951.2776 | 4034.7946 | 51388.6645 | 654.5069 | 11204.2821 | 138.267 | 225.0128 | 0 | 24083.6119 | 143.8762 | 0 | 572795.3818 | 88.53% | 11.47% | 6520.8305 | 11472.6837 | 1682.4301 | 71.9359 | 1884.2133 | 1501.0945 | 2444.3812 | 1332.1 | 32883.6852 | 105614.0822 | 354849.5235 | 493347.2909 | 5853709.5604 | 6352257.0911 | 7.303% | 6852746.2269
DATA CENTERS #391 | TERTIARY | DATA CENTERS | 5389.4259 | 2012 | 63639.0182 | 193586.5543 | 1600 | 6 | 11605.6675 | 3236.9288 | 651799.4492 | 676243.4971 | 13 | 788949.304 | 227671.1107 | 72 | 389215.9624 | 67262.0898 | 5 | 8719.4081 | 4332.7582 | 3 | 59961.087 | 2062.8117 | 34160.9359 | 390.6114 | 8019.6625 | 87.4003 | 113.8514 | 0 | 16386.6054 | 84.344 | 0 | 290070.0352 | 93.72% | 6.283% | 3938.4683 | 8927.0836 | 898.4343 | 36.3605 | 1127.4465 | 695.6886 | 1136.0381 | 679.4721 | 15081.6994 | 51488.9746 | 214088.653 | 280659.327 | 2705170.0803 | 2987866.2397 | 9.593% | 3304903.0855
DATA CENTERS #392 | TERTIARY | DATA CENTERS | 4154.4189 | 2014 | 62891.9781 | 148109.2818 | 1000 | 6 | 9255.7316 | 3282.961 | 662349.8707 | 549568.1171 | 8 | 564089.0599 | 234751.6966 | 52 | 271831.8229 | 68155.1776 | 4 | 9539.1233 | 3293.3538 | 2 | 50671.5066 | 1759.8687 | 28381.0288 | 283.5593 | 5860.5795 | 81.1651 | 95.2834 | 0 | 11240.1239 | 88.949 | 0 | 287841.6526 | 84.38% | 15.62% | 2757.3135 | 7768.1645 | 726.5674 | 29.2813 | 628.5071 | 571.7066 | 862.3547 | 589.7448 | 12574.2191 | 47711.574 | 142049.5493 | 202335.3424 | 2276748.7386 | 2481041.4311 | 10.97% | 2786795.5025
DATA CENTERS #393 | TERTIARY | DATA CENTERS | 16421.6311 | 2018 | 285839.2155 | 512167.5541 | 2500 | 6 | 22426.7658 | 11648.8559 | 2856838.73 | 1712732.2684 | 28 | 3393376.1387 | 802022.3104 | 197 | 1425084.2064 | 330928.249 | 15 | 43146.8007 | 16000.7039 | 8 | 182685.4128 | 7263.7696 | 144293.245 | 1523.828 | 23258.6052 | 208.4107 | 278.1421 | 0 | 47818.8953 | 223.961 | 0 | 1174101.0834 | 93.32% | 6.683% | 10039.6618 | 29360.5659 | 3041.9182 | 144.2951 | 2518.5182 | 2126.9159 | 4888.888 | 2373.6842 | 55827.2989 | 218354.7373 | 431182.5359 | 705364.572 | 10901571.4769 | 11614944.2953 | 14.4% | 13569051.6816
DATA CENTERS #394 | TERTIARY | DATA CENTERS | 14343.0256 | 2015 | 198516.3062 | 374460.6805 | 2500 | 6 | 21463.1309 | 12042.3002 | 2331362.6854 | 1526851.0965 | 34 | 2129305.1677 | 843302.0999 | 250 | 1112739.5521 | 196908.0238 | 13 | 26774.3371 | 16161.8065 | 9 | 125586.9103 | 4689.9514 | 129857.2839 | 1094.3645 | 23251.9245 | 279.043 | 271.588 | 0 | 42864.8562 | 272.8176 | 0 | 1086333.7663 | 94.93% | 5.073% | 11175.8004 | 26246.4818 | 2185.7788 | 127.2557 | 2388.3075 | 2262.6526 | 3804.2726 | 1460.936 | 44926.4426 | 221838.9264 | 424062.4123 | 690827.7814 | 8261031.5221 | 8959647.2327 | 13.11% | 10311296.4449
DATA CENTERS #395 | TERTIARY | DATA CENTERS | 8477.3691 | 2017 | 101239.0748 | 209715.3814 | 1600 | 6 | 11685.7925 | 5597.3707 | 1024714.3595 | 1048327.9813 | 21 | 1774536.5376 | 373843.3916 | 158 | 624984.5373 | 171456.2209 | 8 | 15219.2206 | 8150.2095 | 4 | 102194.3599 | 3028.2387 | 67539.2066 | 667.4742 | 10251.9239 | 159.8407 | 181.9538 | 0 | 21407.5309 | 173.7219 | 0 | 729469.4318 | 86.65% | 13.35% | 6972.8143 | 12614.7453 | 1348.9993 | 64.1463 | 2087.2324 | 1557.5513 | 2048.2291 | 866.3824 | 23288.1471 | 98953.4767 | 249233.5242 | 371475.148 | 5053783.2207 | 5429274.6869 | 8.316% | 5921747.6972
DATA CENTERS #396 | TERTIARY | DATA CENTERS | 16310.3829 | 2022 | 213786.7049 | 614269.4701 | 2500 | 6 | 17507.6364 | 14019.9917 | 2766265.447 | 1773107.5854 | 33 | 3373346.8835 | 1053093.7478 | 253 | 1034160.4418 | 278358.8571 | 19 | 45032.3084 | 21947.0535 | 9 | 168557.2666 | 5789.0755 | 141337.8218 | 1185.8012 | 29238.0319 | 303.4944 | 352.1644 | 0 | 45743.8725 | 222.7427 | 0 | 1213975.3158 | 94.63% | 5.368% | 10411.1235 | 23559.8381 | 2145.392 | 101.6529 | 2539.1398 | 2374.3107 | 4894.5439 | 2334.8306 | 44272.9691 | 227005.3875 | 569556.7595 | 840835.1161 | 10438876.3515 | 11290486.5564 | 10.78% | 12654399.7785
DATA CENTERS #397 | TERTIARY | DATA CENTERS | 7966.025 | 2015 | 133466.9466 | 263554.2614 | 1600 | 6 | 14463.3866 | 5693.2249 | 1027057.7588 | 1185390.8484 | 16 | 1494914.6839 | 352382.4929 | 119 | 462282.2143 | 116376.2084 | 9 | 15164.9026 | 9200.2333 | 4 | 96245.2822 | 2838.4103 | 67197.2859 | 736.9651 | 14378.3217 | 99.5108 | 162.5515 | 0 | 22792.401 | 105.7208 | 0 | 455246.3376 | 88.6% | 11.4% | 4486.4775 | 10869.7082 | 1567.3214 | 54.854 | 1317.7944 | 1266.3083 | 1876.554 | 962.0268 | 18895.578 | 98862.1107 | 203260.6748 | 321018.3635 | 4388537.3674 | 4713363.8188 | 5.043% | 4963667.5731
DATA CENTERS #398 | TERTIARY | DATA CENTERS | 2459.3709 | 2022 | 49400.9277 | 70462.5606 | 800 | 4 | 7206.8656 | 1552.4481 | 370369.3459 | 294890.1223 | 5 | 390578.9765 | 131746.4446 | 38 | 163292.4038 | 53088.8256 | 2 | 6760.728 | 3090.1798 | 1 | 33350.057 | 968.0436 | 18243.8557 | 209.6675 | 3191.4314 | 47.2301 | 47.9995 | 0 | 6672.3179 | 45.2237 | 0 | 160938.0982 | 96.05% | 3.949% | 1515.4156 | 3366.4474 | 370.3734 | 16.4612 | 437.5726 | 489.901 | 709.4554 | 305.1773 | 9465.4885 | 41846.7997 | 63445.7645 | 114758.0527 | 1393604.3571 | 1509479.2157 | 11.39% | 1703599.5381
DATA CENTERS #399 | TERTIARY | DATA CENTERS | 5388.2857 | 2018 | 85833.2947 | 210068.3719 | 1600 | 6 | 14584.371 | 3832.8434 | 822770.7487 | 800133.4532 | 10 | 942785.3258 | 243929.9072 | 62 | 412097.1065 | 96448.4783 | 6 | 11098.6119 | 6394.0234 | 2 | 49852.7538 | 1853.2298 | 46831.8892 | 343.7964 | 9051.489 | 105.0459 | 134.2642 | 0 | 15520.2964 | 98.6469 | 0 | 350030.8173 | 87.45% | 12.55% | 3876.4509 | 7450.4843 | 700.5716 | 32.7915 | 1057.6823 | 707.0595 | 1338.8784 | 785.0985 | 17669.9275 | 69067.9664 | 190101.7178 | 276839.6117 | 3202582.5517 | 3482989.3414 | 8.635% | 3812184.3946
DATA CENTERS #400 | TERTIARY | DATA CENTERS | 2214.9974 | 2011 | 23926.4765 | 55432.7831 | 800 | 4 | 7502.792 | 1078.3735 | 245688.6851 | 255966.9879 | 4 | 275974.5475 | 114601.0487 | 30 | 148271.728 | 41785.4203 | 3 | 5237.4997 | 2316.6365 | 1 | 19038.8764 | 816.383 | 15307.1411 | 214.6121 | 2356.9451 | 37.8161 | 54.4245 | 0 | 5286.8929 | 36.633 | 0 | 127643.2434 | 85.45% | 14.55% | 1525.6568 | 2948.8818 | 394.5597 | 14.3096 | 392.4196 | 394.6201 | 658.2094 | 202.4778 | 6792.3448 | 25171.2788 | 84522.7534 | 116486.377 | 1006385.098 | 1124126.6571 | 10.77% | 1259839.2888
DATA CENTERS #401 | TERTIARY | DATA CENTERS | 10474.5847 | 2019 | 182139.7035 | 420791.0046 | 2500 | 6 | 23273.83 | 8111.9311 | 1807545.5999 | 1237774.4147 | 24 | 1615780.3663 | 574019.3833 | 139 | 874366.4242 | 190285.5058 | 12 | 20463.5487 | 9931.602 | 6 | 105931.5981 | 3409.3138 | 70589.4198 | 684.5238 | 17616.5977 | 186.4067 | 255.4985 | 0 | 24494.5922 | 191.7423 | 0 | 726951.6963 | 86.66% | 13.34% | 6307.373 | 17749.6439 | 2082.6919 | 71.5286 | 1903.92 | 1916.3853 | 3123.8837 | 1141.4067 | 31196.4454 | 158097.7417 | 277213.9292 | 466508.1163 | 6372874.1172 | 6844709.4851 | 7.554% | 7404026.9164
DATA CENTERS #402 | TERTIARY | DATA CENTERS | 2697.9232 | 2016 | 40227.7458 | 107610.6147 | 800 | 6 | 6107.6686 | 2268.4615 | 410056.2875 | 348063.2954 | 5 | 616519.4338 | 185170.4129 | 46 | 229753.173 | 47003.4349 | 2 | 4789.2136 | 2912.6285 | 1 | 34081.0984 | 1048.1595 | 16216.7952 | 242.0031 | 4717.6782 | 42.5192 | 62.7224 | 0 | 6313.9404 | 51.281 | 0 | 161708.9819 | 88.97% | 11.03% | 1716.2009 | 3114.0917 | 359.8777 | 23.3346 | 634.2693 | 541.3611 | 574.5149 | 381.1516 | 9109.8355 | 39226.3638 | 68009.1041 | 116345.3033 | 1768407.8202 | 1886351.4241 | 14.06% | 2194878.1381
DATA CENTERS #403 | TERTIARY | DATA CENTERS | 13784.5693 | 2018 | 245466.5903 | 563335.0762 | 2500 | 6 | 20173.9081 | 9939.837 | 1669559.8064 | 2136010.877 | 23 | 2770805.5283 | 679809.4482 | 209 | 1148591.5527 | 313619.0043 | 14 | 29607.5268 | 12025.2402 | 7 | 160167.8018 | 5124.5342 | 108186.2717 | 1241.2618 | 20938.6957 | 214.0621 | 328.4848 | 0 | 41353.8916 | 193.0562 | 0 | 1058435.1727 | 90.69% | 9.311% | 7997.0471 | 25710.4915 | 2296.055 | 130.58 | 3277.8997 | 1816.6095 | 4356.5205 | 1810.3483 | 38828.4423 | 143621.3728 | 444398.4618 | 626848.2768 | 8418412.514 | 9053958.9523 | 13.44% | 10460343.201
DATA CENTERS #404 | TERTIARY | DATA CENTERS | 10166.6489 | 2023 | 199028.8536 | 296155.993 | 2500 | 6 | 24291.4457 | 10150.1722 | 1926270.546 | 1613632.261 | 24 | 1715296.991 | 635926.1389 | 167 | 935799.0472 | 222556.8123 | 8 | 29589.6576 | 11063.0775 | 4 | 132821.5072 | 3537.518 | 70757.7707 | 732.8334 | 15694.2903 | 194.2501 | 248.629 | 0 | 34703.3661 | 175.4116 | 0 | 756304.5322 | 92.26% | 7.742% | 5177.7262 | 16418.6651 | 1653.2939 | 75.4315 | 1686.7328 | 1420.32 | 3024.2894 | 1440.3946 | 38329.9837 | 186028.73 | 401355.3227 | 625714.0364 | 6670945.1206 | 7303008.7836 | 7% | 7852715.3041
DATA CENTERS #405 | TERTIARY | DATA CENTERS | 2394.8782 | 2008 | 32875.0839 | 51335.7799 | 800 | 4 | 7910.2343 | 1237.7291 | 382385.714 | 280056.7719 | 4 | 340075.3032 | 138934.3503 | 41 | 181430.3838 | 43425.3412 | 2 | 5324.7938 | 2525.1759 | 1 | 21899.7883 | 967.8604 | 14564.6031 | 168.2723 | 3672.7066 | 48.5652 | 48.5292 | 0 | 4991.1268 | 37.9306 | 0 | 138685.7279 | 93.65% | 6.349% | 1689.105 | 4274.2086 | 353.3093 | 21.6287 | 506.5343 | 478.1474 | 535.0597 | 254.0455 | 6792.0851 | 32072.3146 | 76433.5215 | 115297.9212 | 1279591.7452 | 1396205.3313 | 14.59% | 1634680.5137
DATA CENTERS #406 | TERTIARY | DATA CENTERS | 3543.842 | 2011 | 52699.2696 | 84987.3126 | 1000 | 4 | 8889.7134 | 2374.1682 | 547919.9818 | 382310.463 | 8 | 482848.6673 | 213592.1583 | 60 | 201485.8286 | 51063.641 | 3 | 7454.1049 | 4013.3019 | 2 | 38337.0736 | 1204.1162 | 23473.65 | 228.718 | 4646.5358 | 62.9054 | 88.6546 | 0 | 6939.0043 | 47.6461 | 0 | 229542.0273 | 86.43% | 13.57% | 2646.137 | 4930.6474 | 647.3828 | 32.7018 | 846.5206 | 690.8301 | 815.2093 | 459.8068 | 7588.9032 | 38949.1917 | 139750.8324 | 186288.9273 | 1817673.9958 | 2005835.2953 | 15.55% | 2375232.8396
DATA CENTERS #407 | TERTIARY | DATA CENTERS | 8378.3044 | 2015 | 106312.8904 | 196982.9912 | 1600 | 6 | 13931.2774 | 5946.3892 | 1563522.8559 | 1142695.966 | 20 | 1793965.2403 | 378020.6535 | 100 | 739685.9111 | 134270.2348 | 8 | 15396.1352 | 10868.0968 | 3 | 80970.3741 | 2576.0493 | 64684.8343 | 798.6922 | 14409.6206 | 151.8056 | 136.4366 | 0 | 20603.4228 | 163.4989 | 0 | 510807.8359 | 89.72% | 10.28% | 5761.6094 | 11771.9 | 1311.7688 | 83.6901 | 1837.3493 | 1192.4608 | 2032.388 | 913.3104 | 24957.3876 | 109520.1397 | 250453.9228 | 384931.4502 | 5513680.3311 | 5901969.8777 | 1.263% | 5977454.8274
DATA CENTERS #408 | TERTIARY | DATA CENTERS | 5762.6438 | 2021 | 99760.0463 | 208081.436 | 1600 | 6 | 14513.0117 | 4172.0076 | 958128.3949 | 940782.7549 | 12 | 1446492.3328 | 353826.6473 | 100 | 426341.0774 | 116198.2425 | 5 | 15325.5633 | 7783.405 | 3 | 55695.0901 | 1700.1896 | 58846.4733 | 375.3468 | 10051.792 | 111.7561 | 94.7801 | 0 | 13507.0316 | 118.8088 | 0 | 561100.4582 | 90.67% | 9.328% | 3366.1579 | 6612.6238 | 1069.5339 | 52.8571 | 1424.1569 | 807.4944 | 1755.0132 | 549.5821 | 18918.3671 | 100735.0094 | 186311.0974 | 305964.4739 | 4179619.3375 | 4489018.5767 | 10.05% | 4990687.028
DATA CENTERS #409 | TERTIARY | DATA CENTERS | 13136.5257 | 2018 | 219673.2135 | 432016.6362 | 2500 | 6 | 18448.5026 | 12136.4825 | 1645535.7943 | 1870529.2119 | 29 | 1925833.1385 | 681208.3756 | 189 | 976143.5531 | 247453.0734 | 13 | 28411.1584 | 17333.7585 | 8 | 122158.8995 | 4460.1384 | 116414.4004 | 943.0677 | 19214.1195 | 166.6712 | 294.9494 | 0 | 28224.1002 | 203.8609 | 0 | 913932.4172 | 95.93% | 4.069% | 10077.0152 | 20653.5855 | 1618.1558 | 104.0011 | 3193.0227 | 2428.5496 | 3726.3035 | 1673.981 | 47672.3953 | 208363.6547 | 319064.3939 | 575100.4439 | 7038072.7296 | 7620369.6195 | 3.685% | 7911883.7715
DATA CENTERS #410 | TERTIARY | DATA CENTERS | 6537.5072 | 2012 | 79240.8669 | 173612.3622 | 1600 | 6 | 11521.4892 | 3978.8038 | 877033.3614 | 618914.6097 | 11 | 1226322.0758 | 351740.9879 | 109 | 535615.2286 | 128555.8374 | 5 | 15187.4726 | 6775.1953 | 3 | 52549.976 | 3037.3818 | 48151.0956 | 668.8986 | 7281.74 | 103.4945 | 135.0474 | 0 | 19333.6355 | 123.489 | 0 | 502693.2821 | 91.4% | 8.605% | 4955.691 | 11733.8989 | 819.7485 | 55.3117 | 1375.8529 | 1014.9538 | 1769.613 | 817.564 | 22276.9254 | 82268.8 | 252983.4738 | 357529.1991 | 3831972.2494 | 4193453.2029 | 7.093% | 4513608.3468
DATA CENTERS #411 | TERTIARY | DATA CENTERS | 3071.3484 | 2020 | 51706.786 | 122136.6184 | 1000 | 6 | 9390.4717 | 1866.8122 | 395438.4117 | 492749.9315 | 7 | 480988.4702 | 159586.0393 | 37 | 195117.4299 | 54348.3763 | 4 | 8832.2559 | 3868.4418 | 2 | 37187.8566 | 963.4231 | 20785.4317 | 306.8581 | 4053.9318 | 50.0917 | 66.3042 | 0 | 8168.3487 | 41.7391 | 0 | 242190.2817 | 92.77% | 7.233% | 2284.0643 | 5292.2966 | 391.7245 | 22.224 | 487.5586 | 519.3223 | 792.4885 | 393.2803 | 9102.757 | 42417.5664 | 109233.469 | 160753.7924 | 1702604.7069 | 1864893.8333 | 7.478% | 2015624.5371
DATA CENTERS #412 | TERTIARY | DATA CENTERS | 14296.7638 | 2024 | 265717.0796 | 415118.5616 | 2500 | 6 | 19081.1723 | 9765.7984 | 2596664.554 | 2308475.0305 | 35 | 2435977.0838 | 920971.1285 | 251 | 988973.7173 | 309134.2333 | 16 | 39824.9749 | 14160.0485 | 7 | 159344.5621 | 4879.6026 | 130231.9073 | 1386.1831 | 25805.5354 | 279.6523 | 341.4496 | 0 | 46849.8975 | 218.485 | 0 | 1310598.7582 | 95.45% | 4.551% | 10336.1252 | 23808.9191 | 2607.9057 | 138.6343 | 3315.696 | 1991.6842 | 4297.6605 | 1990.2286 | 60117.0887 | 198709.3872 | 375248.0703 | 634074.5461 | 9125242.9891 | 9766326.238 | 3.985% | 10171622.2268
DATA CENTERS #413 | TERTIARY | DATA CENTERS | 15291.8224 | 2009 | 229689.9949 | 416585.1182 | 2500 | 6 | 24994.3422 | 10399.778 | 1807474.0264 | 1400442.6686 | 29 | 2642127.6216 | 863166.8677 | 211 | 1112743.3735 | 282349.3934 | 14 | 22091.5285 | 14913.6236 | 9 | 106289.0082 | 5104.8814 | 82714.8598 | 1370.1668 | 16331.4008 | 297.3079 | 257.8967 | 0 | 36923.2734 | 293.8369 | 0 | 1168284.3375 | 92.06% | 7.937% | 12834.0589 | 22762.1489 | 2664.955 | 119.381 | 3344.616 | 2234.311 | 4695.8741 | 1665.1764 | 45451.287 | 204591.6184 | 381644.2187 | 631687.124 | 8303267.9697 | 8941132.1243 | 1.368% | 9065138.0717
DATA CENTERS #414 | TERTIARY | DATA CENTERS | 15540.3339 | 2010 | 159110.305 | 403172.8452 | 2500 | 6 | 18897.1896 | 8356.6227 | 2093269.7196 | 2098341.908 | 27 | 3123429.6653 | 749647.5445 | 211 | 1095627.0469 | 287207.8508 | 12 | 32610.0741 | 15004.1277 | 8 | 125983.5396 | 5833.9634 | 110493.6356 | 977.6082 | 18371.6096 | 219.644 | 370.5379 | 0 | 32617.9848 | 212.0198 | 0 | 1003569.7761 | 94.93% | 5.073% | 9926.0096 | 28613.1787 | 2131.0814 | 154.7192 | 3665.9683 | 3098.1237 | 3792.8982 | 1531.8088 | 48014.4015 | 173111.6659 | 508735.2242 | 729861.2916 | 8856729.8611 | 9593833.081 | 13.2% | 11053133.6799
DATA CENTERS #415 | TERTIARY | DATA CENTERS | 1850.6039 | 2012 | 28166.035 | 51901.3026 | 800 | 4 | 6260.8372 | 1006.7284 | 318584.5461 | 239675.3276 | 4 | 309946.1102 | 105628.8521 | 33 | 119943.6788 | 31994.9045 | 2 | 3237.0675 | 1401.3719 | 1 | 21001.144 | 693.3953 | 11768.1555 | 184.9484 | 2059.1392 | 33.7193 | 44.2079 | 0 | 4318.5771 | 38.3022 | 0 | 103944.1143 | 86.05% | 13.95% | 1513.7193 | 2310.2178 | 224.5216 | 14.2769 | 427.7891 | 245.1972 | 534.9015 | 172.1278 | 5406.4607 | 27391.1485 | 70168.4652 | 102966.0744 | 1060289.1698 | 1164380.2455 | 10.31% | 1298225.1164
DATA CENTERS #416 | TERTIARY | DATA CENTERS | 12669.5644 | 2021 | 196630.3695 | 403640.3562 | 2500 | 6 | 19352.3656 | 11871.9099 | 1959127.6598 | 1975664.0244 | 23 | 2039866.9155 | 690262.8611 | 220 | 785318.7099 | 192283.0063 | 12 | 29918.0631 | 18333.2747 | 7 | 173100.3458 | 5608.7417 | 83440.363 | 870.8801 | 22428.216 | 196.7118 | 296.1849 | 0 | 32871.6485 | 242.2057 | 0 | 1210134.8025 | 95.95% | 4.046% | 9160.8574 | 15875.0233 | 2355.154 | 105.7301 | 2452.4484 | 1763.8546 | 3145.9273 | 1593.6034 | 35084.036 | 139086.1285 | 469551.6064 | 643721.7708 | 7487995.0684 | 8140621.1898 | 11.14% | 9161328.7617
DATA CENTERS #417 | TERTIARY | DATA CENTERS | 9510.1162 | 2022 | 178510.57 | 369183.3606 | 1600 | 6 | 13121.9534 | 8461.4464 | 2012261.4677 | 1080158.6202 | 24 | 1493690.891 | 633922.6324 | 123 | 709294.0142 | 151901.9451 | 12 | 22903.5 | 12344.9488 | 4 | 93125.3628 | 4008.9355 | 69053.5827 | 902.6984 | 19082.6153 | 121.6837 | 186.5035 | 0 | 25754.1606 | 127.4819 | 0 | 765232.227 | 91.21% | 8.787% | 6846.3549 | 16545.8895 | 1808.2325 | 68.4245 | 2332.5646 | 1825.9835 | 1865.5917 | 1341.726 | 26131.9992 | 171244.5931 | 236848.2433 | 434224.8357 | 6268835.5356 | 6709450.1384 | 14.47% | 7844387.8269
DATA CENTERS #418 | TERTIARY | DATA CENTERS | 6343.9504 | 2011 | 67698.5585 | 186355.2302 | 1600 | 6 | 11367.3872 | 4496.5953 | 818672.7756 | 563944.36 | 12 | 873814.331 | 281424.8294 | 111 | 508752.3343 | 84236.5685 | 6 | 14987.0043 | 5784.886 | 4 | 47658.9454 | 2862.7038 | 48268.9515 | 491.5881 | 7569.1799 | 118.1429 | 154.3868 | 0 | 12690.7847 | 91.0031 | 0 | 344566.4044 | 87.71% | 12.29% | 4682.5375 | 11359.5997 | 1244.6668 | 52.9946 | 1237.9994 | 985.1161 | 1422.773 | 930.0465 | 20772.6538 | 93143.5658 | 239704.5411 | 353620.7607 | 3205200.5256 | 3561945.9008 | 11.77% | 4037051.2563
DATA CENTERS #419 | TERTIARY | DATA CENTERS | 6739.6549 | 2010 | 101153.6434 | 170928.32 | 1600 | 6 | 12801.2133 | 3162.8557 | 907691.3704 | 821158.3459 | 12 | 1068621.4932 | 369141.2509 | 104 | 393133.6072 | 88648.3131 | 7 | 11578.9885 | 7124.9133 | 4 | 63833.7883 | 3088.8606 | 53469.9872 | 466.3207 | 8457.5782 | 89.6234 | 135.1459 | 0 | 19322.9745 | 104.9219 | 0 | 420147.4654 | 95.55% | 4.454% | 4880.1561 | 8619.2321 | 1028.1787 | 62.6416 | 1389.8845 | 1103.8346 | 1560.2099 | 972.6884 | 16800.2666 | 71627.2642 | 196550.6311 | 284978.1619 | 3478826.2387 | 3767042.644 | 1.366% | 3819199.3159
DATA CENTERS #420 | TERTIARY | DATA CENTERS | 13139.9938 | 2008 | 172852.0481 | 430951.4046 | 2500 | 6 | 19949.0825 | 8229.2272 | 2011292.3417 | 1247160.9053 | 29 | 2526935.6251 | 596031.9083 | 211 | 959249.8308 | 188952.4113 | 10 | 28519.4793 | 13633.1967 | 5 | 90632.7783 | 3746.3103 | 76212.1213 | 915.8291 | 16891.4057 | 211.5098 | 282.194 | 0 | 27704.9719 | 237.2095 | 0 | 738879.1683 | 95.98% | 4.021% | 10425.6818 | 18803.8037 | 2541.0642 | 88.2608 | 2501.9642 | 1631.5365 | 4032.4301 | 1753.0886 | 38429.2953 | 143203.9783 | 436974.9586 | 618608.2322 | 7640388.2183 | 8265572.9826 | 11.82% | 9373939.395
DATA CENTERS #421 | TERTIARY | DATA CENTERS | 11340.0684 | 2013 | 198989.8231 | 349655.6731 | 2500 | 6 | 19080.834 | 8167.7234 | 1773433.6 | 1438050.1461 | 22 | 1868528.7881 | 620104.6247 | 143 | 771704.8084 | 147069.6835 | 12 | 28813.7898 | 12164.6057 | 6 | 132414.8665 | 4787.7372 | 83806.0194 | 1149.1307 | 12471.4427 | 225.1382 | 258.8871 | 0 | 25248.7661 | 243.1462 | 0 | 912990.7806 | 92.02% | 7.976% | 5910.3703 | 18223.3963 | 1417.7232 | 68.0517 | 2128.4612 | 2226.3333 | 3442.929 | 1681.1275 | 24559.2188 | 117733.407 | 271204.5106 | 413497.1365 | 6628520.5991 | 7046375.7894 | 8.293% | 7683558.983
DATA CENTERS #422 | TERTIARY | DATA CENTERS | 16008.3024 | 2021 | 239156.5696 | 593011.8405 | 2500 | 6 | 22348.0394 | 15637.3445 | 3197179.9125 | 1769840.7885 | 30 | 3796440.6168 | 1014279.3417 | 194 | 1451851.7845 | 264765.8704 | 17 | 41220.925 | 15059.6852 | 9 | 215598.537 | 5694.2703 | 163472.9077 | 1325.6238 | 24770.8133 | 261.2241 | 332.7991 | 0 | 52296.3461 | 254.7444 | 0 | 1536429.3291 | 90.51% | 9.493% | 12520.5692 | 26999.1586 | 2959.4513 | 145.7584 | 2716.5626 | 2336.0099 | 4889.9302 | 1603.6405 | 55291.7733 | 261959.669 | 517985.2859 | 835236.7281 | 12234564.0387 | 13077448.149 | 4.221% | 13653721.7262
DATA CENTERS #423 | TERTIARY | DATA CENTERS | 7837.4365 | 2024 | 127435.3944 | 266386.0054 | 1600 | 6 | 13588.8968 | 5091.3028 | 1251181.6421 | 1108220.5433 | 13 | 1583798.1421 | 600678.0587 | 144 | 737429.2307 | 126535.9106 | 8 | 24084.7863 | 12036.3088 | 5 | 103682.2068 | 2732.3173 | 67866.0557 | 537.1661 | 15485.5262 | 145.0231 | 192.7959 | 0 | 20124.7492 | 167.3296 | 0 | 751452.4018 | 92.19% | 7.815% | 4773.9055 | 13216.4737 | 943.1298 | 76.9161 | 1364.0838 | 1091.4845 | 2078.6066 | 1154.7194 | 28459.3692 | 149779.7889 | 276547.2338 | 454786.3919 | 5393256.5156 | 5852221.0827 | 2.657% | 6011930.0937
DATA CENTERS #424 | TERTIARY | DATA CENTERS | 3548.8451 | 2019 | 60329.4569 | 139287.5478 | 1000 | 6 | 9935.9854 | 2903.7168 | 536365.3097 | 446877.1451 | 8 | 843515.7927 | 191377.6153 | 46 | 227230.3549 | 80134.1979 | 3 | 6627.8874 | 4283.8759 | 2 | 34343.2768 | 1062.5051 | 31030.0585 | 297.3993 | 6973.9676 | 58.6906 | 58.8482 | 0 | 11954.6312 | 50.8732 | 0 | 349890.1258 | 91.24% | 8.76% | 2141.9582 | 5594.175 | 594.4463 | 33.7411 | 699.5067 | 463.8155 | 976.2039 | 503.1752 | 12274.4803 | 39800.5329 | 86008.3166 | 138083.3298 | 2419927.8912 | 2560177.3116 | 10.69% | 2866689.9834
DATA CENTERS #425 | TERTIARY | DATA CENTERS | 14834.6638 | 2018 | 227651.7356 | 462491.4666 | 2500 | 6 | 24458.3326 | 10977.0424 | 2494133.7402 | 2182708.1822 | 28 | 2897565.401 | 682383.2315 | 201 | 1031964.6036 | 208152.1527 | 13 | 30905.4189 | 13294.9105 | 6 | 176124.4488 | 6070.7807 | 130575.0764 | 1534.876 | 22077.3531 | 265.656 | 228.6783 | 0 | 36292.0829 | 244.4535 | 0 | 1330293.8849 | 90.67% | 9.331% | 11707.4138 | 19286.1463 | 2329.5606 | 101.4008 | 2891.7684 | 2236.3297 | 4622.5586 | 1502.2746 | 37600.9865 | 204588.0535 | 509980.9024 | 752169.9425 | 9558669.335 | 10321092.5879 | 17.8% | 12555411.5895
DATA CENTERS #426 | TERTIARY | DATA CENTERS | 13939.0587 | 2010 | 170904.806 | 374807.6101 | 2500 | 6 | 22308.4049 | 10336.5994 | 1812457.9495 | 1192824.0183 | 23 | 2297627.0854 | 758324.8016 | 242 | 719878.9839 | 265431.1013 | 16 | 29808.615 | 12833.9355 | 6 | 138689.1406 | 5042.215 | 85948.9346 | 1378.5476 | 14101.2494 | 190.2571 | 341.7944 | 0 | 24841.8723 | 244.1956 | 0 | 1061647.987 | 86.98% | 13.02% | 9680.2957 | 17253.3997 | 2381.3373 | 107.9814 | 3259.7213 | 2564.9909 | 4044.3956 | 1532.5438 | 29056.2568 | 150856.7693 | 526693.5867 | 706606.6127 | 7273466.0063 | 7986219.2418 | 10.99% | 8972407.8773
DATA CENTERS #427 | TERTIARY | DATA CENTERS | 6987.7282 | 2014 | 81143.5984 | 170186.0356 | 1600 | 6 | 12990.882 | 4790.0109 | 1212401.778 | 826622.416 | 12 | 1546109.1611 | 390922.0952 | 115 | 480426.2867 | 107532.3516 | 5 | 16015.2838 | 6668.8224 | 3 | 75405.1834 | 2069.0094 | 59433.5278 | 435.8167 | 10015.7247 | 137.0873 | 125.8052 | 0 | 19726.114 | 120.2306 | 0 | 423272.8038 | 90.46% | 9.538% | 5538.4701 | 11219.2367 | 1108.377 | 53.9286 | 1696.7033 | 1281.6875 | 1399.2316 | 973.2983 | 17266.598 | 94607.29 | 240935.9787 | 352809.8668 | 4424549.5447 | 4780416.7244 | 2.736% | 4914875.3847
DATA CENTERS #428 | TERTIARY | DATA CENTERS | 14534.6032 | 2016 | 190601.3209 | 439739.1382 | 2500 | 6 | 18254.6006 | 9506.9769 | 2752630.8646 | 1903178.1602 | 34 | 3161657.4787 | 871734.9559 | 215 | 1139567.4031 | 294154.1378 | 15 | 24848.5688 | 16582.006 | 8 | 174408.3998 | 4460.6548 | 84627.9868 | 1033.471 | 16611.5689 | 188.0137 | 260.9862 | 0 | 31774.776 | 296.5007 | 0 | 1329545.2667 | 91.51% | 8.491% | 11176.7638 | 16995.5599 | 2288.1099 | 144.6535 | 3069.6694 | 2012.8817 | 4082.0033 | 1607.5425 | 52313.1593 | 202990.1157 | 467585.2714 | 722888.5463 | 10100539.7604 | 10832166.9591 | 14.27% | 12634851.6497
DATA CENTERS #429 | TERTIARY | DATA CENTERS | 8631.097 | 2011 | 122695.4676 | 241955.7683 | 1600 | 6 | 13644.7992 | 4738.9626 | 1002515.0398 | 1019619.4786 | 19 | 1329730.6944 | 435125.6712 | 157 | 465569.8585 | 167266.0061 | 8 | 19020.5346 | 6556.5337 | 4 | 63329.7819 | 2859.3413 | 62395.3089 | 634.2223 | 13685.9249 | 169.9313 | 185.6128 | 0 | 18931.5415 | 174.2275 | 0 | 624848.3773 | 83.89% | 16.11% | 6869.7217 | 12111.4655 | 1045.1642 | 68.9145 | 2153.0844 | 1463.1646 | 2467.8325 | 822.14 | 28969.319 | 114213.1227 | 316202.1447 | 459384.5864 | 4322625.0852 | 4786195.7652 | 3.324% | 4950765.0905
DATA CENTERS #430 | TERTIARY | DATA CENTERS | 1709.2983 | 2020 | 33151.9666 | 47623.1371 | 800 | 4 | 6407.8463 | 1596.9292 | 279267.0136 | 257724.2701 | 3 | 296834.1864 | 117021.6978 | 24 | 159884.8627 | 26221.4663 | 2 | 3995.5839 | 2284.758 | 1 | 17247.8807 | 704.7718 | 13458.5919 | 120.4627 | 2623.4765 | 28.5547 | 38.0538 | 0 | 4883.5401 | 28.2643 | 0 | 163913.5021 | 89.2% | 10.8% | 1425.2969 | 2180.2917 | 270.5229 | 16.517 | 296.4265 | 294.6477 | 529.3919 | 254.3313 | 6745.6071 | 19305.9017 | 64506.3762 | 90557.885 | 1104258.787 | 1195959.5279 | 4.08% | 1246831.0557
DATA CENTERS #431 | TERTIARY | DATA CENTERS | 2227.7032 | 2012 | 29909.7122 | 68688.3065 | 800 | 4 | 6659.3151 | 1332.1184 | 270796.5102 | 273891.1952 | 5 | 295475.4894 | 96752.3738 | 28 | 163348.841 | 30897.474 | 3 | 4943.5176 | 2300.9194 | 1 | 24535.3501 | 678.8446 | 18793.1144 | 215.027 | 2858.6904 | 39.4781 | 35.5055 | 0 | 5762.8594 | 47.2941 | 0 | 171720.0755 | 94.32% | 5.679% | 1197.4432 | 2924.456 | 282.8293 | 20.4672 | 524.3464 | 333.1389 | 660.5686 | 305.5104 | 4621.7499 | 32397.5242 | 76509.594 | 113528.8681 | 1150847.3737 | 1265237.5005 | 9.321% | 1395298.7599
DATA CENTERS #432 | TERTIARY | DATA CENTERS | 6717.4171 | 2024 | 146390.3778 | 285397.2386 | 1600 | 6 | 15763.9617 | 5914.6219 | 1449700.0855 | 1148854.4121 | 15 | 1263070.9347 | 373117.3444 | 100 | 675724.6109 | 163182.4086 | 7 | 21003.6837 | 8834.3005 | 3 | 82528.8199 | 2179.7874 | 46987.2177 | 612.4573 | 11028.0961 | 131.8337 | 164.7051 | 0 | 23783.6608 | 141.8845 | 0 | 751902.5612 | 89.85% | 10.15% | 5306.7228 | 8865.6797 | 1287.5609 | 40.9465 | 1366.7601 | 1142.8452 | 2121.1151 | 686.5789 | 22700.0173 | 120643.803 | 265936.1117 | 409279.9321 | 5155686.137 | 5568367.6133 | 16.58% | 6674728.4304
DATA CENTERS #433 | TERTIARY | DATA CENTERS | 11921.3483 | 2011 | 139654.9133 | 382151.1271 | 2500 | 6 | 18756.0356 | 8325.5516 | 1979106.8447 | 1064893.6129 | 21 | 1666765.1607 | 581287.9647 | 196 | 866294.0591 | 176176.3194 | 14 | 18226.4603 | 9179.6146 | 5 | 115262.6849 | 3696.5818 | 66462.988 | 1151.8215 | 17954.8538 | 239.2291 | 238.0994 | 0 | 32051.9124 | 161.7943 | 0 | 679210.3107 | 87.15% | 12.85% | 8356.5291 | 22060.2088 | 2084.5715 | 113.9398 | 2977.346 | 2369.1108 | 2583.598 | 1348.3293 | 26622.918 | 152321.1361 | 455821.9338 | 634765.9879 | 6463839.2086 | 7104231.6174 | 13.44% | 8206842.1496
DATA CENTERS #434 | TERTIARY | DATA CENTERS | 14913.9995 | 2015 | 169059.6626 | 384276.2914 | 2500 | 6 | 18525.5496 | 12674.0594 | 2097265.9942 | 1455056.123 | 36 | 2622574.2917 | 966032.6441 | 221 | 882646.0517 | 321096.0447 | 14 | 32624.7121 | 13956.2763 | 9 | 136105.4668 | 5517.4162 | 94011.1492 | 1378.3879 | 21035.0048 | 270.3754 | 271.7974 | 0 | 29430.9963 | 283.7182 | 0 | 869923.949 | 86.75% | 13.25% | 11887.4785 | 20102.969 | 2625.9921 | 118.3524 | 3520.1178 | 1968.834 | 2885.1762 | 1559.055 | 37441.6005 | 198258.83 | 443567.8847 | 679268.3152 | 7975053.9957 | 8662283.771 | 4.604% | 9080322.1
DATA CENTERS #435 | TERTIARY | DATA CENTERS | 3131.5876 | 2021 | 47483.9621 | 93790.4995 | 1000 | 6 | 7707.7557 | 2219.5268 | 527202.4511 | 529971.4617 | 6 | 556842.3746 | 165449.3575 | 44 | 254682.935 | 49639.2933 | 3 | 8561.6277 | 3554.3856 | 2 | 42011.2437 | 1154.6428 | 23869.5291 | 242.6308 | 4102.9173 | 42.4818 | 79.1626 | 0 | 9132.8422 | 64.1685 | 0 | 229671.9418 | 87.29% | 12.71% | 2057.7162 | 5187.2968 | 583.4298 | 20.3142 | 577.323 | 389.6444 | 646.7196 | 397.9694 | 11595.9763 | 49184.4607 | 88483.4158 | 149263.8529 | 1955047.685 | 2105909.4262 | 8.676% | 2305964.3083
DATA CENTERS #436 | TERTIARY | DATA CENTERS | 6875.7635 | 2012 | 106993.4186 | 205268.4688 | 1600 | 6 | 14128.2027 | 3495.5331 | 1063655.2814 | 655020.3728 | 15 | 1249283.1178 | 425986.8833 | 117 | 402328.2385 | 120154.0519 | 7 | 12682.4989 | 6504.9088 | 3 | 59564.7625 | 2074.8283 | 47183.4785 | 457.9666 | 9283.6048 | 126.2247 | 107.7175 | 0 | 14825.6934 | 133.3342 | 0 | 403626.355 | 92.49% | 7.513% | 3710.0482 | 9884.3161 | 1139.5903 | 52.8938 | 1175.1351 | 921.8602 | 2127.7426 | 665.5912 | 21492.6634 | 79896.5384 | 186687.1715 | 288076.3733 | 3867227.5824 | 4158798.1906 | 17.42% | 5036082.7124
DATA CENTERS #437 | TERTIARY | DATA CENTERS | 6302.8193 | 2021 | 112780.2418 | 192135.9321 | 1600 | 6 | 11857.1811 | 3863.3999 | 1061287.3542 | 814121.6008 | 10 | 1332499.5685 | 465445.513 | 88 | 432254.5524 | 148044.9692 | 7 | 18330.5357 | 7087.3457 | 4 | 61222.4364 | 2602.2427 | 58130.8798 | 626.597 | 12916.2307 | 119.434 | 115.757 | 0 | 20406.5847 | 83.1479 | 0 | 595956.9549 | 95.45% | 4.553% | 3213.1842 | 11128.4396 | 1061.5684 | 57.5555 | 955.1048 | 783.7286 | 1575.7006 | 811.0553 | 15743.738 | 74093.1377 | 198740.7034 | 288577.5791 | 4195967.6728 | 4489083.3936 | 14.6% | 5256264.712
DATA CENTERS #438 | TERTIARY | DATA CENTERS | 13937.1863 | 2017 | 171184.3382 | 363065.2287 | 2500 | 6 | 20610.5442 | 7769.107 | 2114270.8479 | 1426429.9383 | 27 | 2223319.5845 | 921542.7605 | 247 | 1195881.8825 | 298179.851 | 16 | 37321.9926 | 12884.5736 | 6 | 136235.9904 | 4163.0363 | 104573.6015 | 1338.9535 | 21093.2663 | 227.5519 | 346.0118 | 0 | 46982.9267 | 249.3982 | 0 | 947191.8707 | 87.94% | 12.06% | 11654.4989 | 21770.5557 | 2766.9428 | 135.7891 | 2696.6661 | 2512.4761 | 4131.4879 | 1734.6762 | 50441.6873 | 170545.6847 | 440527.5083 | 661514.8803 | 7976928.795 | 8645640.7089 | 10.5% | 9659619.0667
DATA CENTERS #439 | TERTIARY | DATA CENTERS | 9428.9212 | 2020 | 129532.7762 | 327289.1149 | 1600 | 6 | 12975.0294 | 7529.1803 | 1893691.3072 | 966282.1645 | 21 | 2151873.841 | 676823.7171 | 116 | 664026.5974 | 162754.2109 | 9 | 18041.2451 | 9395.0371 | 4 | 111778.1213 | 3230.0175 | 86256.4412 | 937.6234 | 12970.7204 | 118.676 | 221.8398 | 0 | 24578.254 | 124.3772 | 0 | 762471.4164 | 90.83% | 9.165% | 7709.675 | 16828.415 | 1775.5107 | 57.4512 | 1778.2383 | 1348.556 | 2320.9227 | 938.945 | 35955.4337 | 145413.4824 | 340093.7631 | 521462.6792 | 6696224.0414 | 7223635.019 | 17.22% | 8725837.4321
DATA CENTERS #440 | TERTIARY | DATA CENTERS | 6904.4159 | 2009 | 104654.8157 | 197764.3972 | 1600 | 6 | 14355.9049 | 4300.284 | 798680.6999 | 764595.0792 | 16 | 1240871.5887 | 291423.6867 | 84 | 327067.1694 | 87263.1503 | 6 | 10718.2214 | 5753.6858 | 3 | 51560.8017 | 2882.7334 | 34527.4737 | 506.6786 | 9372.8554 | 120.6996 | 155.2146 | 0 | 16826.49 | 109.6818 | 0 | 525373.8974 | 84.84% | 15.16% | 4506.7381 | 10126.2673 | 929.6845 | 58.3209 | 1567.4993 | 1330.6756 | 2081.5496 | 1006.9126 | 20192.1631 | 61700.6033 | 215552.1432 | 297444.9096 | 3576773.6574 | 3877058.2084 | 1.456% | 3934360.5999
DATA CENTERS #441 | TERTIARY | DATA CENTERS | 9290.1744 | 2009 | 91681.9755 | 238864.7687 | 1600 | 6 | 13636.4482 | 5760.3543 | 959908.4732 | 1027769.806 | 21 | 1344146.2807 | 349547.3355 | 144 | 597251.812 | 145530.346 | 11 | 16438.4499 | 9844.9915 | 5 | 97269.5124 | 4198.6079 | 51501.9738 | 608.7017 | 14468.2769 | 144.6605 | 184.5906 | 0 | 19468.2644 | 122.9292 | 0 | 462104.7792 | 87.13% | 12.87% | 7696.0905 | 17165.4176 | 1184.0598 | 75.5594 | 2279.2865 | 1159.9211 | 1862.4827 | 1049.2502 | 21256.1665 | 96801.8515 | 334693.8864 | 452751.9044 | 4221736.7239 | 4678267.3312 | 9.622% | 5176321.9858
DATA CENTERS #442 | TERTIARY | DATA CENTERS | 15528.9647 | 2009 | 241400.4063 | 434106.0322 | 2500 | 6 | 22722.6417 | 11143.921 | 2152748.5373 | 1590087.6352 | 34 | 2229548.2717 | 798508.8399 | 191 | 782145.7073 | 238305.4401 | 18 | 25343.8774 | 15712.7953 | 9 | 144847.8816 | 5910.1883 | 103237.236 | 1083.8816 | 19333.2813 | 242.2228 | 294.8199 | 0 | 43307.2665 | 254.3417 | 0 | 942807.3471 | 86.43% | 13.57% | 9620.1838 | 19434.4308 | 3084.8048 | 105.0646 | 2901.7638 | 2748.7832 | 3235.4491 | 2035.2774 | 34711.5642 | 158344.7973 | 427709.7016 | 620766.0631 | 7696777.4161 | 8324781.5577 | 15.84% | 9891378.6769
DATA CENTERS #443 | TERTIARY | DATA CENTERS | 2994.5427 | 2013 | 37901.4859 | 101932.9946 | 800 | 6 | 7298.1074 | 1517.4935 | 363927.8046 | 337431.9288 | 6 | 650321.684 | 138384.9768 | 48 | 245554.6965 | 38956.0031 | 2 | 6446.3638 | 3319.0711 | 1 | 29750.2246 | 1116.2164 | 18904.1853 | 292.6066 | 4612.6195 | 52.7774 | 68.3918 | 0 | 8278.8258 | 41.2651 | 0 | 170892.9651 | 89.38% | 10.62% | 1666.0214 | 4527.3063 | 401.097 | 24.9887 | 689.9074 | 497.6685 | 615.5308 | 349.4603 | 7568.6865 | 40801.1802 | 95566.0682 | 143935.9349 | 1774042.181 | 1919130.8881 | 10.85% | 2152747.24
DATA CENTERS #444 | TERTIARY | DATA CENTERS | 2828.5056 | 2014 | 40057.6507 | 106874.8966 | 800 | 6 | 5888.1861 | 1515.5222 | 474236.9811 | 286206.8081 | 5 | 515878.1575 | 118862.6756 | 46 | 219611.4223 | 57178.9648 | 2 | 5116.9571 | 3703.9918 | 1 | 23063.5083 | 870.6932 | 24397.6362 | 233.056 | 3627.7018 | 35.2593 | 69.6383 | 0 | 6445.5243 | 53.9136 | 0 | 219512.1804 | 93.91% | 6.09% | 2011.3355 | 4177.8793 | 465.9152 | 20.8939 | 556.554 | 433.6022 | 589.3012 | 354.4769 | 7735.5239 | 39581.0545 | 102489.9594 | 149806.5378 | 1773928.8772 | 1925536.7716 | 7.638% | 2084762.2877
DATA CENTERS #445 | TERTIARY | DATA CENTERS | 5036.7131 | 2020 | 89587.1717 | 153356.4698 | 1600 | 6 | 12780.777 | 4688.9517 | 828055.0318 | 662005.5305 | 8 | 872306.67 | 349380.6145 | 91 | 372903.9598 | 94989.8266 | 6 | 12976.9155 | 7161.509 | 3 | 49234.2509 | 1462.4491 | 33624.0067 | 365.0708 | 7743.7612 | 72.8497 | 84.9005 | 0 | 11469.6572 | 100.4498 | 0 | 342087.3885 | 89.51% | 10.49% | 2572.9491 | 6061.9893 | 856.8567 | 33.2901 | 848.3917 | 1032.6384 | 1413.2714 | 686.1103 | 16034.5081 | 60101.7819 | 157676.5488 | 233812.8388 | 2999336.2528 | 3235489.2836 | 8.9% | 3551574.0156
DATA CENTERS #446 | TERTIARY | DATA CENTERS | 8826.5404 | 2015 | 120817.2555 | 211184.8616 | 1600 | 6 | 13543.4018 | 7380.004 | 1437808.9582 | 1238624.4483 | 18 | 1659829.0381 | 581486.7705 | 134 | 520419.4961 | 168874.942 | 10 | 20599.0005 | 9332.026 | 5 | 111152.3348 | 3067.3156 | 72418.7523 | 898.1514 | 12856.8853 | 139.0988 | 168.7427 | 0 | 23997.454 | 145.2167 | 0 | 695251.5207 | 88.15% | 11.85% | 5387.9716 | 13403.7506 | 1075.5793 | 60.035 | 1541.224 | 1707.7339 | 2752.7072 | 959.4554 | 25449.6107 | 140085.5642 | 338547.9485 | 504083.1234 | 5315887.088 | 5823469.083 | 4.203% | 6078986.5029
DATA CENTERS #447 | TERTIARY | DATA CENTERS | 5258.7717 | 2022 | 78483.0546 | 211005.2397 | 1600 | 6 | 12779.6229 | 4933.8997 | 756124.0336 | 616081.545 | 12 | 1331246.0445 | 394768.9839 | 93 | 379312.4529 | 90226.995 | 5 | 10257.8822 | 7798.2561 | 3 | 57217.8461 | 2208.1531 | 44912.8622 | 346.6863 | 8175.1845 | 73.6432 | 112.0369 | 0 | 12244.7273 | 107.7526 | 0 | 419249.0613 | 95.66% | 4.34% | 3809.6195 | 7621.2972 | 761.7678 | 38.0664 | 858.9105 | 1068.6913 | 1157.2981 | 595.0249 | 16985.8093 | 63507.638 | 156862.6624 | 237356.1098 | 3566174.8613 | 3806232.246 | 14.66% | 4460081.8348
DATA CENTERS #448 | TERTIARY | DATA CENTERS | 2044.9241 | 2023 | 30257.5464 | 87958.6172 | 800 | 6 | 7765.5663 | 1838.8455 | 306536.2474 | 266918.6557 | 4 | 360342.3958 | 151136.302 | 34 | 204409.248 | 51083.418 | 2 | 4292.3846 | 2401.8557 | 1 | 29649.2492 | 598.7503 | 14155.6801 | 192.0291 | 2979.9109 | 32.5103 | 35.9752 | 0 | 7676.7564 | 32.1531 | 0 | 208271.9199 | 94.31% | 5.69% | 1075.1585 | 2752.5524 | 314.452 | 17.6627 | 483.1328 | 260.4631 | 422.9245 | 243.4375 | 6396.3759 | 30463.4759 | 68859.4663 | 105719.3181 | 1361227.1646 | 1468124.653 | 9.337% | 1619313.7522
DATA CENTERS #449 | TERTIARY | DATA CENTERS | 15760.6928 | 2024 | 212173.888 | 728230.908 | 2500 | 6 | 19991.1792 | 14794.6091 | 2189658.5465 | 2826043.3382 | 30 | 2978229.2928 | 887050.3358 | 286 | 1668586.4614 | 343771.0961 | 14 | 48050.0751 | 20116.1265 | 8 | 187394.2433 | 4694.2588 | 146580.5392 | 1056.5616 | 32579.2351 | 220.9603 | 271.4313 | 0 | 47989.2957 | 303.4017 | 0 | 1552583.0216 | 89.92% | 10.08% | 12691.4985 | 26451.4719 | 2309.8253 | 121.8034 | 2929.8139 | 2676.8628 | 3149.813 | 2265.2346 | 60882.1917 | 233985.3817 | 501621.2473 | 796488.8206 | 10618239.7513 | 11425620.1699 | 8.149% | 12439258.0683
DATA CENTERS #450 | TERTIARY | DATA CENTERS | 14997.1375 | 2019 | 298986.9362 | 509279.0286 | 2500 | 6 | 18030.206 | 8673.726 | 2070021.4978 | 1745175.5994 | 32 | 2723847.474 | 1081714.8382 | 277 | 929723.1014 | 326711.3686 | 14 | 39014.8332 | 18939.1463 | 9 | 165466.6204 | 6345.1201 | 136463.3054 | 1417.7489 | 23153.2597 | 194.2986 | 303.4788 | 0 | 45048.3418 | 247.1969 | 0 | 1482280.2659 | 88.69% | 11.31% | 8388.3201 | 18091.3497 | 2770.3078 | 117.7957 | 2560.754 | 2297.7968 | 4134.5378 | 1899.4673 | 44406.3888 | 182712.3655 | 498805.9603 | 725924.7147 | 9103078.7698 | 9839525.1681 | 3.366% | 10182255.5097
DATA CENTERS #451 | TERTIARY | DATA CENTERS | 4869.5743 | 2016 | 83815.2171 | 194169.1561 | 1000 | 6 | 8416.2499 | 3827.6529 | 756656.4174 | 491933.6895 | 9 | 867250.5725 | 251515.116 | 89 | 396389.4002 | 94990.095 | 5 | 8707.0517 | 6313.9524 | 2 | 57721.7398 | 2084.6326 | 28094.9468 | 307.002 | 6611.9524 | 63.9686 | 98.5051 | 0 | 13851.4328 | 103.5326 | 0 | 292388.5248 | 89.13% | 10.87% | 3272.3494 | 7874.1444 | 886.4822 | 41.8602 | 974.8402 | 900.0476 | 1308.298 | 653.8332 | 12822.9275 | 64237.5502 | 185066.3547 | 262126.8325 | 2929250.8244 | 3194595.8047 | 13.73% | 3703014.6254
DATA CENTERS #452 | TERTIARY | DATA CENTERS | 3213.8154 | 2012 | 50222.9187 | 111281.1779 | 1000 | 6 | 9934.8912 | 1745.8466 | 563105.6224 | 412768.6309 | 6 | 416656.0298 | 178429.4017 | 56 | 177274.0198 | 46377.2567 | 4 | 5939.2302 | 3328.4527 | 2 | 25314.7343 | 1080.8763 | 20578.569 | 225.9439 | 4175.872 | 43.4543 | 73.3021 | 0 | 7048.2961 | 48.9676 | 0 | 240272.1635 | 87.78% | 12.22% | 2667.172 | 4507.0858 | 504.1604 | 27.5831 | 658.9289 | 580.1181 | 799.9475 | 399.4579 | 6832.3336 | 31296.7026 | 96576.367 | 134705.4033 | 1746112.2272 | 1882038.1398 | 7.213% | 2028349.0795
DATA CENTERS #453 | TERTIARY | DATA CENTERS | 8465.2594 | 2022 | 177680.9479 | 243750.8791 | 1600 | 6 | 13457.8459 | 6957.8625 | 1119451.2979 | 1253439.0998 | 16 | 1840802.4516 | 662651.6171 | 103 | 730044.0478 | 144311.2088 | 8 | 18765.5219 | 9012.9072 | 4 | 109191.3233 | 3711.1959 | 61016.5702 | 682.2243 | 16334.4452 | 142.5774 | 150.5036 | 0 | 22781.9468 | 180.0952 | 0 | 830982.2283 | 86.82% | 13.18% | 5431.8249 | 14923.9821 | 1324.1029 | 72.7111 | 1613.9561 | 1085.3044 | 1825.2316 | 1035.4652 | 25504.5579 | 143776.3451 | 254467.8926 | 423748.7957 | 5620437.581 | 6049943.6474 | 17.38% | 7322498.4625
DATA CENTERS #454 | TERTIARY | DATA CENTERS | 5363.2318 | 2020 | 75374.6772 | 155265.0833 | 1600 | 6 | 12684.8817 | 4152.2439 | 1124698.5828 | 748566.68 | 10 | 906443.5075 | 343266.2383 | 87 | 477818.1636 | 112763.7076 | 4 | 13385.77 | 5199.8924 | 2 | 61610.2087 | 1672.162 | 39012.4063 | 534.848 | 10285.454 | 92.0408 | 107.2124 | 0 | 14762.1806 | 72.0485 | 0 | 487690.7134 | 85.47% | 14.53% | 4056.0706 | 9776.9273 | 982.9568 | 43.9035 | 1121.6855 | 807.6018 | 1127.0999 | 674.4331 | 20015.4828 | 65036.9693 | 168768.4904 | 253820.9425 | 3631214.0784 | 3887782.6999 | 2.354% | 3981512.3935
DATA CENTERS #455 | TERTIARY | DATA CENTERS | 10865.4486 | 2013 | 121540.5109 | 285576.2289 | 2500 | 6 | 17842.2321 | 9028.6345 | 1439511.936 | 1190700.9924 | 24 | 1899566.8443 | 551400.4473 | 173 | 837694.8375 | 189978.5763 | 13 | 20859.5981 | 10463.2871 | 6 | 98668.5432 | 4354.7948 | 73340.9122 | 1091.0654 | 17663.5389 | 197.8502 | 241.1639 | 0 | 27832.9958 | 164.9275 | 0 | 607963.4849 | 87.99% | 12.01% | 7786.3447 | 16704.7841 | 2028.7116 | 100.0726 | 1889.2028 | 1723.0898 | 2162.6316 | 1413.0254 | 26291.3655 | 165870.7964 | 351475.8617 | 543638.0237 | 5918006.2082 | 6466430.3932 | 11.24% | 7285508.5277
DATA CENTERS #456 | TERTIARY | DATA CENTERS | 7194.98 | 2018 | 104097.26 | 239550.1576 | 1600 | 6 | 14272.1538 | 5768.3946 | 911614.1118 | 1003497.5546 | 12 | 1569608.8739 | 449157.108 | 114 | 588733.4815 | 159174.4539 | 6 | 20247.1623 | 10002.8901 | 3 | 81326.9708 | 3127.172 | 50217.0804 | 661.323 | 10962.7552 | 110.0228 | 111.8908 | 0 | 21889.0741 | 112.3623 | 0 | 669245.8144 | 88.52% | 11.48% | 3894.6671 | 11401.0378 | 1220.5147 | 58.5262 | 1317.4758 | 954.8499 | 1950.4012 | 677.0478 | 18509.2626 | 109379.9038 | 225296.7349 | 353185.9013 | 4625114.9103 | 4982021.8516 | 18.33% | 6099851.8681
DATA CENTERS #457 | TERTIARY | DATA CENTERS | 7478.9423 | 2008 | 100732.1954 | 208060.8737 | 1600 | 6 | 11897.8928 | 4830.1983 | 758862.6309 | 881406.0954 | 18 | 943866.5585 | 423658.9829 | 141 | 501841.302 | 84531.1743 | 9 | 14319.197 | 7216.4536 | 4 | 73329.0194 | 2565.8181 | 55517.4567 | 620.5674 | 9032.3924 | 115.1784 | 121.777 | 0 | 15219.2769 | 104.5467 | 0 | 531715.194 | 88.85% | 11.15% | 5102.3021 | 13074.3524 | 1099.158 | 47.3074 | 1149.4996 | 1509.4308 | 2193.9857 | 1095.6757 | 18358.8184 | 79799.1772 | 285420.5147 | 383578.5102 | 3484916.0014 | 3871977.8411 | 10.4% | 4321462.7185
DATA CENTERS #458 | TERTIARY | DATA CENTERS | 14989.6018 | 2019 | 239255.3273 | 593849.1373 | 2500 | 6 | 18981.1916 | 10153.9733 | 2713297.2713 | 2017262.3474 | 23 | 3541115.2548 | 998855.7482 | 193 | 1191787.5067 | 249993.1767 | 18 | 29435.6133 | 17638.3243 | 6 | 152421.6774 | 4642.7772 | 107183.8538 | 1414.9697 | 24444.4948 | 183.5636 | 264.15 | 0 | 39346.9183 | 222.7153 | 0 | 1397979.7371 | 95.33% | 4.67% | 8336.285 | 21772.4252 | 2549.5117 | 91.3599 | 3427.8498 | 2115.9247 | 3540.1361 | 1793.6479 | 59561.0877 | 207730.9876 | 486455.7405 | 753747.8158 | 10834078.7245 | 11598433.9134 | 3.474% | 12015802.951
DATA CENTERS #459 | TERTIARY | DATA CENTERS | 6720.0537 | 2010 | 91359.9109 | 160289.8135 | 1600 | 6 | 14320.9417 | 5026.6706 | 777819.1997 | 846161.0743 | 15 | 980344.2118 | 366298.3186 | 78 | 526599.3356 | 100340.2477 | 5 | 14225.5479 | 7758.6383 | 3 | 65584.6001 | 1920.4834 | 42347.3283 | 485.3617 | 7434.0924 | 126.5851 | 155.5887 | 0 | 18544.3743 | 143.2949 | 0 | 472042.6003 | 84.98% | 15.02% | 3629.429 | 8801.0664 | 871.5968 | 46.6473 | 1428.7427 | 1268.4738 | 2118.2999 | 608.7692 | 14459.0015 | 87496.3809 | 223205.7794 | 325161.1618 | 3429695.0147 | 3757659.3132 | 2.382% | 3849369.6946
DATA CENTERS #460 | TERTIARY | DATA CENTERS | 1702.666 | 2019 | 33788.3285 | 62162.1687 | 800 | 4 | 6448.9073 | 1016.4729 | 264893.0426 | 257083.344 | 4 | 379834.4261 | 92238.1973 | 32 | 152576.1232 | 33170.185 | 2 | 3592.9342 | 2089.0262 | 1 | 17488.3685 | 655.1119 | 10990.5859 | 168.4123 | 2716.808 | 33.6212 | 30.0014 | 0 | 4574.2553 | 29.5761 | 0 | 116185.942 | 85.75% | 14.25% | 1011.8152 | 3150.4523 | 262.0086 | 11.7336 | 358.1165 | 258.8414 | 334.4989 | 202.8225 | 4984.1635 | 25983.7895 | 62902.0532 | 93870.0062 | 1135933.9782 | 1230858.4596 | 11.34% | 1388319.1092
DATA CENTERS #461 | TERTIARY | DATA CENTERS | 5220.5156 | 2022 | 67599.532 | 161602.2215 | 1600 | 6 | 12680.6468 | 4733.593 | 931602.0082 | 761451.5173 | 9 | 822029.2777 | 386703.2257 | 92 | 395165.7573 | 100798.1109 | 4 | 10507.2607 | 5441.9808 | 3 | 73084.9621 | 1601.3681 | 42923.1854 | 500.8168 | 7003.7809 | 85.0805 | 108.4611 | 0 | 15066.2966 | 104.0486 | 0 | 532177.3316 | 96.23% | 3.766% | 3274.0461 | 8930.8602 | 983.1303 | 45.47 | 1241.58 | 876.2898 | 1488.326 | 775.9522 | 15660.3883 | 83467.8202 | 130296.3055 | 229424.514 | 3323642.7843 | 3555817.9633 | 11.19% | 4003688.1341
DATA CENTERS #462 | TERTIARY | DATA CENTERS | 5127.8712 | 2017 | 79432.4045 | 131368.1556 | 1600 | 4 | 12743.3496 | 3789.9325 | 796811.607 | 813267.4316 | 8 | 753094.7505 | 340544.5664 | 86 | 386706.7781 | 90259.644 | 6 | 11086.2282 | 5633.374 | 2 | 49312.1655 | 1658.0877 | 38867.2297 | 345.761 | 9094.2077 | 70.0684 | 121.888 | 0 | 17076.4894 | 101.4073 | 0 | 446760.1528 | 94.07% | 5.933% | 3067.0249 | 8704.0868 | 913.2586 | 40.1507 | 1078.8312 | 652.9165 | 1322.5348 | 619.0172 | 17178.9168 | 57771.7776 | 169673.8337 | 244624.5281 | 2940828.2751 | 3187890.8407 | 9.315% | 3515360.523
DATA CENTERS #463 | TERTIARY | DATA CENTERS | 10044.4649 | 2013 | 115213.7101 | 286423.1284 | 2500 | 6 | 24094.2554 | 6684.9458 | 1529341.1582 | 1204223.3972 | 24 | 2166274.4847 | 468977.9625 | 167 | 559111.5083 | 160984.9592 | 9 | 17824.4133 | 8535.2602 | 6 | 108210.8554 | 3708.8555 | 68760.2198 | 656.0045 | 17345.2403 | 183.0371 | 192.0526 | 0 | 22044.7334 | 180.728 | 0 | 843237.2417 | 85.34% | 14.66% | 7245.4688 | 17525.2895 | 1679.8195 | 78.8797 | 2403.6103 | 1675.6212 | 2568.4708 | 1123.0147 | 31709.9882 | 143948.6175 | 275572.7237 | 451231.3294 | 6216822.266 | 6672706.4607 | 11.59% | 7547729.4835
DATA CENTERS #464 | TERTIARY | DATA CENTERS | 1879.6566 | 2021 | 36696.6224 | 68561.1809 | 800 | 4 | 7042.5743 | 1536.6872 | 387352.4841 | 228355.3288 | 4 | 338565.8712 | 124998.0201 | 26 | 142015.6697 | 36634.0779 | 2 | 4105.3134 | 2443.1653 | 1 | 19373.4356 | 599.0852 | 17601.7875 | 121.666 | 2729.7791 | 27.4902 | 46.693 | 0 | 6477.1813 | 32.918 | 0 | 170952.3693 | 88.62% | 11.38% | 1097.5981 | 3091.5008 | 288.819 | 16.6105 | 399.0561 | 377.2955 | 588.7739 | 184.1622 | 7335.2205 | 28610.5659 | 48078.3012 | 84024.0876 | 1294607.0236 | 1379676.0131 | 11.63% | 1561207.5887
DATA CENTERS #465 | TERTIARY | DATA CENTERS | 17173.1263 | 2011 | 225602.4946 | 599283.8992 | 2500 | 6 | 23456.1439 | 9031.086 | 2948676.1925 | 1943891.2985 | 37 | 2751684.8809 | 781590.3667 | 231 | 1168092.8036 | 251975.1022 | 20 | 38892.0117 | 20827.1095 | 10 | 150044.4779 | 4828.1479 | 139926.7824 | 1358.9178 | 19314.6311 | 227.1314 | 403.7552 | 0 | 34385.5865 | 249.2907 | 0 | 1070739.9288 | 86.51% | 13.49% | 13828.0751 | 21697.1788 | 2342.7614 | 120.9439 | 3373.4754 | 3277.1772 | 4337.124 | 1702.4144 | 41307.0957 | 156131.2063 | 417645.6591 | 615083.961 | 9831374.3203 | 10456558.8428 | 1.854% | 10654129.85
DATA CENTERS #466 | TERTIARY | DATA CENTERS | 15914.7691 | 2023 | 240098.0044 | 628022.143 | 2500 | 6 | 23077.1778 | 11904.8667 | 2371985.1049 | 1730957.8595 | 37 | 3923417.6442 | 1033936.3235 | 191 | 1454185.7835 | 299622.801 | 13 | 32462.8902 | 16405.7522 | 7 | 142858.7394 | 7218.6623 | 105135.4271 | 1329.138 | 29105.8726 | 196.5497 | 382.7773 | 0 | 38503.5307 | 299.6467 | 0 | 1429589.2822 | 87.82% | 12.18% | 8683.343 | 28515.8963 | 2124.8926 | 147.939 | 2561.3821 | 2646.3863 | 4024.1239 | 1833.5668 | 49218.6677 | 197840.7642 | 550236.0707 | 797295.5026 | 11195976.5341 | 12001778.1103 | 9.057% | 13196965.3054
DATA CENTERS #467 | TERTIARY | DATA CENTERS | 11536.5796 | 2020 | 182842.0964 | 431261.4022 | 2500 | 6 | 18388.1009 | 10723.0999 | 2392198.1049 | 1759199.7111 | 21 | 2451697.3142 | 779389.53 | 155 | 694365.1731 | 266552.6618 | 12 | 22272.0339 | 16751.65 | 6 | 144194.3502 | 5287.5676 | 113347.3474 | 1109.2854 | 17433.3365 | 218.5232 | 231.4012 | 0 | 39240.2189 | 213.8751 | 0 | 915934.7906 | 88.32% | 11.68% | 7824.5464 | 18420.083 | 1998.4246 | 98.5157 | 2686.4956 | 1612.2543 | 2530.0093 | 1547.7241 | 30340.715 | 170932.2338 | 323801.0649 | 525074.0138 | 8005702.0007 | 8538471.8934 | 1.469% | 8665771.0021
DATA CENTERS #468 | TERTIARY | DATA CENTERS | 8784.3596 | 2021 | 116114.4223 | 368289.2811 | 1600 | 6 | 15109.2345 | 5821.4429 | 1657361.2827 | 988005.1094 | 21 | 1819819.436 | 605728.684 | 151 | 553874.4669 | 171104.7907 | 9 | 18003.4241 | 8656.0129 | 5 | 117047.1415 | 3758.4115 | 81761.1775 | 614.8392 | 14613.6849 | 145.2863 | 163.1804 | 0 | 29576.0967 | 115.0112 | 0 | 614006.8357 | 90.9% | 9.104% | 5248.8986 | 11891.8279 | 1563.0254 | 83.2901 | 1765.3196 | 1639.5454 | 2751.015 | 992.57 | 33208.8899 | 106739.9049 | 241846.8712 | 381795.666 | 5817315.4248 | 6203174.0083 | 6.605% | 6641887.7396
DATA CENTERS #469 | TERTIARY | DATA CENTERS | 8448.1929 | 2018 | 141668.0241 | 269595.8345 | 1600 | 6 | 13313.3038 | 5821.9428 | 1703005.2763 | 1027415.1044 | 18 | 1342614.662 | 481160.7164 | 123 | 797876.8057 | 166182.4987 | 8 | 18470.6644 | 10306.0582 | 4 | 93842.8926 | 2577.7182 | 56985.5298 | 685.7028 | 14836.0178 | 168.7354 | 138.5421 | 0 | 28108.3505 | 160.283 | 0 | 745386.1747 | 91.78% | 8.222% | 4985.6529 | 12928.6863 | 1617.663 | 58.6871 | 1519.1937 | 1091.841 | 1830.1515 | 887.5775 | 31409.6565 | 92668.9253 | 311150.9525 | 435229.5342 | 5614954.9467 | 6055469.8637 | 9.95% | 6724588.2925
DATA CENTERS #470 | TERTIARY | DATA CENTERS | 5471.5758 | 2008 | 77163.3828 | 140231.9692 | 1600 | 6 | 11787.2428 | 3757.7479 | 875572.759 | 700877.5993 | 10 | 779620.2143 | 273926.1433 | 97 | 346950.9158 | 99215.9601 | 6 | 8275.6265 | 4611.7174 | 2 | 51359.9101 | 1930.5127 | 39230.1967 | 536.3651 | 6183.8348 | 100.4797 | 132.8526 | 0 | 11486.7112 | 87.6548 | 0 | 275922.5811 | 89.94% | 10.06% | 4462.5232 | 8988.4258 | 804.4567 | 50.6681 | 896.2932 | 1091.9664 | 1472.8599 | 576.3178 | 12427.6249 | 54339.3814 | 192288.3249 | 259055.3312 | 2818963.9491 | 3080223.9953 | 10.39% | 3437520.7519
DATA CENTERS #471 | TERTIARY | DATA CENTERS | 3658.8527 | 2010 | 56927.6404 | 103240.9222 | 1000 | 6 | 7357.8009 | 2457.7992 | 477111.0344 | 452473.0024 | 7 | 461655.2426 | 182613.5359 | 52 | 260397.3215 | 51574.185 | 4 | 6046.6762 | 2907.3493 | 1 | 25384.5305 | 1636.1433 | 17951.0159 | 278.705 | 4970.6916 | 58.1377 | 58.735 | 0 | 7612.3325 | 73.029 | 0 | 275417.7717 | 95.81% | 4.189% | 2595.3406 | 4476.9159 | 504.4501 | 23.8825 | 850.0443 | 641.4512 | 818.0774 | 503.7955 | 7689.9945 | 32443.6808 | 88116.5539 | 128250.2293 | 1828383.8415 | 1958645.3611 | 2.698% | 2012955.1341
DATA CENTERS #472 | TERTIARY | DATA CENTERS | 15756.8407 | 2018 | 191018.5256 | 630473.0515 | 2500 | 6 | 19090.1805 | 11094.8126 | 2405006.588 | 2174111.1127 | 33 | 3193877.694 | 725716.0154 | 187 | 1379645.7439 | 301946.6959 | 18 | 40392.9479 | 16598.6935 | 10 | 191718.8048 | 5035.4506 | 138883.3463 | 1224.4573 | 21033.2564 | 257.954 | 385.4269 | 0 | 54491.7297 | 303.6887 | 0 | 1549139.4825 | 90% | 9.997% | 10945.5354 | 27169.2664 | 2796.3441 | 129.9185 | 2397.7108 | 2157.9645 | 3724.4891 | 1965.8608 | 60551.9151 | 199680.7614 | 496327.9527 | 756560.6292 | 10580686.6761 | 11347083.0991 | 8.737% | 12433342.8831
DATA CENTERS #473 | TERTIARY | DATA CENTERS | 4997.5108 | 2010 | 70093.7703 | 151437.4355 | 1000 | 6 | 9491.1279 | 3742.6653 | 652036.1086 | 517825.1154 | 10 | 619263.9799 | 281012.8796 | 82 | 248212.9196 | 64706.5741 | 4 | 9943.9569 | 5640.788 | 2 | 50634.1343 | 1438.4243 | 33198.3714 | 374.7578 | 5856.7201 | 65.4604 | 117.7177 | 0 | 14217.1245 | 71.3715 | 0 | 398748.9576 | 94.02% | 5.976% | 2997.3483 | 5856.0867 | 850.0569 | 45.0744 | 820.7131 | 867.8328 | 1234.5803 | 490.799 | 13468.6201 | 46551.0787 | 124680.9212 | 184700.6199 | 2435209.9348 | 2621752.2687 | 7.438% | 2832422.8223
DATA CENTERS #474 | TERTIARY | DATA CENTERS | 7272.8786 | 2010 | 99030.3056 | 249120.9215 | 1600 | 6 | 11950.7841 | 3499.7767 | 742842.5466 | 923967.6308 | 17 | 1376089.6121 | 348780.9442 | 118 | 558232.7819 | 123752.14 | 8 | 15797.5165 | 8404.4612 | 4 | 55090.87 | 2073.3184 | 36574.0078 | 729.2295 | 11363.9669 | 101.2424 | 133.2987 | 0 | 14948.5342 | 109.8388 | 0 | 607022.3934 | 90.38% | 9.624% | 3688.2738 | 9129.0217 | 1082.2868 | 48.4844 | 1373.2758 | 1145.0355 | 1450.0201 | 795.6809 | 17876.4437 | 71762.4308 | 230883.5383 | 320522.4127 | 4056310.7453 | 4380734.1411 | 12.4% | 5000965.578
DATA CENTERS #475 | TERTIARY | DATA CENTERS | 11802.828 | 2023 | 158965.7169 | 429419.3281 | 2500 | 6 | 19371.3854 | 9087.4279 | 2215307.5924 | 1931613.3056 | 23 | 2559963.9829 | 720925.3603 | 178 | 927287.8019 | 259438.7058 | 12 | 26955.7363 | 17176.0261 | 6 | 125515.9074 | 4426.8707 | 82782.5419 | 765.7083 | 18370.5708 | 173.4474 | 237.6142 | 0 | 31808.1014 | 193.7466 | 0 | 1215267.2033 | 90.54% | 9.459% | 6313.7215 | 14839.1269 | 2089.726 | 112.6574 | 2725.6762 | 2292.8799 | 2300.4005 | 1381.037 | 31215.9867 | 143283.4795 | 363597.6908 | 538097.157 | 8381074.2871 | 8925915.578 | 7.203% | 9618727.499
DATA CENTERS #476 | TERTIARY | DATA CENTERS | 13802.2937 | 2012 | 154516.2408 | 318011.9766 | 2500 | 6 | 22486.5138 | 8271.6025 | 1890268.0376 | 1493044.4907 | 24 | 1813306.3136 | 747606.015 | 182 | 723823.4373 | 276647.1509 | 14 | 21802.4296 | 12519.313 | 8 | 102641.9668 | 5849.749 | 82018.6438 | 932.5702 | 17646.2288 | 169.6718 | 295.4515 | 0 | 37332.62 | 254.1984 | 0 | 992513.94 | 83.12% | 16.88% | 11263.4848 | 22002.312 | 1995.6805 | 96.3814 | 3002.6436 | 2714.9632 | 2837.0599 | 1713.5153 | 30889.1425 | 145877.2618 | 356730.4082 | 533496.8125 | 6662096.1073 | 7201526.5137 | 14.38% | 8411191.0261
DATA CENTERS #477 | TERTIARY | DATA CENTERS | 17572.2265 | 2012 | 287800.2993 | 576833.8135 | 2500 | 6 | 22861.4206 | 12015.0081 | 2442486.6688 | 2204324.4775 | 30 | 2523789.8455 | 872678.8952 | 335 | 1390153.9721 | 237569.6983 | 16 | 35091.4991 | 20804.1197 | 8 | 177572.8017 | 5230.7149 | 117689.1294 | 1482.9472 | 21645.7623 | 226.0872 | 385.7107 | 0 | 47062.5579 | 245.8273 | 0 | 1478322.7849 | 95.17% | 4.833% | 12078.4121 | 23458.3366 | 2168.6911 | 120.5868 | 3770.6385 | 2858.2317 | 4065.6548 | 2510.2057 | 41749.1645 | 254362.1399 | 698160.1847 | 994271.4891 | 9887306.7598 | 10891485.4303 | 1.734% | 11083731.3599
DATA CENTERS #478 | TERTIARY | DATA CENTERS | 10093.814 | 2022 | 207632.996 | 311924.4546 | 2500 | 6 | 18525.388 | 6924.7663 | 2102689.688 | 1114964.7605 | 15 | 2520636.5465 | 682629.9645 | 189 | 848452.5467 | 236663.7307 | 11 | 27771.5618 | 15118.7191 | 4 | 139736.1172 | 4355.5264 | 102588.5117 | 1037.9237 | 15182.2744 | 190.8004 | 228.346 | 0 | 29824.5013 | 196.3992 | 0 | 700615.2079 | 92.45% | 7.551% | 5532.4614 | 14465.2008 | 1801.2746 | 63.3243 | 1789.2252 | 1850.1731 | 2592.1803 | 1324.1502 | 31609.664 | 118341.2535 | 367867.8556 | 517818.7731 | 7529394.218 | 8054134.5375 | 8.613% | 8813221.3804
DATA CENTERS #479 | TERTIARY | DATA CENTERS | 2629.3809 | 2024 | 52047.9833 | 97339.8764 | 800 | 6 | 6832.725 | 2286.955 | 553263.4586 | 428884.66 | 4 | 604356.0346 | 155975.8107 | 40 | 233132.7762 | 53306.1108 | 2 | 5863.8031 | 4133.5982 | 2 | 27761.5535 | 1078.9205 | 26182.5913 | 179.6629 | 4503.7345 | 49.5826 | 63.6513 | 0 | 6987.5894 | 34.7446 | 0 | 287938.963 | 92.42% | 7.579% | 1613.2556 | 3765.5729 | 330.3226 | 26.1811 | 615.8911 | 499.0177 | 595.9736 | 376.6062 | 9571.071 | 42609.4706 | 85098.4474 | 137278.9889 | 2053633.6771 | 2192908.403 | 12.06% | 2493528.4346
DATA CENTERS #480 | TERTIARY | DATA CENTERS | 17015.2564 | 2016 | 232043.0926 | 590170.9487 | 2500 | 6 | 19690.418 | 13419.4236 | 2489862.4551 | 2116427.849 | 33 | 2907680.2078 | 723166.0897 | 317 | 1171378.5044 | 301112.7113 | 21 | 39504.9228 | 15409.4014 | 9 | 190236.7137 | 6423.1101 | 126568.8595 | 1154.5749 | 19342.0115 | 278.4926 | 280.7276 | 0 | 49770.289 | 270.5189 | 0 | 1426429.8575 | 91.79% | 8.213% | 13723.6776 | 28835.7515 | 3204.7193 | 132.048 | 3779.8652 | 3303.4784 | 5261.8879 | 2360.5426 | 49123.1348 | 240689.5851 | 473437.1301 | 763249.85 | 10033734.2658 | 10806701.5057 | 13.01% | 12422541.213
DATA CENTERS #481 | TERTIARY | DATA CENTERS | 1740.9504 | 2023 | 24014.5618 | 56709.0629 | 800 | 4 | 6798.4887 | 1169.6949 | 336411.1313 | 211255.937 | 4 | 454774.5916 | 113853.3948 | 33 | 135301.5065 | 41175.0547 | 2 | 5219.2413 | 2299.4343 | 1 | 17935.9439 | 492.0253 | 14577.2028 | 137.0885 | 2909.1706 | 27.6858 | 36.6134 | 0 | 5938.8565 | 25.9771 | 0 | 145374.7238 | 92.63% | 7.368% | 1185.5957 | 2993.3898 | 340.0104 | 13.6329 | 284.927 | 300.7033 | 553.7815 | 162.0924 | 5394.2426 | 29107.2055 | 42805.5512 | 77306.9992 | 1297576.8602 | 1375834.2093 | 3.39% | 1424108.1512
DATA CENTERS #482 | TERTIARY | DATA CENTERS | 17289.6751 | 2017 | 271430.3738 | 548954.0543 | 2500 | 6 | 19769.6761 | 14969.23 | 2182988.5303 | 2373174.5169 | 35 | 3103358.5438 | 1150800.2337 | 247 | 1262307.2542 | 285638.1724 | 20 | 35319.4015 | 15990.0221 | 10 | 166334.644 | 5657.3527 | 117228.3644 | 1770.5579 | 20489.8208 | 267.0129 | 418.1808 | 0 | 44641.5068 | 363.242 | 0 | 1616822.3994 | 95.39% | 4.61% | 10933.3027 | 20377.9685 | 2130.4047 | 105.6266 | 3444.1454 | 3318.6251 | 4262.8162 | 1735.3821 | 42131.1092 | 198968.4893 | 679192.3634 | 920291.9619 | 10119183.7365 | 11050849.8211 | 10.6% | 12360458.1834
DATA CENTERS #483 | TERTIARY | DATA CENTERS | 6611.4963 | 2022 | 138627.0275 | 232710.9296 | 1600 | 6 | 13431.0511 | 5339.3657 | 1251630.2785 | 885312.1706 | 14 | 1190740.5986 | 395972.3999 | 124 | 496292.2056 | 138403.9051 | 7 | 13861.6282 | 7484.8089 | 3 | 79215.4251 | 2303.4994 | 53532.3471 | 449.5343 | 10175.8641 | 91.0639 | 137.7257 | 0 | 19202.5878 | 118.6871 | 0 | 554474.9352 | 91.24% | 8.763% | 4122.1703 | 9106.9618 | 885.847 | 53.5065 | 1325.9952 | 1157.1495 | 2092.3362 | 936.6539 | 19724.7296 | 87628.9458 | 159398.5852 | 266752.2606 | 4365802.1563 | 4637304.3641 | 14.59% | 5429309.6575
DATA CENTERS #484 | TERTIARY | DATA CENTERS | 2308.9454 | 2014 | 28101.2497 | 62362.286 | 800 | 4 | 6409.2066 | 1915.8128 | 412381.2366 | 319188.1981 | 6 | 318656.4367 | 107572.1646 | 40 | 128169.436 | 32428.4788 | 2 | 4574.8135 | 2813.9194 | 1 | 28260.1755 | 783.3811 | 13021.5772 | 178.9407 | 3057.4748 | 38.8416 | 40.4551 | 0 | 5306.8423 | 46.6298 | 0 | 208199.0131 | 94.93% | 5.069% | 1892.7266 | 3953.6828 | 405.9066 | 15.9913 | 356.7569 | 288.0107 | 452.9543 | 257.6341 | 6223.1547 | 31421.6059 | 86791.4033 | 124436.1639 | 1315625.5115 | 1441387.2383 | 4.445% | 1508434.8772
DATA CENTERS #485 | TERTIARY | DATA CENTERS | 4117.4142 | 2011 | 42813.2002 | 131862.3188 | 1000 | 6 | 8082.702 | 1974.2311 | 587414.7653 | 444811.8631 | 7 | 554219.1159 | 159010.3408 | 58 | 258621.8527 | 74372.2253 | 5 | 7069.9894 | 4781.3799 | 2 | 30446.3857 | 1878.4444 | 29572.5801 | 390.7766 | 4610.4097 | 57.2173 | 76.8975 | 0 | 7743.7314 | 86.245 | 0 | 246523.9919 | 91.99% | 8.009% | 3452.6614 | 5682.9595 | 713.221 | 39.0847 | 873.3753 | 543.1758 | 957.0013 | 452.5992 | 12536.1879 | 43941.8259 | 153957.6532 | 210435.667 | 2059257.3808 | 2271539.9672 | 3.753% | 2360122.4544
DATA CENTERS #486 | TERTIARY | DATA CENTERS | 16251.9175 | 2013 | 218473.8719 | 560333.5914 | 2500 | 6 | 21622.1035 | 9302.9921 | 2933654.6145 | 1708126.6502 | 29 | 2931712.446 | 821043.0196 | 263 | 1243965.5595 | 281541.0476 | 17 | 30809.6421 | 15136.4039 | 7 | 185961.3428 | 5212.2905 | 118553.4882 | 1413.2621 | 19827.2966 | 307.6282 | 395.0617 | 0 | 48991.8908 | 252.5712 | 0 | 1404794.4728 | 90.5% | 9.505% | 8294.8777 | 19157.8551 | 2573.6596 | 154.5969 | 3482.3801 | 2756.5178 | 5026.5556 | 2077.7392 | 34458.3813 | 159516.0694 | 422862.9675 | 616837.4182 | 10403137.0414 | 11027368.3633 | 12.84% | 12652427.7423
DATA CENTERS #487 | TERTIARY | DATA CENTERS | 4793.5653 | 2022 | 70129.684 | 145005.1847 | 1000 | 6 | 9183.7993 | 4221.0546 | 772174.7115 | 824337.5301 | 9 | 1076108.1697 | 225592.8399 | 81 | 440457.6959 | 117475.4497 | 6 | 14264.1574 | 6840.8402 | 3 | 65673.8393 | 1859.5207 | 35553.9812 | 337.2782 | 7361.4845 | 80.0736 | 116.1209 | 0 | 15606.449 | 78.7875 | 0 | 417017.4993 | 87.23% | 12.77% | 3693.301 | 8948.7561 | 788.7458 | 40.2116 | 1184.4083 | 669.0367 | 989.1458 | 453.5531 | 18226.9051 | 87659.2093 | 139083.4231 | 244969.5375 | 3331468.4948 | 3579805.1448 | 9.536% | 3957155.5316
DATA CENTERS #488 | TERTIARY | DATA CENTERS | 13437.8307 | 2010 | 139897.391 | 407238.2599 | 2500 | 6 | 18265.6904 | 6593.0562 | 1971294.7801 | 1298442.2304 | 25 | 2449897.9304 | 623735.4248 | 190 | 838076.4749 | 168804.2805 | 15 | 19173.5924 | 13506.6522 | 7 | 122047.825 | 3876.7039 | 79132.4014 | 1048.8557 | 13689.2586 | 168.6562 | 294.462 | 0 | 38269.345 | 229.2143 | 0 | 800765.313 | 86.23% | 13.77% | 9623.7159 | 19663.3075 | 1693.228 | 103.8693 | 3152.5628 | 2396.4086 | 4324.7104 | 2004.0295 | 32784.0043 | 163700.8506 | 405508.2558 | 601993.1106 | 7444130.363 | 8053210.9558 | 15.84% | 9569204.5227
DATA CENTERS #489 | TERTIARY | DATA CENTERS | 4359.0845 | 2021 | 82251.1661 | 132004.5337 | 1000 | 6 | 8998.2425 | 4066.9432 | 868273.9078 | 471846.7971 | 10 | 856916.3298 | 280489.5379 | 57 | 368165.5174 | 101339.9744 | 4 | 10715.5541 | 4992.6242 | 2 | 58820.2236 | 1944.7223 | 34056.3401 | 360.0098 | 8706.114 | 78.4825 | 103.3758 | 0 | 13474.1595 | 87.0835 | 0 | 293640.921 | 90.27% | 9.73% | 2587.7032 | 7900.9963 | 685.9917 | 41.9645 | 858.4623 | 727.3412 | 1229.5795 | 632.5366 | 16031.9752 | 59221.798 | 119024.8069 | 194278.58 | 2949902.0889 | 3147265.7465 | 17.42% | 3811212.4737
DATA CENTERS #490 | TERTIARY | DATA CENTERS | 10510.9245 | 2022 | 220527.7937 | 427733.877 | 2500 | 6 | 17629.6537 | 9783.7332 | 2068720.1634 | 1572916.5226 | 19 | 2673780.786 | 611666.0514 | 138 | 705744.4947 | 228128.1549 | 10 | 28296.2394 | 14424.9317 | 7 | 142140.2254 | 3723.6978 | 77643.0249 | 1019.3137 | 16562.2209 | 192.1563 | 231.6391 | 0 | 28493.5323 | 201.418 | 0 | 995203.108 | 92.66% | 7.338% | 5619.3796 | 17260.0602 | 1426.9526 | 102.3907 | 2503.3786 | 2089.2835 | 3272.1705 | 1498.3281 | 34817.472 | 194309.6738 | 303855.8436 | 532982.9893 | 8012463.0745 | 8552606.9329 | 14.95% | 10055925.0378
DATA CENTERS #491 | TERTIARY | DATA CENTERS | 5123.1832 | 2013 | 73192.0762 | 166865.9855 | 1600 | 6 | 14890.3773 | 3180.5019 | 691046.1256 | 522826.4997 | 12 | 1059226.1289 | 206778.5496 | 67 | 297940.6176 | 104604.6907 | 5 | 12789.8974 | 4437.6014 | 3 | 45792.4239 | 2000.7406 | 35702.3723 | 456.2126 | 6257.1687 | 82.5881 | 97.0997 | 0 | 13700.7155 | 87.7055 | 0 | 322940.0206 | 93.75% | 6.254% | 2908.7848 | 6802.578 | 665.0251 | 33.7862 | 1240.7994 | 702.851 | 1625.0176 | 556.6623 | 16641.6541 | 68391.4291 | 164491.5036 | 249524.5868 | 2957228.2769 | 3209493.6293 | 11.08% | 3609246.3396
DATA CENTERS #492 | TERTIARY | DATA CENTERS | 12380.53 | 2015 | 159726.6356 | 436551.0847 | 2500 | 6 | 24849.7058 | 6946.2824 | 1557486.2038 | 1394896.2938 | 26 | 2406839.2213 | 671756.9092 | 184 | 957330.5934 | 256351.7647 | 14 | 26753.6048 | 11909.9961 | 8 | 113889.9251 | 3670.8617 | 72538.9218 | 847.4286 | 19911.8063 | 231.6178 | 289.7373 | 0 | 37794.6539 | 170.3577 | 0 | 1070640.3856 | 89.22% | 10.78% | 9994.8105 | 18899.3727 | 2308.0545 | 95.8616 | 2092.1453 | 2455.4728 | 3242.0184 | 1583.1384 | 41951.0408 | 183868.653 | 349859.9506 | 575679.6443 | 7453508.0587 | 8035537.7941 | 2.341% | 8228164.873
DATA CENTERS #493 | TERTIARY | DATA CENTERS | 12956.2702 | 2017 | 212919.2992 | 456361.5307 | 2500 | 6 | 23245.4685 | 7499.4636 | 2213954.5018 | 1886384.2616 | 28 | 2646621.7633 | 712451.9218 | 194 | 1126710.6194 | 239883.1531 | 14 | 28209.8089 | 13575.3685 | 7 | 115823.5667 | 5174.6353 | 102262.1819 | 1270.5261 | 23353.8001 | 182.9668 | 299.001 | 0 | 43770.0387 | 239.5099 | 0 | 923525.9359 | 93.36% | 6.645% | 6761.0327 | 21109.0196 | 2220.7407 | 80.0759 | 2436.6454 | 2021.3971 | 4083.8596 | 1363.3777 | 30603.7923 | 164970.7992 | 500478.3386 | 696052.9301 | 8506989.5816 | 9208350.2497 | 18.84% | 11345720.8059
DATA CENTERS #494 | TERTIARY | DATA CENTERS | 15545.9403 | 2013 | 187857.9278 | 464326.9625 | 2500 | 6 | 23673.0348 | 9871.26 | 2469177.5025 | 2217199.1129 | 38 | 2694487.044 | 809863.3321 | 282 | 1012723.6612 | 294747.0707 | 17 | 29335.2083 | 14770.3481 | 7 | 155357.3501 | 5391.4771 | 104319.1327 | 1340.8359 | 19050.7788 | 271.2189 | 242.2432 | 0 | 42691.5051 | 257.9303 | 0 | 1362309.1681 | 88.25% | 11.75% | 11811.2064 | 22073.081 | 2516.4742 | 149.6399 | 3223.2701 | 2237.0019 | 4101.305 | 2165.7439 | 43462.7829 | 146022.6472 | 380736.1153 | 570221.5453 | 9184249.0062 | 9760381.4358 | 14.4% | 11402380.8977
DATA CENTERS #495 | TERTIARY | DATA CENTERS | 7725.1471 | 2023 | 142757.2953 | 295081.5508 | 1600 | 6 | 12465.4952 | 6193.8972 | 1277409.8794 | 920522.8332 | 15 | 1564003.3398 | 609716.8428 | 115 | 578797.3082 | 124443.5156 | 7 | 15249.6636 | 8853.4514 | 4 | 102770.3377 | 3346.711 | 79478.9854 | 781.9798 | 11022.0148 | 119.1108 | 160.2938 | 0 | 17985.5103 | 161.474 | 0 | 642281.5651 | 94.47% | 5.533% | 4285.376 | 12351.3399 | 1254.9815 | 59.783 | 1609.0711 | 1228.5404 | 2327.4682 | 1086.1295 | 25520.8956 | 110765.1372 | 253708.2981 | 389994.3308 | 5117897.3172 | 5512762.1888 | 9.417% | 6085842.7318
DATA CENTERS #496 | TERTIARY | DATA CENTERS | 9908.7922 | 2015 | 183857.4403 | 270927.7119 | 1600 | 6 | 14602.7036 | 8212.0464 | 1775972.5981 | 1208002.2645 | 24 | 2116495.3123 | 668639.1821 | 173 | 860671.507 | 138599.1746 | 9 | 21775.4728 | 12383.1379 | 6 | 81879.6053 | 4180.0948 | 89715.3229 | 844.4329 | 11950.018 | 199.3549 | 172.6132 | 0 | 20664.4108 | 172.7857 | 0 | 652157.1952 | 94.91% | 5.09% | 8057.4385 | 12848.8259 | 1955.9736 | 73.1825 | 1857.25 | 1310.5581 | 2371.0364 | 1177.1005 | 29954.4836 | 118305.5898 | 243001.8852 | 391261.9587 | 6560901.1416 | 6958101.6637 | 15.05% | 8190449.3129
DATA CENTERS #497 | TERTIARY | DATA CENTERS | 11077.5173 | 2016 | 127484.6292 | 406364.3485 | 2500 | 6 | 20572.377 | 8137.7438 | 1443447.0174 | 1419373.2598 | 22 | 1956862.5411 | 544320.6655 | 179 | 663837.0371 | 183955.3956 | 11 | 18237.542 | 12751.8071 | 6 | 104284.7078 | 4100.4897 | 76548.7548 | 1011.8917 | 13952.2215 | 224.8785 | 191.1353 | 0 | 26033.2048 | 158.8033 | 0 | 650310.7784 | 92.94% | 7.063% | 6065.6932 | 18489.2229 | 1936.467 | 76.8551 | 2299.2979 | 1515.0086 | 2509.3121 | 1496.3162 | 32102.2623 | 179784.003 | 329701.4208 | 541587.6861 | 5997416.7184 | 6543443.059 | 13.44% | 7559100.4095
DATA CENTERS #498 | TERTIARY | DATA CENTERS | 4554.6859 | 2012 | 50700.4891 | 150958.6733 | 1000 | 6 | 9777.6867 | 3608.7321 | 591183.5167 | 449687.9012 | 11 | 902691.2438 | 230955.7233 | 54 | 368939.8483 | 91048.1608 | 4 | 8313.4287 | 5575.9456 | 2 | 35798.9953 | 1527.1523 | 38492.4099 | 339.5649 | 7151.2496 | 58.8203 | 73.3266 | 0 | 8543.7236 | 68.4473 | 0 | 365092.992 | 88.63% | 11.37% | 3334.655 | 5249.0246 | 566.1091 | 39.7705 | 814.3628 | 757.3255 | 892.4825 | 510.9707 | 10486.4994 | 54187.6659 | 142553.9739 | 207228.1393 | 2728123.0866 | 2937414.2216 | 12% | 3338089.5246
DATA CENTERS #499 | TERTIARY | DATA CENTERS | 9990.9396 | 2012 | 168417.0317 | 293253.9708 | 1600 | 6 | 14991.1543 | 5872.768 | 1571460.5144 | 1268487.7654 | 17 | 1415561.7016 | 498810.6274 | 136 | 676530.8504 | 167720.229 | 11 | 18241.4897 | 10760.968 | 6 | 109231.0359 | 4526.8005 | 70985.987 | 851.7033 | 12326.3971 | 200.7297 | 250.2843 | 0 | 24352.4326 | 134.5553 | 0 | 643532.2771 | 87.14% | 12.86% | 8144.7749 | 13722.0915 | 1408.0243 | 62.9157 | 2419.4108 | 1895.851 | 1980.7153 | 1394.8003 | 21393.8441 | 131552.3836 | 333766.8133 | 486713.041 | 5426188.2408 | 5917986.9222 | 1.739% | 6022718.7815
DATA CENTERS #500 | TERTIARY | DATA CENTERS | 4868.7752 | 2010 | 80466.3616 | 107153.1819 | 1000 | 6 | 9953.5476 | 3295.9562 | 590580.2024 | 417284.0604 | 9 | 927013.7538 | 203846.1351 | 63 | 388401.6434 | 58044.2083 | 5 | 10282.8055 | 4529.3257 | 3 | 45427.363 | 1506.0636 | 36129.8208 | 419.4398 | 6145.727 | 79.6859 | 110.7079 | 0 | 13912.7309 | 85.0765 | 0 | 309344.1528 | 87.22% | 12.78% | 3538.5098 | 6683.5763 | 779.7324 | 32.3974 | 1026.6694 | 706.0612 | 1461.5033 | 620.9924 | 10549.6168 | 63853.3445 | 163553.8182 | 237956.7794 | 2724404.393 | 2964475.3624 | 18.28% | 3627730.0824
LOGISTICS PLATFORM #1 | INDUSTRIAL | LOGISTICS PLATFORM | 30000 | 2008 | 32300 | 47774 | 1000 | 4 | 11920 | 3354 | 31895 | 22334 | 1 | 59778 | 69108 | 8 | 0 | 0 | 0 | 5050 | 2661 | 1 | 155431 | 1070 | 121751 | 1223 | 27212 | 77 | 121 | 29 | 83388 | 440 | 15442 | 142498 | 99% | 1% | 384 | 0 | 200 | 16 | 850 | 560 | 850 | 37 | 520 | 28416 | 203119 | 232055 | 708900 | 940955 | 10.56% | 1052000
LOGISTICS PLATFORM #2 | INDUSTRIAL | LOGISTICS PLATFORM | 24671.0917 | 2014 | 27655.9407 | 36855.7343 | 2500 | 2 | 20940.2469 | 1932.9275 | 20322.6829 | 16005.6553 | 1 | 43064.5905 | 47046.439 | 7 | 0 | 0 | 0 | 4723.4765 | 2135.6503 | 1 | 143418.116 | 864.7731 | 102404.9081 | 698.2671 | 17390.6394 | 58.2825 | 62.6059 | 17.0806 | 77702.2235 | 252.8532 | 0 | 116164.4449 | 98.34% | 1.665% | 235.2185 | 0 | 126.6854 | 11.7335 | 651.217 | 409.9054 | 660.7134 | 30.2699 | 343.0164 | 16196.9968 | 147853.5158 | 164393.5291 | 675921.1762 | 875873.4611 | 2.99% | 902873.4905
LOGISTICS PLATFORM #3 | INDUSTRIAL | LOGISTICS PLATFORM | 29835.1552 | 2012 | 31327.8971 | 44856.8754 | 2500 | 2 | 22835.3107 | 3560.9701 | 26783.0995 | 20527.0423 | 1 | 57020.625 | 57973.5195 | 5 | 0 | 0 | 0 | 4713.9932 | 2491.3893 | 1 | 102954.2456 | 788.5386 | 86986.1724 | 991.9538 | 28996.3848 | 51.8062 | 113.8974 | 19.6441 | 88161.5464 | 285.0518 | 0 | 96678.3582 | 98.02% | 1.979% | 293.4996 | 0 | 136.4978 | 14.084 | 734.2124 | 516.2944 | 540.0914 | 34.1654 | 470.8021 | 22129.7058 | 159904.3993 | 182504.9073 | 666328.7705 | 888791.8311 | 11.98% | 1009747.7464
LOGISTICS PLATFORM #4 | INDUSTRIAL | LOGISTICS PLATFORM | 33954.3065 | 2011 | 24317.6691 | 35581.6119 | 2500 | 2 | 24942.481 | 2508.8941 | 36636.6222 | 20399.6177 | 1 | 45983.9096 | 57501.6751 | 6 | 0 | 0 | 0 | 4771.3029 | 3116.5687 | 1 | 161212.6054 | 740.712 | 139952.3212 | 1178.4215 | 21878.0554 | 62.0526 | 103.0411 | 32.0619 | 90325.8653 | 363.3114 | 0 | 126258.3285 | 94.02% | 5.978% | 303.752 | 0 | 212.1096 | 15.95 | 877.5238 | 383.2659 | 813.4749 | 38.0658 | 455.8292 | 26921.1457 | 226724.5997 | 254101.5747 | 797988.4961 | 1095274.9542 | 7.748% | 1187262.7805
LOGISTICS PLATFORM #5 | INDUSTRIAL | LOGISTICS PLATFORM | 17454.6513 | 2017 | 15845.8837 | 21648.4137 | 2500 | 2 | 21417.0148 | 1446.1529 | 20957.9049 | 10419.7956 | 0 | 30608.679 | 46223.7287 | 4 | 0 | 0 | 0 | 2852.0183 | 1326.2193 | 0 | 73172.3372 | 515.5831 | 63561.4529 | 663.2129 | 17166.7479 | 35.7831 | 49.8278 | 13.3637 | 52185.7921 | 235.2825 | 0 | 83372.982 | 98.35% | 1.647% | 204.8442 | 0 | 73.7837 | 7.3846 | 330.62 | 305.5853 | 313.3521 | 14.7369 | 287.9905 | 16787.2184 | 114812.9771 | 131888.186 | 449284.2807 | 609168.6845 | 3.197% | 629288.9643
LOGISTICS PLATFORM #6 | INDUSTRIAL | LOGISTICS PLATFORM | 58835.628 | 2021 | 71688.8969 | 117022.6942 | 2500 | 4 | 21781.5377 | 6293.5366 | 55319.0242 | 57656.1076 | 2 | 145556.7976 | 139759.7514 | 9 | 0 | 0 | 0 | 9875.885 | 5381.809 | 2 | 299186.7355 | 1852.5368 | 264031.6696 | 1684.3859 | 64617.9233 | 128.0286 | 171.8011 | 56.537 | 192561.282 | 520.1288 | 0 | 361225.1789 | 96.45% | 3.554% | 511.2791 | 0 | 305.3575 | 29.1467 | 1508.0637 | 847.5362 | 1373.412 | 65.8318 | 1096.3067 | 54264.2503 | 276621.0454 | 331981.6024 | 1817502.0822 | 2237697.8677 | 3.075% | 2308682.9693
LOGISTICS PLATFORM #7 | INDUSTRIAL | LOGISTICS PLATFORM | 49605.2664 | 2019 | 49921.3762 | 77140.0958 | 2500 | 2 | 24093.8726 | 4583.2805 | 47011.4901 | 34727.5875 | 1 | 110168.6013 | 143647.9265 | 12 | 0 | 0 | 0 | 9804.9539 | 4730.6843 | 1 | 302462.8595 | 1593.7217 | 227296.0926 | 1689.1241 | 46826.4901 | 88.0695 | 163.5176 | 40.9923 | 138250.7767 | 515.1994 | 0 | 271232.1661 | 94.7% | 5.303% | 609.3556 | 0 | 243.0599 | 21.6044 | 1119.2029 | 729.7274 | 1119.829 | 54.206 | 765.5958 | 46389.5519 | 325293.8743 | 372449.022 | 1479439.614 | 1929025.4142 | 13.13% | 2220567.8422
LOGISTICS PLATFORM #8 | INDUSTRIAL | LOGISTICS PLATFORM | 67702.5876 | 2021 | 87327.0501 | 91787.9501 | 2500 | 2 | 21640.3765 | 10028.491 | 61186.3519 | 66700.6109 | 2 | 113487.4051 | 156463.2849 | 17 | 0 | 0 | 0 | 13827.8005 | 6289.2579 | 2 | 302263.3587 | 1566.9491 | 331904.3103 | 2062.339 | 50606.4864 | 172.0129 | 208.6332 | 58.3981 | 151371.9823 | 894.1156 | 0 | 357568.1877 | 97.89% | 2.108% | 525.8727 | 0 | 277.4968 | 22.2619 | 1252.1363 | 1060.3026 | 1351.9064 | 78.8606 | 1086.2624 | 55486.8927 | 452494.6817 | 509067.8367 | 1821297.2265 | 2437001.3213 | 12.06% | 2771119.0566
LOGISTICS PLATFORM #9 | INDUSTRIAL | LOGISTICS PLATFORM | 32127.3061 | 2021 | 33197.1743 | 45710.8883 | 2500 | 2 | 18555.0094 | 4078.5719 | 30279.7472 | 25234.2989 | 1 | 68767.7732 | 77999.8952 | 6 | 0 | 0 | 0 | 4407.6023 | 3099.4147 | 1 | 132874.7431 | 786.6077 | 141874.7353 | 884.4625 | 28487.7953 | 81.6909 | 81.2458 | 26.1563 | 78500.4702 | 433.7115 | 0 | 175957.0761 | 95.73% | 4.266% | 318.3659 | 0 | 166.8848 | 10.5146 | 714.8474 | 536.208 | 736.9106 | 36.6947 | 717.639 | 24877.4781 | 192193.256 | 217788.3731 | 852198.0038 | 1111871.8291 | 14.02% | 1293108.2545
LOGISTICS PLATFORM #10 | INDUSTRIAL | LOGISTICS PLATFORM | 50311.3181 | 2022 | 45145.5333 | 94850.1153 | 2500 | 2 | 24979.6812 | 7318.0265 | 48650.0484 | 45966.1653 | 1 | 126322.5477 | 100126.0244 | 12 | 0 | 0 | 0 | 10082.318 | 5501.4029 | 1 | 238610.1544 | 1376.9083 | 174819.6364 | 1632.132 | 39196.1153 | 84.34 | 186.0337 | 44.8646 | 148413.8442 | 600.3522 | 0 | 230274.1546 | 94.55% | 5.452% | 469.8034 | 0 | 315.8679 | 22.3655 | 1113.3666 | 756.395 | 1303.8392 | 49.8226 | 1074.5413 | 42451.1352 | 307919.5725 | 351445.249 | 1328802.8548 | 1738566.4615 | 6.529% | 1860002.3653
LOGISTICS PLATFORM #11 | INDUSTRIAL | LOGISTICS PLATFORM | 54222.6045 | 2008 | 46432.82 | 51826.6987 | 2500 | 2 | 23375.3204 | 5969.6261 | 48608.9304 | 31460.1279 | 1 | 83787.483 | 118153.88 | 12 | 0 | 0 | 0 | 6523.5363 | 3816.1927 | 1 | 231260.3937 | 1620.1288 | 150135.8293 | 1752.3852 | 34027.0442 | 132.3589 | 155.844 | 50.3159 | 107848.2055 | 524.6434 | 0 | 177790.5054 | 95.06% | 4.938% | 516.1532 | 0 | 300.1252 | 25.9555 | 927.978 | 753.0374 | 1332.3884 | 58.87 | 595.9544 | 40129.3037 | 260603.1626 | 301328.4207 | 1107135.3832 | 1477942.1239 | 6.436% | 1579600.0957
LOGISTICS PLATFORM #12 | INDUSTRIAL | LOGISTICS PLATFORM | 54586.1488 | 2022 | 47761.2357 | 113515.4488 | 2500 | 4 | 19939.3297 | 5200.0026 | 47995.0718 | 52383.4127 | 2 | 102565.0913 | 114701.0044 | 14 | 0 | 0 | 0 | 11007.8983 | 5010.2434 | 2 | 323687.7416 | 1690.4903 | 216718.5876 | 1575.2209 | 54757.9608 | 138.7006 | 197.1789 | 35.0288 | 129159.6631 | 524.0335 | 0 | 344088.1693 | 97.31% | 2.694% | 443.7152 | 0 | 226.5069 | 23.8608 | 1355.1727 | 1000.1897 | 1451.8269 | 65.6885 | 960.9627 | 69178.894 | 348189.8284 | 418329.6851 | 1607409.3229 | 2090008.3022 | 15.7% | 2479151.2241
LOGISTICS PLATFORM #13 | INDUSTRIAL | LOGISTICS PLATFORM | 63239.673 | 2009 | 52729.5385 | 75973.9395 | 2500 | 2 | 17615.8013 | 7024.2993 | 48047.2263 | 45663.2982 | 1 | 100582.8585 | 112849.6228 | 17 | 0 | 0 | 0 | 8569.1189 | 5120.6574 | 2 | 249928.487 | 1723.5583 | 165039.6428 | 1843.2371 | 54099.0748 | 114.5716 | 202.0516 | 55.1521 | 176748.8142 | 671.8131 | 0 | 207965.4558 | 95.22% | 4.782% | 647.6724 | 0 | 366.5565 | 21.7872 | 1166.3755 | 956.3537 | 1128.565 | 62.3019 | 857.8348 | 38333.9549 | 286500.4186 | 325692.2083 | 1308766.0278 | 1695001.8268 | 12.82% | 1944291.7089
LOGISTICS PLATFORM #14 | INDUSTRIAL | LOGISTICS PLATFORM | 39423.6255 | 2023 | 45789.4993 | 52679.5778 | 2500 | 2 | 20300.5999 | 3779.3411 | 36171.5834 | 29417.604 | 1 | 101080.4557 | 98062.8638 | 7 | 0 | 0 | 0 | 8998.4676 | 2930.6913 | 1 | 198305.7946 | 1368.0929 | 203960.7211 | 1199.6451 | 49161.8582 | 69.4067 | 131.1712 | 37.1112 | 149329.0001 | 406.0692 | 0 | 186966.7841 | 96.76% | 3.238% | 482.6262 | 0 | 238.621 | 15.4241 | 949.6911 | 482.396 | 1051.9161 | 36.8374 | 596.2047 | 45096.0574 | 260941.1518 | 306633.4139 | 1189473.5613 | 1547023.5934 | 15.37% | 1828088.8383
LOGISTICS PLATFORM #15 | INDUSTRIAL | LOGISTICS PLATFORM | 25127.9217 | 2010 | 17226.1526 | 40282.6611 | 2500 | 2 | 22257.6849 | 2430.3421 | 21102.1913 | 13807.7863 | 1 | 35892.9253 | 59517.4321 | 7 | 0 | 0 | 0 | 3981.1256 | 1965.1153 | 1 | 122485.729 | 685.729 | 71761.4937 | 990.5554 | 22231.6266 | 39.1054 | 88.4298 | 14.7157 | 68928.6702 | 258.8448 | 0 | 79869.4366 | 95.46% | 4.54% | 232.5346 | 0 | 129.8083 | 11.3506 | 464.5993 | 329.2493 | 517.1044 | 19.6691 | 306.4956 | 16823.9771 | 141430.5825 | 158561.0552 | 551712.1279 | 732390.4781 | 4.96% | 770615.1627
LOGISTICS PLATFORM #16 | INDUSTRIAL | LOGISTICS PLATFORM | 67263.0583 | 2016 | 85654.679 | 82094.1118 | 2500 | 2 | 23639.9786 | 6211.601 | 56127.232 | 52646.4105 | 2 | 132569.8124 | 140230.0203 | 13 | 0 | 0 | 0 | 8298.1017 | 6037.7667 | 2 | 309179.7759 | 1933.846 | 316578.325 | 2305.0118 | 70342.1793 | 112.6648 | 226.7341 | 48.4877 | 173355.7369 | 964.7398 | 0 | 373842.2608 | 98.44% | 1.558% | 771.3475 | 0 | 295.3078 | 26.7833 | 1229.7663 | 866.4538 | 1151.0259 | 70.8106 | 946.4146 | 57129.7505 | 395082.141 | 453158.3061 | 1828343.0432 | 2350450.4573 | 1.831% | 2394277.8162
LOGISTICS PLATFORM #17 | INDUSTRIAL | LOGISTICS PLATFORM | 60510.603 | 2010 | 57424.3388 | 61882.9713 | 2500 | 2 | 18268.1427 | 4920.1517 | 49442.8722 | 29318.5005 | 1 | 103732.758 | 132209.6962 | 11 | 0 | 0 | 0 | 9314.1047 | 4189.7711 | 2 | 267389.0704 | 1533.8522 | 173422.5807 | 1581.5851 | 43679.0389 | 137.8913 | 163.5545 | 50.8965 | 113538.8294 | 557.9966 | 0 | 228618.8502 | 94.41% | 5.591% | 718.5245 | 0 | 245.7845 | 29.1551 | 1228.3218 | 742.8561 | 1239.1733 | 73.8321 | 810.7584 | 44063.7411 | 349285.544 | 394160.0434 | 1290947.7148 | 1756341.7065 | 1.086% | 1775633.6876
LOGISTICS PLATFORM #18 | INDUSTRIAL | LOGISTICS PLATFORM | 24318.8358 | 2009 | 20805.9687 | 27262.7022 | 2500 | 2 | 23286.4219 | 2035.6098 | 17123.5774 | 17046.2177 | 1 | 46208.4225 | 46640.0794 | 5 | 0 | 0 | 0 | 3765.2038 | 1506.7175 | 1 | 120674.8307 | 762.4351 | 70425.4193 | 806.3539 | 18505.0379 | 51.2473 | 75.4644 | 22.6064 | 54179.8519 | 316.4419 | 0 | 95256.7831 | 92.58% | 7.415% | 297.0114 | 0 | 131.3368 | 9.9374 | 598.5415 | 398.0613 | 502.3219 | 22.6795 | 407.8954 | 15236.427 | 102353.6806 | 117998.003 | 538444.1898 | 677358.4534 | 3.025% | 698488.6366
LOGISTICS PLATFORM #19 | INDUSTRIAL | LOGISTICS PLATFORM | 45598.5103 | 2023 | 56947.7555 | 85358.4041 | 2500 | 2 | 22821.8078 | 5988.3494 | 48406.5388 | 42086.8824 | 1 | 90284.6071 | 114783.6622 | 11 | 0 | 0 | 0 | 9644.6808 | 5551.2035 | 1 | 281085.6403 | 1238.1728 | 222415.9043 | 1295.2664 | 55078.4742 | 95.5586 | 118.7685 | 32.0149 | 125654.8914 | 490.9064 | 0 | 246927.9578 | 98.53% | 1.47% | 533.8361 | 0 | 293.7655 | 17.0702 | 1137.4745 | 581.0596 | 961.5983 | 37.2375 | 961.1921 | 49982.6081 | 254707.829 | 305651.6292 | 1427309.456 | 1813566.4203 | 5.376% | 1916608.7746
LOGISTICS PLATFORM #20 | INDUSTRIAL | LOGISTICS PLATFORM | 21315.1207 | 2021 | 24889.1477 | 35286.4469 | 2500 | 2 | 19473.9103 | 2329.266 | 29733.9404 | 16769.4263 | 0 | 49533.7234 | 45745.6994 | 6 | 0 | 0 | 0 | 3435.4432 | 2357.4291 | 1 | 90915.1827 | 575.9882 | 69256.8903 | 558.9749 | 21747.8638 | 33.5978 | 59.159 | 19.592 | 76825.585 | 233.9926 | 0 | 96559.2582 | 94.81% | 5.19% | 217.6056 | 0 | 129.1512 | 7.8922 | 432.8447 | 307.5025 | 463.1522 | 20.3227 | 344.0328 | 25032.2304 | 115715.8602 | 141092.1234 | 588996.7058 | 765149.0621 | 10.17% | 851821.594
LOGISTICS PLATFORM #21 | INDUSTRIAL | LOGISTICS PLATFORM | 69958.2486 | 2021 | 85790.133 | 116725.0117 | 2500 | 4 | 21117.0812 | 6723.9401 | 74625.2103 | 47667.3342 | 2 | 160692.5442 | 140701.8091 | 18 | 0 | 0 | 0 | 10794.2636 | 7705.084 | 2 | 427335.5859 | 2020.3203 | 239410.1372 | 1935.5777 | 62705.8369 | 151.0831 | 226.8309 | 62.3604 | 243598.7847 | 934.9299 | 0 | 335452.4902 | 96.27% | 3.727% | 725.0828 | 0 | 291.0982 | 23.7281 | 1296.4868 | 1301.6598 | 1820.974 | 72.5082 | 1369.399 | 73259.6803 | 297104.483 | 371733.5623 | 2022568.7303 | 2482075.2093 | 6.14% | 2644441.9798
LOGISTICS PLATFORM #22 | INDUSTRIAL | LOGISTICS PLATFORM | 73591.6397 | 2014 | 80074.1028 | 111128.0706 | 2500 | 4 | 24176.7172 | 6466.1439 | 69529.4649 | 49351.8209 | 2 | 167922.5976 | 160885.8212 | 17 | 0 | 0 | 0 | 14150.971 | 5514.8244 | 2 | 400922.0884 | 2585.0824 | 274283.6018 | 2148.1051 | 73046.5839 | 144.9554 | 247.7525 | 47.6083 | 197879.5901 | 648.3353 | 0 | 326423.4066 | 95.76% | 4.237% | 877.8363 | 0 | 340.7534 | 27.0062 | 1325.3489 | 1291.5472 | 1418.8959 | 69.9847 | 1361.7556 | 50066.1787 | 342073.8306 | 393501.7649 | 1974276.434 | 2474786.9137 | 13.17% | 2850210.5067
LOGISTICS PLATFORM #23 | INDUSTRIAL | LOGISTICS PLATFORM | 19171.991 | 2013 | 21913.3557 | 24861.9182 | 2500 | 2 | 23837.1392 | 1806.3045 | 13861.8952 | 11927.2193 | 0 | 31268.2821 | 48668.3393 | 3 | 0 | 0 | 0 | 3187.9743 | 1644.9157 | 1 | 93605.7586 | 657.967 | 78468.3293 | 622.0472 | 12340.6002 | 34.7021 | 51.0478 | 16.2933 | 57683.6001 | 237.4536 | 0 | 74369.2827 | 93.75% | 6.247% | 240.2237 | 0 | 78.7569 | 9.6878 | 409.0568 | 353.7453 | 408.8455 | 18.7062 | 308.2809 | 17547.4216 | 119761.1303 | 137616.8328 | 482631.6887 | 648674.7453 | 7.689% | 702709.0396
LOGISTICS PLATFORM #24 | INDUSTRIAL | LOGISTICS PLATFORM | 71218.8232 | 2015 | 54502.0398 | 89399.1725 | 2500 | 2 | 21305.2656 | 8429.1736 | 53808.1717 | 51057.9087 | 2 | 109687.4007 | 181532.0138 | 14 | 0 | 0 | 0 | 11617.9789 | 6001.324 | 1 | 264647.9341 | 1790.244 | 226326.4262 | 2583.0747 | 70443.4801 | 155.7851 | 214.3739 | 63.4873 | 214809.1364 | 802.4294 | 0 | 352298.2509 | 95.27% | 4.731% | 842.8877 | 0 | 470.412 | 25.9551 | 1825.7647 | 1167.6723 | 1663.3707 | 80.1647 | 1255.8866 | 64038.4183 | 310293.9363 | 375588.2412 | 1709711.2614 | 2192332.4721 | 10.05% | 2437303.9276
LOGISTICS PLATFORM #25 | INDUSTRIAL | LOGISTICS PLATFORM | 62593.5644 | 2023 | 86216.4466 | 99031.5423 | 2500 | 4 | 21033.1626 | 7449.1007 | 66092.6844 | 60676.6851 | 2 | 110412.8472 | 140885.4977 | 11 | 0 | 0 | 0 | 8998.3359 | 7510.6028 | 2 | 334640.2468 | 1821.8147 | 252998.989 | 1882.9911 | 67159.5114 | 137.0314 | 228.5387 | 55.1914 | 217162.9264 | 796.1048 | 0 | 341471.2582 | 97.46% | 2.539% | 522.759 | 0 | 390.9501 | 21.986 | 1497.975 | 759.3554 | 1395.9015 | 47.0733 | 1242.7188 | 58904.0166 | 410012.7439 | 470159.4793 | 1831717.4716 | 2394589.1566 | 13.09% | 2755129.8025
LOGISTICS PLATFORM #26 | INDUSTRIAL | LOGISTICS PLATFORM | 66575.3905 | 2012 | 54980.0269 | 81133.242 | 2500 | 2 | 20243.2299 | 7546.0413 | 66897.522 | 46402.2482 | 2 | 101882.7186 | 167505.9088 | 13 | 0 | 0 | 0 | 11406.8969 | 4058.8246 | 2 | 374126.0283 | 2027.8807 | 256753.7097 | 2186.7976 | 47448.3936 | 134.2957 | 254.069 | 59.5909 | 176652.0683 | 779.1739 | 0 | 284775.885 | 95.56% | 4.442% | 717.2348 | 0 | 327.6043 | 32.0182 | 1839.0592 | 758.1547 | 1690.8941 | 73.9985 | 1169.1403 | 49843.9758 | 441008.7194 | 492021.8355 | 1692352.2318 | 2281522.4489 | 14.78% | 2677292.2012
LOGISTICS PLATFORM #27 | INDUSTRIAL | LOGISTICS PLATFORM | 60429.2162 | 2009 | 53984.151 | 66718.2704 | 2500 | 2 | 24745.1753 | 4301.254 | 47955.1825 | 29375.9098 | 2 | 115021.6209 | 126152.8016 | 13 | 0 | 0 | 0 | 6915.7459 | 3581.2605 | 2 | 220989.2791 | 1685.5202 | 237958.9279 | 2312.5316 | 35098.1054 | 111.1134 | 171.9624 | 49.296 | 166861.041 | 860.1552 | 0 | 196927.2332 | 97.65% | 2.346% | 704.2751 | 0 | 329.3 | 27.8093 | 1208.0202 | 951.7158 | 1315.9051 | 68.5046 | 886.9021 | 35489.8943 | 272516.7621 | 308893.5585 | 1315912.6307 | 1688948.7062 | 3.83% | 1756203.955
LOGISTICS PLATFORM #28 | INDUSTRIAL | LOGISTICS PLATFORM | 18244.7754 | 2011 | 15950.2911 | 21159.9183 | 2500 | 2 | 21120.2929 | 1776.1454 | 15269.2313 | 14030.4048 | 0 | 30244.7648 | 37187.5028 | 4 | 0 | 0 | 0 | 2478.9084 | 1147.5153 | 1 | 69585.6243 | 622.0628 | 63037.3354 | 673.4123 | 14743.5575 | 35.4979 | 51.2984 | 17.3971 | 37029.0137 | 215.8603 | 0 | 75304.1513 | 97.63% | 2.37% | 227.9321 | 0 | 95.85 | 9.4522 | 370.2203 | 206.595 | 364.0386 | 22.1397 | 261.7209 | 12846.3633 | 95387.6744 | 108495.7586 | 401072.4822 | 531855.0078 | 13.04% | 611606.7179
LOGISTICS PLATFORM #29 | INDUSTRIAL | LOGISTICS PLATFORM | 60934.8181 | 2017 | 63587.6203 | 76591.8196 | 2500 | 2 | 19604.2289 | 5795.8183 | 68317.0278 | 39688.865 | 2 | 103241.3798 | 121278.8864 | 11 | 0 | 0 | 0 | 7908.0411 | 5752.5877 | 1 | 281968.8584 | 1747.2907 | 232032.9071 | 2331.3007 | 57469.4424 | 147.3021 | 196.9603 | 46.261 | 166939.6978 | 724.1606 | 0 | 295714.0601 | 94.02% | 5.983% | 533.3896 | 0 | 355.1809 | 27.2278 | 1352.7888 | 693.2633 | 1200.7201 | 68.7476 | 1192.5525 | 53542.3836 | 358436.7153 | 413171.6515 | 1553828.5882 | 2032535.3816 | 12.28% | 2317051.1908
LOGISTICS PLATFORM #30 | INDUSTRIAL | LOGISTICS PLATFORM | 60176.7284 | 2023 | 60888.9104 | 120940.1431 | 2500 | 4 | 19176.305 | 7666.5273 | 64659.515 | 37074.3801 | 2 | 138079.3362 | 166929.7497 | 12 | 0 | 0 | 0 | 9367.7118 | 5973.8553 | 2 | 380019.1013 | 1774.6892 | 206076.2796 | 2449.7848 | 52528.31 | 105.3174 | 147.3892 | 37.1681 | 220799.3842 | 680.5818 | 0 | 263859.7971 | 96.18% | 3.823% | 565.0748 | 0 | 377.6181 | 24.5277 | 1039.2481 | 687.3678 | 1675.0656 | 70.573 | 1108.8161 | 55089.8313 | 245787.1773 | 301985.8247 | 1751391.0936 | 2140284.7729 | 14.31% | 2497666.1239
LOGISTICS PLATFORM #31 | INDUSTRIAL | LOGISTICS PLATFORM | 57239.7668 | 2009 | 59090.7651 | 72346.7526 | 2500 | 2 | 20342.4293 | 4641.9404 | 41492.629 | 33515.42 | 2 | 111701.2274 | 102397.7829 | 14 | 0 | 0 | 0 | 6509.209 | 3614.8617 | 1 | 246628.479 | 1735.935 | 184790.876 | 2223.4079 | 46038.4332 | 117.627 | 216.9729 | 48.6268 | 101779.1572 | 569.7083 | 0 | 247445.1361 | 94.92% | 5.075% | 552.2348 | 0 | 340.7396 | 23.3464 | 1464.3341 | 773.5081 | 1585.2742 | 66.0816 | 1005.7813 | 51888.2744 | 299316.0651 | 352210.1208 | 1286095.8118 | 1687800.426 | 1.255% | 1709257.4631
LOGISTICS PLATFORM #32 | INDUSTRIAL | LOGISTICS PLATFORM | 50856.9177 | 2016 | 45035.1911 | 62196.5762 | 2500 | 2 | 20056.4046 | 6234.6444 | 58893.0332 | 41580.8126 | 1 | 106623.3864 | 116767.7035 | 11 | 0 | 0 | 0 | 7897.069 | 3396.7353 | 1 | 268733.0008 | 1179.9988 | 226691.0916 | 1724.9503 | 41198.8681 | 95.5963 | 184.9436 | 34.9237 | 153487.5162 | 454.5366 | 0 | 231640.8343 | 95.99% | 4.01% | 548.6252 | 0 | 332.7934 | 16.4069 | 1403.1507 | 638.8387 | 988.3089 | 59.9854 | 810.6934 | 55886.3078 | 222160.1226 | 278857.1238 | 1380728.2005 | 1709236.3504 | 14.29% | 1994298.3455
LOGISTICS PLATFORM #33 | INDUSTRIAL | LOGISTICS PLATFORM | 34151.2055 | 2022 | 35493.7998 | 65103.111 | 2500 | 2 | 18995.6848 | 3922.7753 | 35588.4914 | 22585.2351 | 1 | 82311.5753 | 101881.2433 | 7 | 0 | 0 | 0 | 6345.5724 | 2953.4723 | 1 | 214400.0183 | 739.8896 | 115433.3347 | 919.3494 | 40000.0219 | 56.2136 | 127.581 | 19.8946 | 116431.8131 | 443.7875 | 0 | 213729.273 | 95.38% | 4.62% | 295.3145 | 0 | 214.1344 | 11.6985 | 929.1313 | 587.6901 | 923.2675 | 34.5612 | 539.6687 | 40370.4721 | 214594.2945 | 255504.4353 | 1066846.3634 | 1368725.0272 | 14.75% | 1605569.7059
LOGISTICS PLATFORM #34 | INDUSTRIAL | LOGISTICS PLATFORM | 21498.5881 | 2011 | 17991.0103 | 28057.4729 | 2500 | 2 | 19383.7052 | 2360.1504 | 15042.097 | 14953.895 | 0 | 43178.1859 | 43634.4652 | 4 | 0 | 0 | 0 | 2639.4109 | 1459.4332 | 0 | 110796.2684 | 543.6251 | 74148.5578 | 605.616 | 14627.2908 | 36.2452 | 52.4445 | 19.9465 | 46826.0121 | 231.4794 | 0 | 105094.1778 | 97.68% | 2.318% | 236.4577 | 0 | 125.8519 | 10.1699 | 516.5741 | 300.018 | 466.4528 | 24.4146 | 366.9369 | 18486.7166 | 136609.3718 | 155463.0253 | 535207.2189 | 720777.1174 | 9.781% | 798920.0808
LOGISTICS PLATFORM #35 | INDUSTRIAL | LOGISTICS PLATFORM | 68748.1643 | 2021 | 86308.6772 | 114174.2401 | 2500 | 4 | 19036.7012 | 9932.0324 | 90320.7616 | 55866.3405 | 1 | 163899.3011 | 189824.5077 | 18 | 0 | 0 | 0 | 11692.95 | 8058.4954 | 1 | 464906.7907 | 1684.6356 | 269229.839 | 2475.686 | 61122.3538 | 170.5382 | 168.2274 | 40.5866 | 246350.515 | 811.2875 | 0 | 408810.2172 | 95.39% | 4.612% | 841.8871 | 0 | 313.7448 | 23.2682 | 1855.3972 | 1241.211 | 1722.3037 | 80.3237 | 962.6624 | 57608.1241 | 327836.4457 | 386407.2322 | 2209570.1962 | 2715011.5318 | 3.365% | 2809545.2358
LOGISTICS PLATFORM #36 | INDUSTRIAL | LOGISTICS PLATFORM | 70911.1763 | 2018 | 91329.7304 | 132579.8234 | 2500 | 4 | 21881.9065 | 6071.3173 | 67614.4922 | 54275.9851 | 2 | 145338.4118 | 154860.3548 | 14 | 0 | 0 | 0 | 10031.8513 | 7178.5779 | 2 | 426413.1046 | 1538.1257 | 288051.7666 | 2839.479 | 65116.5647 | 155.2143 | 201.3038 | 48.8646 | 211211.2096 | 868.0446 | 0 | 393313.6439 | 94.18% | 5.823% | 769.0619 | 0 | 386.0083 | 32.8592 | 1916.993 | 1051.8272 | 1346.8045 | 77.1652 | 1077.1262 | 71482.2707 | 461079.6761 | 533639.073 | 2118151.4469 | 2759446.2994 | 2.453% | 2828839.2159
LOGISTICS PLATFORM #37 | INDUSTRIAL | LOGISTICS PLATFORM | 34315.7375 | 2018 | 36360.3974 | 54528.0641 | 2500 | 2 | 20857.3638 | 3342.9562 | 34384.3578 | 29379.4575 | 1 | 67178.6559 | 88920.3055 | 7 | 0 | 0 | 0 | 5956.7195 | 3687.5501 | 1 | 158947.2172 | 868.8912 | 139644.9768 | 1171.1404 | 33865.6172 | 56.1665 | 131.5401 | 24.243 | 77228.2346 | 497.0141 | 0 | 176102.2351 | 97.13% | 2.874% | 374.0567 | 0 | 152.7992 | 13.8358 | 919.4141 | 506.9106 | 805.5196 | 36.8772 | 525.7685 | 29173.7863 | 149725.182 | 179424.7369 | 902820.1028 | 1124834.5221 | 14.38% | 1313789.2619
LOGISTICS PLATFORM #38 | INDUSTRIAL | LOGISTICS PLATFORM | 43835.8425 | 2023 | 55747.0835 | 76392.967 | 2500 | 2 | 23467.7653 | 6256.8286 | 48382.9634 | 42321.7405 | 1 | 112494.8138 | 87394.1874 | 7 | 0 | 0 | 0 | 7957.1801 | 4806.1455 | 1 | 302864.1941 | 1020.9408 | 176495.2904 | 1248.8836 | 34454.3888 | 103.7555 | 111.3826 | 35.0912 | 128749.8246 | 550.6122 | 0 | 204489.9184 | 96.18% | 3.82% | 439.201 | 0 | 246.8122 | 19.3485 | 1076.6257 | 653.1572 | 1215.1362 | 34.4849 | 915.3183 | 47592.2197 | 267571.5535 | 316079.0915 | 1334249.3684 | 1718249.1533 | 1.972% | 1752810.0614
LOGISTICS PLATFORM #39 | INDUSTRIAL | LOGISTICS PLATFORM | 21855.3353 | 2019 | 26330.3778 | 36325.3711 | 2500 | 2 | 22437.352 | 2860.6021 | 25941.6912 | 17753.0271 | 0 | 49770.9637 | 56661.0109 | 6 | 0 | 0 | 0 | 3325.5792 | 1807.1234 | 0 | 99830.619 | 502.0066 | 92202.9636 | 550.2002 | 25074.6453 | 43.0646 | 57.8548 | 13.596 | 71308.6821 | 255.2749 | 0 | 93940.8695 | 97.84% | 2.162% | 257.0129 | 0 | 138.8666 | 10.3499 | 615.0544 | 314.4191 | 610.4567 | 16.2034 | 462.1302 | 21277.6946 | 114980.5259 | 136720.3506 | 614458.4205 | 787725.0774 | 6.758% | 844814.3498
LOGISTICS PLATFORM #40 | INDUSTRIAL | LOGISTICS PLATFORM | 45745.8101 | 2014 | 38566.6782 | 76465.3652 | 2500 | 2 | 22576.7911 | 4379.1368 | 41472.1801 | 33097.7393 | 1 | 101543.6621 | 78678.6381 | 12 | 0 | 0 | 0 | 6813.4103 | 4417.6332 | 1 | 196931.5929 | 1618.2477 | 173939.3021 | 1136.0127 | 40897.6942 | 86.41 | 134.27 | 40.1541 | 143680.7056 | 620.8607 | 0 | 181620.5302 | 97.76% | 2.245% | 540.8053 | 0 | 211.4536 | 16.6013 | 815.2266 | 762.2941 | 1149.4169 | 48.9313 | 753.2073 | 31389.1804 | 247713.7552 | 279856.1429 | 1162609.2791 | 1511259.7093 | 13.35% | 1744016.4615
LOGISTICS PLATFORM #41 | INDUSTRIAL | LOGISTICS PLATFORM | 71324.6374 | 2018 | 84454.2316 | 114341.6401 | 2500 | 4 | 23061.6528 | 8098.3435 | 66033.7662 | 57636.5644 | 2 | 166175.3331 | 200462.8389 | 14 | 0 | 0 | 0 | 9254.9522 | 4900.0469 | 2 | 302222.6502 | 2044.6614 | 298350.9344 | 2144.0866 | 68845.5515 | 122.2196 | 187.0391 | 56.1405 | 197243.5261 | 933.0171 | 0 | 422174.077 | 95.85% | 4.155% | 750.1773 | 0 | 421.286 | 32.881 | 1670.385 | 1003.5809 | 1623.1666 | 63.7954 | 946.7353 | 69556.5489 | 359587.6312 | 430090.9154 | 1986136.8547 | 2500088.3893 | 7.315% | 2697394.8745
LOGISTICS PLATFORM #42 | INDUSTRIAL | LOGISTICS PLATFORM | 31440.9779 | 2011 | 25216.0406 | 52220.5726 | 2500 | 2 | 17628.0181 | 2672.7891 | 27140.887 | 15847.5445 | 1 | 47328.4276 | 68063.3767 | 7 | 0 | 0 | 0 | 4378.2692 | 1887.939 | 1 | 127737.1684 | 973.293 | 132523.4794 | 1256.556 | 29857.904 | 74.2917 | 111.2585 | 20.4687 | 82831.4217 | 357.0077 | 0 | 150737.3092 | 93.87% | 6.127% | 301.3935 | 0 | 160.0769 | 16.3134 | 800.3265 | 514.9727 | 867.2349 | 24.5137 | 556.6834 | 28046.7523 | 169088.1821 | 197691.6177 | 782835.2314 | 1014836.5079 | 15.4% | 1199505.6779
LOGISTICS PLATFORM #43 | INDUSTRIAL | LOGISTICS PLATFORM | 26668.1393 | 2015 | 27183.0118 | 39604.9129 | 2500 | 2 | 21333.2291 | 3440.9525 | 31382.7204 | 20300.7454 | 1 | 50161.385 | 71367.8993 | 6 | 0 | 0 | 0 | 4584.2323 | 1762.683 | 1 | 98086.7607 | 671.069 | 89706.7539 | 868.5745 | 27642.1718 | 42.1854 | 92.9608 | 20.5818 | 71027.5204 | 349.7133 | 0 | 131541.1651 | 97.37% | 2.629% | 281.5782 | 0 | 156.6164 | 10.0251 | 662.8625 | 449.9184 | 561.8005 | 19.9701 | 509.41 | 23759.2824 | 139564.3624 | 163833.0548 | 664412.1035 | 862388.3112 | 1.763% | 877863.4728
LOGISTICS PLATFORM #44 | INDUSTRIAL | LOGISTICS PLATFORM | 57471.9611 | 2017 | 72336.3201 | 75412.0165 | 2500 | 2 | 21924.0065 | 6927.2441 | 52955.8702 | 36146.908 | 2 | 132305.4614 | 127853.4436 | 10 | 0 | 0 | 0 | 8057.5579 | 6203.2986 | 2 | 237982.448 | 1286.5657 | 256710.4869 | 2299.6192 | 39997.4735 | 143.9217 | 154.9224 | 40.6906 | 195062.5745 | 676.4304 | 0 | 272184.39 | 96.34% | 3.663% | 571.1529 | 0 | 289.8167 | 19.5273 | 1493.2687 | 857.4608 | 1511.5739 | 45.413 | 739.4931 | 43413.4332 | 358190.8005 | 402343.7268 | 1552193.9607 | 2038732.8804 | 6.58% | 2182330.2698
LOGISTICS PLATFORM #45 | INDUSTRIAL | LOGISTICS PLATFORM | 30622.1302 | 2012 | 34029.4555 | 35090.662 | 2500 | 2 | 20865.3406 | 3358.6999 | 33072.3133 | 17091.4258 | 1 | 43711.3161 | 71921.7665 | 8 | 0 | 0 | 0 | 4726.2439 | 2585.7314 | 1 | 131299.6666 | 761.9479 | 104446.7511 | 856.1805 | 28245.6952 | 47.5218 | 119.4507 | 27.271 | 90277.6145 | 335.4332 | 0 | 159872.5296 | 95.6% | 4.403% | 390.0671 | 0 | 138.202 | 13.5258 | 798.4058 | 537.5207 | 747.7086 | 25.1102 | 554.9932 | 30759.2057 | 186131.7768 | 217445.9757 | 766192.9464 | 1013901.3437 | 10.34% | 1130851.8671
LOGISTICS PLATFORM #46 | INDUSTRIAL | LOGISTICS PLATFORM | 70536.2908 | 2011 | 61831.0336 | 81575.5164 | 2500 | 2 | 23688.296 | 5241.3173 | 50169.4325 | 52331.3391 | 2 | 150259.6787 | 150698.9436 | 16 | 0 | 0 | 0 | 12450.6444 | 6236.6289 | 1 | 266915.4243 | 1612.5745 | 231562.8633 | 2818.1643 | 42654.6137 | 164.2953 | 248.3719 | 58.9526 | 145724.4162 | 898.3307 | 0 | 344891.734 | 96.56% | 3.437% | 558.7118 | 0 | 410.2543 | 24.7552 | 1720.1666 | 1052.946 | 1927.4713 | 78.2183 | 949.0111 | 66663.338 | 329497.0005 | 397109.3496 | 1612316.2104 | 2084075.7846 | 2.426% | 2135886.0305
LOGISTICS PLATFORM #47 | INDUSTRIAL | LOGISTICS PLATFORM | 16085.133 | 2016 | 19048.8606 | 25125.4848 | 2500 | 2 | 19738.0848 | 1865.3639 | 13714.3177 | 12471.2139 | 1 | 28280.3017 | 42947.4354 | 4 | 0 | 0 | 0 | 2750.6248 | 1514.4642 | 0 | 65080.7781 | 494.9184 | 71214.2175 | 559.7742 | 16994.8301 | 27.7843 | 61.661 | 10.5243 | 51405.0605 | 202.7158 | 0 | 68146.5624 | 94.27% | 5.728% | 167.9291 | 0 | 83.8908 | 5.1696 | 362.9566 | 226.1734 | 404.9719 | 16.3624 | 260.9966 | 16059.9434 | 66412.9388 | 82733.8787 | 424437.6773 | 531450.5734 | 13.01% | 610942.1056
LOGISTICS PLATFORM #48 | INDUSTRIAL | LOGISTICS PLATFORM | 24380.7272 | 2022 | 23475.3808 | 43361.8128 | 2500 | 2 | 23335.7448 | 2672.6929 | 26806.1539 | 19016.2516 | 1 | 62187.5502 | 61839.4259 | 6 | 0 | 0 | 0 | 3616.0739 | 2006.6723 | 1 | 167603.0914 | 869.5376 | 82429.2577 | 755.2381 | 27759.1475 | 39.91 | 72.1054 | 14.1472 | 79932.2962 | 270.2128 | 0 | 149899.7973 | 96.87% | 3.135% | 261.7933 | 0 | 146.7058 | 12.8057 | 586.6786 | 427.4987 | 509.0368 | 26.8251 | 568.8938 | 23577.7176 | 134630.8424 | 158777.4538 | 761795.0813 | 952201.794 | 14.04% | 1107738.5077
LOGISTICS PLATFORM #49 | INDUSTRIAL | LOGISTICS PLATFORM | 44159.3059 | 2018 | 39883.2508 | 67200.5733 | 2500 | 2 | 18584.2914 | 5430.8042 | 36512.5529 | 34553.7918 | 1 | 107862.7805 | 100771.5479 | 9 | 0 | 0 | 0 | 8099.9096 | 4151.8096 | 1 | 256131.4585 | 959.9737 | 151214.0744 | 1699.9307 | 32561.3563 | 87.7137 | 136.3745 | 32.9961 | 109420.888 | 588.6777 | 0 | 257686.2543 | 95.17% | 4.825% | 437.8095 | 0 | 246.4969 | 22.9104 | 1038.3806 | 686.6068 | 869.107 | 40.7366 | 858.2549 | 34767.8279 | 257516.2826 | 293142.3654 | 1210834.6189 | 1549522.8263 | 12.7% | 1774907.3672
LOGISTICS PLATFORM #50 | INDUSTRIAL | LOGISTICS PLATFORM | 40556.1638 | 2023 | 48664.2244 | 63614.5309 | 2500 | 2 | 18258.4177 | 4421.4903 | 49987.8387 | 32223.2754 | 1 | 87846.9935 | 114560.6805 | 7 | 0 | 0 | 0 | 6100.8436 | 4081.98 | 1 | 173770.775 | 1258.7183 | 182258.9502 | 1478.7962 | 40679.6201 | 99.9148 | 114.3625 | 28.6648 | 94211.0603 | 467.603 | 0 | 181193.1125 | 95.61% | 4.392% | 430.1645 | 0 | 214.6127 | 14.6213 | 974.341 | 568.4895 | 934.849 | 35.7908 | 653.9719 | 38402.2957 | 205965.9178 | 245022.1853 | 1095968.8499 | 1412965.1852 | 1.115% | 1428890.7409
LOGISTICS PLATFORM #51 | INDUSTRIAL | LOGISTICS PLATFORM | 23216.1089 | 2014 | 27244.0868 | 36805.5771 | 2500 | 2 | 23800.0301 | 2521.7297 | 28020.1392 | 16611.207 | 1 | 50751.1287 | 47258.4776 | 5 | 0 | 0 | 0 | 2904.5409 | 1852.2995 | 1 | 88449.3038 | 647.6824 | 85663.4889 | 650.6178 | 15306.2303 | 53.6559 | 76.6255 | 18.5109 | 55885.6649 | 293.3484 | 0 | 81368.6664 | 97.94% | 2.061% | 264.5226 | 0 | 121.9437 | 8.8552 | 566.5087 | 393.4819 | 516.0911 | 20.3399 | 412.2656 | 24699.6822 | 98900.9452 | 124012.893 | 552087.0273 | 701864.5846 | 2.672% | 721135.1224
LOGISTICS PLATFORM #52 | INDUSTRIAL | LOGISTICS PLATFORM | 19756.2534 | 2021 | 21925.9526 | 36795.3037 | 2500 | 2 | 20009.1226 | 1780.2369 | 21618.4056 | 12573.2704 | 0 | 38189.6264 | 44824.4698 | 3 | 0 | 0 | 0 | 3526.4938 | 1929.728 | 0 | 124878.3957 | 557.6221 | 66336.9705 | 513.7293 | 21241.5534 | 42.0661 | 66.191 | 16.2394 | 45496.3054 | 243.7842 | 0 | 94558.8596 | 93.62% | 6.377% | 251.9368 | 0 | 99.9485 | 8.0327 | 549.4816 | 232.7849 | 533.4155 | 20.3261 | 316.5749 | 22237.2949 | 127889.7931 | 150443.6629 | 555621.0833 | 736325.7093 | 15.6% | 872394.8408
LOGISTICS PLATFORM #53 | INDUSTRIAL | LOGISTICS PLATFORM | 60699.6189 | 2022 | 60568.0519 | 82032.3558 | 2500 | 2 | 23243.3025 | 6095.53 | 82570.3249 | 37630.0312 | 1 | 159556.6211 | 184677.8268 | 11 | 0 | 0 | 0 | 12874.3597 | 4368.029 | 2 | 352360.0128 | 2104.5786 | 223024.9137 | 2421.9911 | 50441.4216 | 150.5455 | 169.9155 | 39.9886 | 145550.1185 | 797.4863 | 0 | 320065.2105 | 94.08% | 5.922% | 674.7741 | 0 | 278.4189 | 20.1402 | 1159.0066 | 1009.9398 | 1293.8206 | 69.9263 | 1002.6261 | 60349.4438 | 280607.9261 | 341959.9961 | 1705093.5432 | 2114461.1614 | 6.551% | 2262690.0651
LOGISTICS PLATFORM #54 | INDUSTRIAL | LOGISTICS PLATFORM | 41906.1491 | 2020 | 39198.7178 | 80523.5307 | 2500 | 2 | 23381.5905 | 4145.5298 | 49714.3899 | 35924.506 | 1 | 95544.9988 | 76421.9719 | 8 | 0 | 0 | 0 | 6810.1097 | 4548.9924 | 1 | 229544.6828 | 1001.7313 | 176714.634 | 1331.9531 | 43013.4429 | 106.6065 | 122.1356 | 28.9558 | 125683.384 | 612.4729 | 0 | 182108.2312 | 95.16% | 4.844% | 525.9199 | 0 | 174.0479 | 22.1849 | 733.8317 | 737.6694 | 901.4517 | 31.6209 | 745.2594 | 31770.6351 | 179508.1475 | 212024.042 | 1178047.1511 | 1446503.3147 | 11.59% | 1636188.6825
LOGISTICS PLATFORM #55 | INDUSTRIAL | LOGISTICS PLATFORM | 65877.0428 | 2023 | 77030.9801 | 138083.3437 | 2500 | 4 | 23493.6449 | 9247.2108 | 68099.8446 | 58133.4004 | 2 | 178357.1747 | 173204.401 | 11 | 0 | 0 | 0 | 11357.9822 | 7930.2072 | 2 | 437942.6322 | 1536.9144 | 328569.5264 | 1722.2538 | 70089.702 | 145.8034 | 250.9348 | 63.0406 | 247263.5889 | 882.5567 | 0 | 399873.5786 | 97.16% | 2.841% | 753.0456 | 0 | 404.9741 | 29.0517 | 1147.534 | 810.8972 | 1345.9842 | 62.9942 | 1124.7796 | 55000.4963 | 314956.5651 | 371081.841 | 2244247.7219 | 2730667.5056 | 9.925% | 3031547.7716
LOGISTICS PLATFORM #56 | INDUSTRIAL | LOGISTICS PLATFORM | 16364.632 | 2018 | 14978.4781 | 23900.9283 | 2500 | 2 | 21206.5253 | 1652.9684 | 13413.0325 | 10792.3443 | 0 | 26911.1763 | 32009.9621 | 4 | 0 | 0 | 0 | 2569.5597 | 1282.4506 | 0 | 98715.5411 | 392.9629 | 81595.4357 | 518.8528 | 15836.3899 | 40.0219 | 64.2327 | 11.5117 | 56174.2878 | 219.4265 | 0 | 95431.1943 | 95.26% | 4.739% | 150.932 | 0 | 70.1408 | 5.3464 | 304.8838 | 266.943 | 432.5604 | 16.251 | 341.5128 | 18247.2788 | 102982.3066 | 121571.0981 | 490023.22 | 628515.3156 | 6.366% | 671246.7864
LOGISTICS PLATFORM #57 | INDUSTRIAL | LOGISTICS PLATFORM | 38096.2996 | 2020 | 51787.554 | 63122.4397 | 2500 | 2 | 19263.6019 | 3588.9663 | 44233.3063 | 33892.1506 | 1 | 71125.0721 | 85552.3535 | 8 | 0 | 0 | 0 | 6784.6762 | 3485.9739 | 1 | 221922.0608 | 986.586 | 162216.8165 | 1055.8704 | 26985.3467 | 69.685 | 109.5443 | 29.109 | 108110.8799 | 348.9784 | 0 | 197098.4549 | 94.72% | 5.281% | 434.1379 | 0 | 249.493 | 16.509 | 795.4904 | 654.8247 | 698.4123 | 30.5555 | 798.5651 | 39198.2526 | 164359.9024 | 204356.72 | 1095980.8724 | 1347156.5086 | 12.34% | 1536853.8586
LOGISTICS PLATFORM #58 | INDUSTRIAL | LOGISTICS PLATFORM | 54026.2293 | 2022 | 49114.9637 | 88789.0841 | 2500 | 2 | 20645.2507 | 7121.1933 | 75345.1615 | 45965.4639 | 2 | 126450.5492 | 151157.2379 | 13 | 0 | 0 | 0 | 7775.3093 | 5487.7154 | 1 | 245798.2205 | 1916.4431 | 231312.6475 | 1809.6667 | 64828.2914 | 111.263 | 135.516 | 47.1697 | 164202.7895 | 665.155 | 0 | 251333.6401 | 96.41% | 3.589% | 416.6435 | 0 | 261.1588 | 24.8081 | 1229.1587 | 866.8455 | 1498.1382 | 41.5321 | 900.0188 | 55158.4594 | 329468.6022 | 385527.0804 | 1535003.8051 | 2014308.9429 | 2.395% | 2063736.7787
LOGISTICS PLATFORM #59 | INDUSTRIAL | LOGISTICS PLATFORM | 21016.9628 | 2019 | 22588.5211 | 31707.1667 | 2500 | 2 | 23079.8824 | 2783.9219 | 22879.9024 | 16375.6517 | 1 | 51745.8282 | 57751.3179 | 4 | 0 | 0 | 0 | 3900.1871 | 1877.9055 | 1 | 112100.7261 | 703.2115 | 77497.985 | 820.7087 | 17845.2255 | 42.6007 | 70.3012 | 19.1119 | 55483.8901 | 264.3505 | 0 | 95776.0341 | 98.49% | 1.514% | 249.6182 | 0 | 104.4978 | 8.2261 | 424.5832 | 264.4581 | 399.1236 | 20.892 | 291.1519 | 21869.0571 | 96284.8734 | 118445.0824 | 575106.9648 | 724803.3688 | 14.59% | 848645.0022
LOGISTICS PLATFORM #60 | INDUSTRIAL | LOGISTICS PLATFORM | 45168.3372 | 2012 | 52532.6862 | 71274.3496 | 2500 | 2 | 18388.752 | 5110.1747 | 39152.0197 | 26316.0255 | 1 | 68165.3653 | 99669.421 | 10 | 0 | 0 | 0 | 5930.6012 | 3881.7919 | 1 | 204868.9968 | 1292.2573 | 197571.4982 | 1529.9952 | 28214.3977 | 101.2073 | 136.7796 | 28.5525 | 100902.5036 | 400.8356 | 0 | 171649.7351 | 95.1% | 4.905% | 538.39 | 0 | 216.9038 | 15.8452 | 1135.3323 | 707.4902 | 1245.8317 | 40.307 | 545.6058 | 32405.9212 | 256789.1941 | 289740.7212 | 1086520.1252 | 1432718.0629 | 12.1% | 1629883.4374
LOGISTICS PLATFORM #61 | INDUSTRIAL | LOGISTICS PLATFORM | 61234.3099 | 2018 | 77531.6317 | 84263.7801 | 2500 | 2 | 22212.8707 | 6745.7692 | 54966.829 | 51501.3106 | 1 | 144152.555 | 137816.0349 | 14 | 0 | 0 | 0 | 7804.8562 | 6218.968 | 2 | 374171.9287 | 1906.9207 | 201844.0774 | 1643.3111 | 54611.9923 | 115.6216 | 170.109 | 50.3162 | 177850.6866 | 549.3646 | 0 | 300522.8728 | 96.2% | 3.795% | 532.0381 | 0 | 264.4237 | 22.438 | 1668.9568 | 919.3583 | 1224.4464 | 46.3037 | 991.7644 | 62109.6985 | 332777.5271 | 395878.9899 | 1699356.8642 | 2166102.521 | 11.9% | 2458789.9783
LOGISTICS PLATFORM #62 | INDUSTRIAL | LOGISTICS PLATFORM | 49513.7544 | 2012 | 40917.3851 | 55812.5202 | 2500 | 2 | 17693.2392 | 5845.9216 | 50631.0249 | 39067.5962 | 1 | 77425.9264 | 93224.0131 | 9 | 0 | 0 | 0 | 8976.8817 | 4040.2332 | 2 | 270212.7683 | 1494.974 | 160085.339 | 1536.6374 | 33170.2641 | 93.7397 | 144.3494 | 34.4256 | 136770.6614 | 622.6585 | 0 | 229176.3794 | 94.08% | 5.92% | 522.1378 | 0 | 267.5628 | 24.6736 | 1362.9194 | 590.1175 | 933.715 | 48.1617 | 925.5252 | 37351.0737 | 201214.8208 | 239491.4197 | 1220526.2303 | 1515121.9126 | 2.722% | 1557518.659
LOGISTICS PLATFORM #63 | INDUSTRIAL | LOGISTICS PLATFORM | 18006.2738 | 2015 | 15334.5252 | 23470.5437 | 2500 | 2 | 19319.7614 | 1828.0881 | 19652.0449 | 14137.0267 | 0 | 32347.6673 | 35634.3885 | 4 | 0 | 0 | 0 | 2438.8124 | 1535.9305 | 0 | 105542.664 | 512.0096 | 58659.5631 | 505.157 | 11845.3384 | 40.5495 | 68.6376 | 14.7777 | 54675.6316 | 219.3825 | 0 | 73363.4232 | 93.17% | 6.831% | 224.4253 | 0 | 101.4752 | 6.6293 | 485.6092 | 224.3796 | 352.873 | 18.0107 | 225.4878 | 12856.8764 | 95746.9881 | 108829.3524 | 460463.568 | 595588.9857 | 9.352% | 657037.0502
LOGISTICS PLATFORM #64 | INDUSTRIAL | LOGISTICS PLATFORM | 49988.5788 | 2020 | 64328.2993 | 80728.1837 | 2500 | 2 | 19905.7701 | 6543.4974 | 45383.4728 | 29094.8577 | 2 | 110209.0154 | 112347.1668 | 10 | 0 | 0 | 0 | 7298.1856 | 5519.6654 | 2 | 222169.6209 | 1415.9988 | 236866.9722 | 1877.0862 | 48744.9127 | 123.8298 | 131.7488 | 36.8788 | 157341.388 | 595.9747 | 0 | 267775.6149 | 96.01% | 3.992% | 524.9561 | 0 | 260.9925 | 16.7908 | 1046.7103 | 606.7767 | 1214.5334 | 58.8828 | 1124.8637 | 43865.303 | 220095.5248 | 265085.6915 | 1416233.0242 | 1737732.7426 | 13.88% | 2017699.5818
LOGISTICS PLATFORM #65 | INDUSTRIAL | LOGISTICS PLATFORM | 28964.8038 | 2010 | 20771.9894 | 38651.5253 | 2500 | 2 | 23190.6879 | 2322.9271 | 27789.0035 | 22131.4061 | 1 | 44556.2603 | 43431.1496 | 8 | 0 | 0 | 0 | 4395.4648 | 1759.5411 | 1 | 97959.2973 | 655.9183 | 79490.151 | 757.7375 | 16731.0209 | 61.982 | 90.5183 | 27.4601 | 61958.4027 | 420.6946 | 0 | 109708.8128 | 95.61% | 4.394% | 338.1527 | 0 | 136.4084 | 10.8589 | 521.2048 | 518.6998 | 733.3398 | 35.1989 | 509.666 | 28538.625 | 123909.035 | 152957.326 | 600146.2674 | 791288.321 | 11.65% | 895672.26
LOGISTICS PLATFORM #66 | INDUSTRIAL | LOGISTICS PLATFORM | 53196.1812 | 2020 | 71294.8669 | 72662.1683 | 2500 | 2 | 24883.4065 | 6975.5394 | 46650.1415 | 50728.7737 | 1 | 111010.2132 | 107444.1398 | 12 | 0 | 0 | 0 | 7203.9089 | 4295.5908 | 1 | 279066.5114 | 1358.5111 | 238691.7942 | 1809.2946 | 40363.6166 | 100.3269 | 204.4262 | 38.2607 | 189586.1518 | 664.1833 | 0 | 238697.0363 | 95.36% | 4.639% | 522.451 | 0 | 307.3415 | 19.578 | 1075.4044 | 710.9772 | 1129.9981 | 61.1699 | 787.3563 | 59099.234 | 224031.3913 | 283917.9816 | 1519763.4889 | 1888986.7308 | 8.946% | 2074584.9763
LOGISTICS PLATFORM #67 | INDUSTRIAL | LOGISTICS PLATFORM | 74317.596 | 2019 | 76263.3512 | 130572.8431 | 2500 | 4 | 18552.6623 | 9126.6214 | 72951.9306 | 55836.0785 | 2 | 125253.3953 | 170777.3323 | 16 | 0 | 0 | 0 | 13613.1492 | 7888.1143 | 2 | 325446.3914 | 2039.135 | 310995.8303 | 2534.2601 | 53426.3575 | 122.8469 | 290.9836 | 64.9519 | 185776.0466 | 889.9692 | 0 | 290874.1195 | 95.91% | 4.093% | 785.4744 | 0 | 456.9183 | 38.2863 | 1845.886 | 989.0343 | 1455.6526 | 56.4002 | 1549.3963 | 65628.2531 | 494419.5175 | 561597.1668 | 1831023.0124 | 2474973.9341 | 10.23% | 2756994.6398
LOGISTICS PLATFORM #68 | INDUSTRIAL | LOGISTICS PLATFORM | 52137.3724 | 2010 | 40739.7781 | 56635.3906 | 2500 | 2 | 20772.6962 | 5667.9433 | 48395.0412 | 32747.9241 | 1 | 106047.4049 | 94581.2815 | 8 | 0 | 0 | 0 | 6069.5646 | 4592.3543 | 1 | 177436.6181 | 1655.2185 | 154362.6581 | 1955.4737 | 30781.7622 | 105.1123 | 173.712 | 32.9704 | 101541.2021 | 568.9182 | 0 | 183808.4101 | 97.44% | 2.561% | 559.518 | 0 | 314.3058 | 21.3291 | 958.5905 | 631.0653 | 1350.5284 | 42.6731 | 643.5704 | 41701.0363 | 308727.6619 | 351072.2686 | 1069310.688 | 1484943.7083 | 14.09% | 1728488.5487
LOGISTICS PLATFORM #69 | INDUSTRIAL | LOGISTICS PLATFORM | 33971.576 | 2008 | 22508.2257 | 41239.6595 | 2500 | 2 | 20373.2183 | 2595.0805 | 28341.7223 | 23341.6306 | 1 | 57637.4994 | 62320.7651 | 6 | 0 | 0 | 0 | 4485.7721 | 1888.9013 | 1 | 144452.8673 | 830.6675 | 130519.5716 | 1372.0364 | 29557.5332 | 59.6617 | 90.4156 | 21.6918 | 78696.0677 | 336.4699 | 0 | 105007.6231 | 93.38% | 6.62% | 321.3639 | 0 | 174.3683 | 17.9922 | 772.9303 | 460.8556 | 657.4559 | 28.1488 | 469.9059 | 22469.5371 | 195159.8537 | 218099.2966 | 738019.1611 | 991012.7839 | 1.616% | 1007294.3812
LOGISTICS PLATFORM #70 | INDUSTRIAL | LOGISTICS PLATFORM | 38238.905 | 2023 | 55047.2973 | 65961.7894 | 2500 | 2 | 22399.1573 | 5102.4478 | 41284.2577 | 27419.1268 | 1 | 79738.2823 | 85129.2322 | 10 | 0 | 0 | 0 | 5953.3643 | 3599.9998 | 1 | 237617.9987 | 1281.0287 | 176513.559 | 955.4202 | 45825.112 | 83.6401 | 153.6958 | 31.2321 | 99325.8377 | 348.5312 | 0 | 235174.0403 | 96.94% | 3.059% | 369.2999 | 0 | 232.2301 | 14.7199 | 872.582 | 684.8301 | 674.4299 | 40.6067 | 882.2907 | 39519.7017 | 193600.4505 | 234002.4429 | 1207490.6834 | 1503538.2745 | 2.598% | 1543638.4069
LOGISTICS PLATFORM #71 | INDUSTRIAL | LOGISTICS PLATFORM | 31596.6896 | 2016 | 35979.317 | 42701.3167 | 2500 | 2 | 23563.272 | 2584.1075 | 30786.3184 | 26612.6423 | 1 | 48549.5149 | 65874.4106 | 6 | 0 | 0 | 0 | 6013.2455 | 2882.8867 | 1 | 168111.9823 | 1045.4196 | 138792.0117 | 1168.8608 | 31108.8983 | 64.9883 | 107.6677 | 25.1136 | 99345.6502 | 343.9134 | 0 | 166565.3376 | 94.3% | 5.696% | 384.7006 | 0 | 206.4355 | 13.4209 | 689.9567 | 434.6165 | 678.951 | 25.2237 | 442.2386 | 26081.0467 | 190073.6802 | 216596.9655 | 877034.0696 | 1131840.5921 | 2.655% | 1162707.9686
LOGISTICS PLATFORM #72 | INDUSTRIAL | LOGISTICS PLATFORM | 28821.2437 | 2010 | 30651.0925 | 41512.0109 | 2500 | 2 | 23435.788 | 2919.054 | 28556.1129 | 16649.9078 | 1 | 43099.6904 | 53860.9533 | 7 | 0 | 0 | 0 | 3915.5116 | 2056.212 | 1 | 112042.51 | 671.3668 | 103710.7922 | 932.9269 | 21020.4648 | 50.5164 | 111.365 | 17.8225 | 78593.9282 | 372.8553 | 0 | 129847.5615 | 96.14% | 3.856% | 289.6268 | 0 | 151.8821 | 9.7704 | 706.3756 | 354.8834 | 586.3698 | 25.6521 | 506.2121 | 22621.6509 | 173751.9209 | 196879.7839 | 689837.5309 | 924708.8474 | 4.039% | 963631.3643
LOGISTICS PLATFORM #73 | INDUSTRIAL | LOGISTICS PLATFORM | 60903.9039 | 2010 | 59115.8563 | 81969.3448 | 2500 | 2 | 22921.5239 | 6640.2202 | 48508.4151 | 30924.4192 | 1 | 95152.8102 | 116971.6695 | 15 | 0 | 0 | 0 | 10672.3111 | 3432.1391 | 1 | 248682.7501 | 1739.3142 | 241553.7701 | 2131.4232 | 36671.7297 | 138.8702 | 208.0609 | 36.1724 | 129652.7902 | 671.5976 | 0 | 292363.2006 | 96.85% | 3.149% | 631.1274 | 0 | 399.4669 | 29.0444 | 1518.3586 | 984.2835 | 1562.11 | 66.6642 | 886.2884 | 45833.4178 | 340907.5721 | 387627.2784 | 1439915.979 | 1901188.9041 | 13.14% | 2188801.4122
LOGISTICS PLATFORM #74 | INDUSTRIAL | LOGISTICS PLATFORM | 38000.1574 | 2010 | 29751.9056 | 39243.3273 | 2500 | 2 | 23517.3548 | 3012.3368 | 37979.335 | 25705.2708 | 1 | 59967.9079 | 71163.3526 | 7 | 0 | 0 | 0 | 5416.4586 | 2130.9501 | 1 | 161231.9905 | 1300.9088 | 159690.6982 | 1095.1811 | 30973.8124 | 83.5136 | 117.0946 | 34.4474 | 78504.6601 | 495.8615 | 0 | 170935.9733 | 95.31% | 4.685% | 433.977 | 0 | 214.4958 | 12.2159 | 915.2548 | 581.9206 | 1015.8452 | 28.9076 | 425.9375 | 29578.4305 | 216549.8993 | 246554.2673 | 887620.7572 | 1172815.3531 | 5.453% | 1240461.3057
LOGISTICS PLATFORM #75 | INDUSTRIAL | LOGISTICS PLATFORM | 63888.3412 | 2020 | 63301.9151 | 95379.2866 | 2500 | 4 | 18551.5606 | 6448.9056 | 61013.2974 | 61797.6378 | 2 | 136593.6055 | 129078.9 | 12 | 0 | 0 | 0 | 13287.4768 | 5376.0862 | 2 | 295327.4214 | 2241.8445 | 335215.443 | 2118.08 | 69810.949 | 114.7191 | 253.4766 | 55.3468 | 195825.6019 | 661.1636 | 0 | 329458.7937 | 96.15% | 3.845% | 632.4799 | 0 | 292.652 | 29.1663 | 1140.6511 | 740.6192 | 1651.3997 | 64.7239 | 1280.7572 | 58893.4335 | 334567.4727 | 394741.6633 | 1834836.9272 | 2315205.4441 | 4% | 2411662.6555
LOGISTICS PLATFORM #76 | INDUSTRIAL | LOGISTICS PLATFORM | 25381.2853 | 2017 | 26209.0194 | 43968.656 | 2500 | 2 | 21627.457 | 2363.0124 | 24464.3567 | 19331.9995 | 1 | 47625.7814 | 69855.7877 | 5 | 0 | 0 | 0 | 3506.6618 | 2449.3687 | 1 | 145399.1945 | 751.2303 | 124935.0994 | 991.8441 | 21824.6132 | 39.9682 | 74.0322 | 16.2368 | 58192.0554 | 263.0026 | 0 | 129897.0904 | 96.43% | 3.573% | 213.7793 | 0 | 107.4469 | 11.1937 | 535.0234 | 398.1805 | 463.9749 | 26.4794 | 441.5831 | 22108.0267 | 127145.7601 | 149695.3699 | 726039.9668 | 916266.8211 | 13.63% | 1060803.1789
LOGISTICS PLATFORM #77 | INDUSTRIAL | LOGISTICS PLATFORM | 49001.2827 | 2010 | 44097.1316 | 80419.9336 | 2500 | 2 | 23337.2629 | 4895.8233 | 33523.0573 | 34554.1892 | 1 | 63665.1465 | 85791.2865 | 12 | 0 | 0 | 0 | 6712.7261 | 4056.9165 | 1 | 192968.3788 | 1434.3242 | 189107.0008 | 1221.3889 | 28663.3687 | 79.2608 | 129.9904 | 43.1795 | 92439.3181 | 664.4214 | 0 | 159680.814 | 92.85% | 7.15% | 484.3156 | 0 | 237.599 | 19.4913 | 912.408 | 787.6179 | 1098.7355 | 39.7535 | 772.6334 | 46825.9919 | 303119.0301 | 350717.6554 | 1034716.921 | 1427107.939 | 13.15% | 1643131.693
LOGISTICS PLATFORM #78 | INDUSTRIAL | LOGISTICS PLATFORM | 63508.9814 | 2023 | 72033.6295 | 83447.2407 | 2500 | 2 | 24451.5525 | 9391.2198 | 84351.0382 | 59712.746 | 2 | 149484.9232 | 140687.9417 | 11 | 0 | 0 | 0 | 12864.7617 | 5562.7478 | 1 | 445235.6073 | 1969.6387 | 273254.3776 | 1667.2214 | 66378.641 | 136.647 | 205.2066 | 51.1622 | 218340.1905 | 587.7182 | 0 | 394091.6869 | 96.08% | 3.919% | 566.8216 | 0 | 320.2241 | 20.891 | 1635.5614 | 726.2387 | 1162.2926 | 48.1179 | 1249.1436 | 60929.4672 | 313362.8801 | 375541.491 | 2053854.7663 | 2514396.4884 | 3.36% | 2601820.5204
LOGISTICS PLATFORM #79 | INDUSTRIAL | LOGISTICS PLATFORM | 23038.2665 | 2014 | 22455.0236 | 38658.1087 | 2500 | 2 | 19793.057 | 2000.346 | 26762.8157 | 18778.7743 | 1 | 51121.899 | 38419.4401 | 5 | 0 | 0 | 0 | 4137.9284 | 2245.1942 | 1 | 109096.3792 | 736.585 | 87846.7307 | 678.6301 | 23940.7279 | 37.2127 | 69.1536 | 14.4665 | 45542.2743 | 336.0504 | 0 | 80149.3414 | 94.91% | 5.087% | 203.2727 | 0 | 119.2986 | 9.4659 | 647.2921 | 364.4639 | 608.0623 | 17.6988 | 325.6629 | 17473.7311 | 132262.5977 | 150061.9917 | 558788.9516 | 731519.9283 | 8.637% | 800671.5903
LOGISTICS PLATFORM #80 | INDUSTRIAL | LOGISTICS PLATFORM | 26862.1299 | 2021 | 27736.8987 | 44233.1563 | 2500 | 2 | 22574.4926 | 3376.5668 | 26696.289 | 19990.7305 | 1 | 58425.3622 | 50357.022 | 6 | 0 | 0 | 0 | 4021.2191 | 1987.9746 | 1 | 146398.0728 | 698.414 | 134552.6066 | 999.1744 | 23837.5749 | 56.3577 | 97.528 | 21.3844 | 68993.3657 | 243.5659 | 0 | 112676.5704 | 98.37% | 1.629% | 237.22 | 0 | 144.841 | 12.2336 | 631.1345 | 383.6593 | 727.0418 | 32.753 | 602.7335 | 27232.2893 | 173693.3265 | 201528.3492 | 744367.2763 | 976034.1357 | 1.212% | 988005.4919
LOGISTICS PLATFORM #81 | INDUSTRIAL | LOGISTICS PLATFORM | 21128.7977 | 2018 | 19418.5766 | 40568.6791 | 2500 | 2 | 22473.2817 | 2495.6839 | 25973.0976 | 17065.7096 | 1 | 44727.0765 | 38953.4708 | 4 | 0 | 0 | 0 | 2907.398 | 1779.6531 | 1 | 82448.3728 | 484.5089 | 105047.6859 | 820.9294 | 18750.1597 | 50.0571 | 70.6236 | 20.0341 | 71945.123 | 297.7852 | 0 | 117425.723 | 94.32% | 5.681% | 183.0379 | 0 | 135.9824 | 9.6699 | 595.4623 | 371.5942 | 533.1807 | 20.4242 | 324.6658 | 19940.7451 | 136133.3599 | 156398.7708 | 604961.9692 | 785542.0094 | 12.64% | 899197.4254
LOGISTICS PLATFORM #82 | INDUSTRIAL | LOGISTICS PLATFORM | 49087.7696 | 2017 | 60522.8296 | 70943.3173 | 2500 | 2 | 20761.1549 | 5753.9409 | 52906.6539 | 30568.3271 | 1 | 97250.2633 | 84456.9828 | 10 | 0 | 0 | 0 | 7895.9802 | 3593.0415 | 1 | 248989.3325 | 1265.2037 | 220349.364 | 1511.4641 | 44886.4996 | 85.682 | 190.6241 | 29.354 | 149213.9374 | 612.469 | 0 | 216453.7426 | 93.61% | 6.392% | 596.7029 | 0 | 204.6822 | 23.2105 | 1305.9776 | 711.7907 | 1062.2768 | 45.7099 | 684.3004 | 34832.3796 | 328290.3091 | 363806.9892 | 1348880.3936 | 1786652.8353 | 14.81% | 2097314.0946
LOGISTICS PLATFORM #83 | INDUSTRIAL | LOGISTICS PLATFORM | 68815.2278 | 2017 | 55695.4587 | 94374.3677 | 2500 | 2 | 22203.0842 | 8792.0188 | 71527.8248 | 41102.9316 | 2 | 148099.7894 | 183261.1477 | 18 | 0 | 0 | 0 | 10090.6129 | 7139.9134 | 2 | 410142.4557 | 1786.0563 | 232529.7804 | 2415.8231 | 57227.6966 | 139.8383 | 209.8757 | 46.166 | 168840.2557 | 848.938 | 0 | 388778.8919 | 95.29% | 4.713% | 685.2931 | 0 | 407.3897 | 33.6328 | 1770.3671 | 880.0511 | 1903.4047 | 71.7903 | 1093.5786 | 54893.8426 | 390198.9509 | 446186.3721 | 1887350.5147 | 2428926.9938 | 2.664% | 2495394.4881
LOGISTICS PLATFORM #84 | INDUSTRIAL | LOGISTICS PLATFORM | 63885.7006 | 2022 | 62410.4656 | 135394.4351 | 2500 | 4 | 23459.8353 | 9372.7131 | 74703.0181 | 53197.722 | 2 | 154196.1998 | 148769.6565 | 13 | 0 | 0 | 0 | 11853.5091 | 7454.5108 | 1 | 392988.1014 | 2266.1107 | 309460.179 | 2397.1553 | 53122.1905 | 102.5759 | 229.7763 | 61.3377 | 165731.9234 | 846.7021 | 0 | 386995.476 | 97.83% | 2.167% | 781.1989 | 0 | 289.3034 | 23.0012 | 1747.1351 | 910.4037 | 1331.0736 | 67.034 | 1007.0826 | 80816.9329 | 359603.9043 | 441427.9199 | 2027225.9483 | 2561293.0208 | 7.923% | 2781678.1581
LOGISTICS PLATFORM #85 | INDUSTRIAL | LOGISTICS PLATFORM | 45999.0922 | 2012 | 36918.0813 | 53600.1121 | 2500 | 2 | 24689.7651 | 5552.463 | 53727.8274 | 22963.5223 | 1 | 96512.9433 | 84511.0775 | 9 | 0 | 0 | 0 | 6321.5754 | 2795.4544 | 1 | 169997.957 | 1512.7108 | 204341.6885 | 1246.3781 | 41287.52 | 92.0682 | 116.7616 | 36.9296 | 110612.0489 | 512.0455 | 0 | 227182.0128 | 96.2% | 3.804% | 463.8167 | 0 | 305.349 | 18.2358 | 888.945 | 673.8758 | 876.1441 | 38.8963 | 692.5871 | 29587.8067 | 231024.1554 | 261304.5492 | 1143190.4367 | 1456913.1593 | 5.15% | 1536010.0142
LOGISTICS PLATFORM #86 | INDUSTRIAL | LOGISTICS PLATFORM | 70372.0243 | 2018 | 59693.5658 | 97410.5358 | 2500 | 4 | 21526.6689 | 7048.893 | 72779.2178 | 55055.3143 | 2 | 173216.2076 | 176797.9936 | 18 | 0 | 0 | 0 | 9610.685 | 6048.3618 | 2 | 331395.1892 | 2131.5467 | 250022.2806 | 1847.0166 | 52014.3879 | 128.162 | 278.2659 | 64.8947 | 155358.1665 | 785.3369 | 0 | 287265.1369 | 98.06% | 1.935% | 846.5149 | 0 | 469.097 | 33.9432 | 1355.6985 | 1092.8091 | 1520.3404 | 58.0238 | 986.8898 | 54209.7703 | 375308.4857 | 430505.1457 | 1742935.6196 | 2282368.5246 | 1.744% | 2322872.733
LOGISTICS PLATFORM #87 | INDUSTRIAL | LOGISTICS PLATFORM | 34484.4773 | 2017 | 38644.4458 | 53657.3694 | 2500 | 2 | 20353.266 | 4160.0662 | 30303.5258 | 25035.5377 | 1 | 51226.538 | 63065.237 | 7 | 0 | 0 | 0 | 5320.1397 | 3382.7464 | 1 | 213998.6761 | 782.7965 | 167340.1393 | 1221.9069 | 35325.6377 | 70.5266 | 128.6262 | 26.6188 | 79899.2039 | 452.291 | 0 | 199999.6005 | 96.67% | 3.332% | 274.377 | 0 | 195.0087 | 15.2495 | 970.4783 | 625.6699 | 929.2859 | 34.3659 | 642.6625 | 33193.4201 | 174149.3323 | 207985.4149 | 1012454.4466 | 1270970.7666 | 5.104% | 1339333.1916
LOGISTICS PLATFORM #88 | INDUSTRIAL | LOGISTICS PLATFORM | 37436.5497 | 2008 | 25221.2057 | 47633.7772 | 2500 | 2 | 18338.6142 | 3204.1992 | 27670.5941 | 19482.437 | 1 | 51102.9968 | 54385.9331 | 10 | 0 | 0 | 0 | 4467.1979 | 2551.6757 | 1 | 183943.0549 | 1022.6545 | 115701.6877 | 1491.8609 | 25738.4243 | 69.0172 | 145.1132 | 23.6222 | 73602.1389 | 344.432 | 0 | 161366.752 | 97.79% | 2.209% | 382.6228 | 0 | 153.7718 | 15.2956 | 752.006 | 468.8981 | 839.9441 | 30.9449 | 558.2184 | 25599.5191 | 184873.7834 | 211031.5209 | 831833.8384 | 1089278.2963 | 9.183% | 1199424.6998
LOGISTICS PLATFORM #89 | INDUSTRIAL | LOGISTICS PLATFORM | 54428.2518 | 2022 | 67080.9278 | 80600.7364 | 2500 | 2 | 21480.3595 | 7507.8506 | 69677.8604 | 40537.9925 | 2 | 90735.1889 | 140470.2692 | 10 | 0 | 0 | 0 | 8617.9906 | 5421.6507 | 1 | 281687.8763 | 1186.089 | 212663.064 | 1721.6386 | 64100.4376 | 131.9976 | 180.9417 | 34.7678 | 163866.4065 | 714.5499 | 0 | 313264.041 | 98.32% | 1.684% | 623.4381 | 0 | 339.0949 | 22.816 | 942.0545 | 859.2778 | 1389.3854 | 59.8619 | 873.7628 | 43484.2666 | 357325.8147 | 401683.8441 | 1548088.0446 | 2019981.0455 | 10.48% | 2256536.456
LOGISTICS PLATFORM #90 | INDUSTRIAL | LOGISTICS PLATFORM | 29829.7035 | 2021 | 34360.3817 | 58580.1894 | 2500 | 2 | 18419.1586 | 3102.7543 | 28695.2815 | 22914.4206 | 1 | 74725.7954 | 78479.6757 | 7 | 0 | 0 | 0 | 6099.6832 | 2580.244 | 1 | 203207.6661 | 748.6746 | 121193.8982 | 1158.7363 | 30432.2751 | 50.1148 | 111.127 | 21.5866 | 74847.1284 | 301.1186 | 0 | 144292.4472 | 96.83% | 3.171% | 255.3637 | 0 | 139.6663 | 14.8454 | 646.2225 | 399.963 | 766.05 | 28.8573 | 411.1448 | 25584.2975 | 122725.0784 | 148720.5207 | 892529.7144 | 1085745.5918 | 10.62% | 1214690.6777
LOGISTICS PLATFORM #91 | INDUSTRIAL | LOGISTICS PLATFORM | 60911.936 | 2013 | 61595.839 | 89927.3254 | 2500 | 2 | 21077.7962 | 5559.2564 | 67523.138 | 34076.4001 | 2 | 87114.9643 | 142928.0694 | 16 | 0 | 0 | 0 | 9990.1054 | 5865.5995 | 2 | 236008.3619 | 1936.7787 | 167383.0779 | 1888.1163 | 61940.6959 | 131.5848 | 217.2907 | 57.0933 | 138998.1114 | 582.7493 | 0 | 319817.852 | 92.25% | 7.745% | 552.6046 | 0 | 249.3283 | 19.5391 | 1573.8273 | 1057.3014 | 1240.5663 | 50.6507 | 765.4157 | 55396.1352 | 400142.0218 | 456303.5727 | 1444076.1789 | 1973670.1197 | 2.439% | 2023017.2095
LOGISTICS PLATFORM #92 | INDUSTRIAL | LOGISTICS PLATFORM | 52110.6921 | 2022 | 52082.8048 | 96870.536 | 2500 | 4 | 19603.8765 | 7123.2884 | 71224.3761 | 36327.952 | 1 | 133373.483 | 102251.2971 | 11 | 0 | 0 | 0 | 10130.2453 | 4596.0066 | 1 | 236542.0435 | 1690.0911 | 214823.202 | 2022.6093 | 59420.2441 | 124.6693 | 147.1837 | 37.7967 | 141521.3707 | 459.5866 | 0 | 241525.0056 | 95.11% | 4.893% | 536.9786 | 0 | 268.5196 | 23.0905 | 1097.7383 | 954.6862 | 1351.4472 | 44.0685 | 1032.7589 | 41276.5077 | 281786.5381 | 324095.8047 | 1455646.203 | 1859125.8586 | 11.57% | 2102428.9543
LOGISTICS PLATFORM #93 | INDUSTRIAL | LOGISTICS PLATFORM | 51637.0556 | 2008 | 55161.3415 | 57393.7941 | 2500 | 2 | 22327.3988 | 4349.8393 | 43824.242 | 32517.3163 | 1 | 75618.1593 | 112903.932 | 11 | 0 | 0 | 0 | 6938.0949 | 4499.7929 | 2 | 249251.785 | 1636.5645 | 189411.4107 | 1324.2569 | 30346.053 | 80.5252 | 195.5211 | 49.1124 | 117719.743 | 708.6147 | 0 | 227674.3577 | 93.23% | 6.774% | 584.4075 | 0 | 231.7659 | 23.5269 | 1054.725 | 823.1379 | 1245.5303 | 39.1209 | 546.3598 | 38208.2045 | 247210.747 | 285965.3113 | 1209185.5108 | 1550312.6858 | 13.59% | 1794118.5814
LOGISTICS PLATFORM #94 | INDUSTRIAL | LOGISTICS PLATFORM | 18800.2431 | 2017 | 15405.1314 | 25248.4476 | 2500 | 2 | 23200.4091 | 1913.5509 | 14699.3598 | 12482.9981 | 1 | 39520.2563 | 48963.0622 | 5 | 0 | 0 | 0 | 3297.2779 | 1684.6852 | 0 | 107073.0481 | 618.3004 | 77539.3394 | 748.1614 | 14984.1501 | 43.7431 | 59.7815 | 15.704 | 50927.538 | 202.4983 | 0 | 91261.6104 | 96.85% | 3.152% | 217.4825 | 0 | 95.0266 | 7.0739 | 331.3762 | 349.8107 | 369.5514 | 20.8126 | 283.8407 | 21448.5256 | 98524.9214 | 120257.2878 | 510312.3762 | 652979.3747 | 1.662% | 664017.056
LOGISTICS PLATFORM #95 | INDUSTRIAL | LOGISTICS PLATFORM | 38714.6118 | 2014 | 39080.8362 | 60890.5726 | 2500 | 2 | 24257.4395 | 4394.7307 | 34698.4165 | 28927.2841 | 1 | 57032.9543 | 84843.6588 | 10 | 0 | 0 | 0 | 5237.7353 | 3337.5464 | 1 | 209977.5122 | 1210.1368 | 141841.2801 | 1571.3718 | 28108.1742 | 81.7186 | 126.8575 | 36.2976 | 113710.2529 | 464.4195 | 0 | 172507.5491 | 93.58% | 6.415% | 490.0443 | 0 | 170.0718 | 15.7681 | 934.8547 | 611.0922 | 776.6825 | 29.8605 | 651.0635 | 32782.982 | 216560.5232 | 249994.5687 | 992289.4666 | 1286407.563 | 9.532% | 1421952.1805
LOGISTICS PLATFORM #96 | INDUSTRIAL | LOGISTICS PLATFORM | 29927.8139 | 2015 | 25490.3781 | 42138.5648 | 2500 | 2 | 24096.5933 | 2882.8994 | 31131.0225 | 16841.2388 | 1 | 45724.0079 | 59119.3489 | 8 | 0 | 0 | 0 | 5268.5869 | 2363.317 | 1 | 156115.3407 | 803.4542 | 100477.6362 | 1120.1412 | 27122.4571 | 49.682 | 81.0261 | 25.5845 | 78933.012 | 304.6645 | 0 | 162908.0873 | 97.79% | 2.208% | 232.8632 | 0 | 127.0002 | 13.6079 | 587.6588 | 375.6515 | 651.7373 | 27.8577 | 501.6793 | 27788.0869 | 179808.599 | 208098.3652 | 783984.2156 | 1032252.4556 | 6.463% | 1103571.1878
LOGISTICS PLATFORM #97 | INDUSTRIAL | LOGISTICS PLATFORM | 56282.7429 | 2010 | 52296.9526 | 64506.0252 | 2500 | 2 | 18767.4815 | 6090.3241 | 45587.2539 | 35226.9948 | 2 | 114194.7356 | 97716.2261 | 11 | 0 | 0 | 0 | 8118.2556 | 5147.2135 | 2 | 215084.5789 | 1837.6501 | 224604.2017 | 1849.4203 | 34620.2192 | 110.177 | 173.9269 | 37.529 | 144699.3063 | 650.4726 | 0 | 209035.4624 | 93.32% | 6.68% | 674.5737 | 0 | 251.929 | 21.1964 | 1141.1124 | 963.3177 | 1402.2488 | 63.3283 | 831.4464 | 50905.5833 | 312864.0106 | 364601.0402 | 1284134.4536 | 1701146.3426 | 1.421% | 1725676.6362
LOGISTICS PLATFORM #98 | INDUSTRIAL | LOGISTICS PLATFORM | 29349.7909 | 2018 | 31421.5581 | 38040.5727 | 2500 | 2 | 18577.3848 | 2918.1539 | 31463.8406 | 23715.3065 | 1 | 48152.5146 | 77119.8832 | 7 | 0 | 0 | 0 | 6004.1318 | 2377.1484 | 1 | 127603.608 | 896.1647 | 94283.3521 | 1001.0428 | 28357.4703 | 64.9087 | 113.7503 | 18.5166 | 88807.9994 | 399.0534 | 0 | 162934.5347 | 95.53% | 4.471% | 252.6271 | 0 | 189.3353 | 12.2049 | 594.6572 | 498.212 | 663.1683 | 22.6513 | 534.5144 | 32980.0833 | 194943.1653 | 228457.7629 | 775574.041 | 1049171.4138 | 6.363% | 1120472.5643
LOGISTICS PLATFORM #99 | INDUSTRIAL | LOGISTICS PLATFORM | 62774.9079 | 2009 | 53730.6904 | 89451.4826 | 2500 | 2 | 24137.6438 | 6374.0489 | 41818.3072 | 40169.5464 | 1 | 128109.186 | 138928.667 | 16 | 0 | 0 | 0 | 8909.394 | 5130.4512 | 2 | 267130.8294 | 1958.693 | 234794.2004 | 2497.7632 | 58302.592 | 122.8274 | 251.8247 | 51.1458 | 111009.1394 | 793.911 | 0 | 215535.8652 | 96.71% | 3.295% | 678.0597 | 0 | 327.9772 | 31.2611 | 1147.3743 | 1051.7829 | 1429.4648 | 47.1832 | 949.0818 | 42773.1572 | 311025.7677 | 354748.0067 | 1401932.1377 | 1832965.6343 | 12.7% | 2099562.9441
LOGISTICS PLATFORM #100 | INDUSTRIAL | LOGISTICS PLATFORM | 31623.3513 | 2015 | 37801.9031 | 35849.1439 | 2500 | 2 | 19931.5986 | 3928.39 | 39366.5142 | 19337.1121 | 1 | 59299.3938 | 81353.4302 | 6 | 0 | 0 | 0 | 5068.8717 | 2021.0598 | 1 | 158291.7576 | 881.3598 | 150158.1907 | 813.8528 | 29105.5892 | 57.2327 | 120.9188 | 25.4726 | 102146.1788 | 458.3895 | 0 | 125293.8949 | 94.15% | 5.85% | 306.8822 | 0 | 198.7246 | 14.5524 | 553.8954 | 525.6083 | 867.1857 | 31.6462 | 412.2537 | 28468.3204 | 159397.6087 | 188278.1828 | 847098.4358 | 1066946.6318 | 10.91% | 1197631.2524
LOGISTICS PLATFORM #101 | INDUSTRIAL | LOGISTICS PLATFORM | 15097.5115 | 2015 | 17568.1663 | 20386.7426 | 2500 | 2 | 21089.1859 | 1870.4827 | 18060.1202 | 8884.1961 | 0 | 31823.1288 | 30924.8201 | 3 | 0 | 0 | 0 | 2449.6211 | 1389.6212 | 0 | 88183.6427 | 374.9064 | 57373.4603 | 601.4595 | 15282.4873 | 28.0075 | 46.2621 | 10.6337 | 36287.5028 | 211.1215 | 0 | 78014.4423 | 98.56% | 1.441% | 193.0308 | 0 | 91.0719 | 5.3066 | 284.3716 | 177.9569 | 264.8749 | 17.35 | 222.4677 | 10625.675 | 88526.6412 | 99374.7839 | 416954.7308 | 535281.3185 | 1.293% | 542294.8529
LOGISTICS PLATFORM #102 | INDUSTRIAL | LOGISTICS PLATFORM | 31551.8271 | 2013 | 29122.5364 | 54599.0475 | 2500 | 2 | 24140.4372 | 2994.1459 | 24385.1444 | 24289.5373 | 1 | 49796.7208 | 67316.133 | 6 | 0 | 0 | 0 | 5924.3575 | 2406.0589 | 1 | 111628.5176 | 941.9393 | 135951.7639 | 1086.2808 | 27241.4775 | 61.3915 | 109.5606 | 24.4497 | 98288.224 | 281.3255 | 0 | 138018.8254 | 93.31% | 6.693% | 377.8708 | 0 | 153.3267 | 10.6493 | 814.664 | 442.605 | 541.2048 | 34.1847 | 379.5834 | 28361.0052 | 136833.9237 | 165574.5124 | 777782.925 | 977411.7309 | 12.83% | 1121253.0438
LOGISTICS PLATFORM #103 | INDUSTRIAL | LOGISTICS PLATFORM | 23801.0832 | 2013 | 27246.7656 | 27388.1752 | 2500 | 2 | 23596.5735 | 2157.2578 | 25917.7219 | 19305.3096 | 1 | 46308.7675 | 51258.95 | 5 | 0 | 0 | 0 | 4352.181 | 2204.9305 | 1 | 93410.1544 | 545.8021 | 82144.362 | 964.1553 | 15526.1364 | 52.2153 | 92.5432 | 14.6244 | 55271.6838 | 219.9588 | 0 | 109856.2736 | 97.83% | 2.169% | 246.9454 | 0 | 128.163 | 9.4235 | 524.6885 | 372.6655 | 628.5006 | 27.3278 | 310.662 | 15502.9424 | 111317.956 | 127131.5604 | 556038.2607 | 707336.9859 | 13.98% | 822302.6162
LOGISTICS PLATFORM #104 | INDUSTRIAL | LOGISTICS PLATFORM | 18671.8512 | 2023 | 17940.808 | 30668.9312 | 2500 | 2 | 21622.1364 | 1793.8896 | 19575.7608 | 18073.7387 | 1 | 44515.235 | 41557.6326 | 4 | 0 | 0 | 0 | 3672.7395 | 1454.3022 | 1 | 132156.4086 | 598.5405 | 97697.2982 | 497.3051 | 21135.2133 | 35.9978 | 65.4666 | 12.9159 | 59088.951 | 208.0518 | 0 | 88931.0355 | 95.93% | 4.072% | 226.4941 | 0 | 118.3438 | 9.8947 | 445.0326 | 276.1612 | 495.0882 | 15.2482 | 404.6852 | 23417.2276 | 91889.693 | 115711.6058 | 590905.5211 | 728386.1065 | 5.509% | 770851.975
LOGISTICS PLATFORM #105 | INDUSTRIAL | LOGISTICS PLATFORM | 73488.4928 | 2009 | 68673.1007 | 99349.8486 | 2500 | 4 | 19099.3161 | 6013.8309 | 69309.2937 | 46533.9723 | 2 | 106939.9055 | 132849.4215 | 16 | 0 | 0 | 0 | 9667.2172 | 6472.2184 | 2 | 307987.0037 | 2327.3859 | 247922.7702 | 2750.0387 | 50986.3568 | 150.9721 | 227.149 | 57.9867 | 206414.7457 | 996.0961 | 0 | 284439.2147 | 97.62% | 2.376% | 673.7567 | 0 | 425.7018 | 29.8621 | 1847.7432 | 1237.1171 | 1912.1405 | 57.0289 | 1040.7922 | 44054.4312 | 354403.5643 | 399498.7877 | 1674900.5212 | 2166744.1513 | 13.34% | 2500163.2882
LOGISTICS PLATFORM #106 | INDUSTRIAL | LOGISTICS PLATFORM | 53729.492 | 2010 | 59971.0219 | 82850.6562 | 2500 | 2 | 23838.6679 | 4705.0603 | 57078.1931 | 38806.7608 | 1 | 105937.3234 | 98065.3376 | 13 | 0 | 0 | 0 | 7788.916 | 3809.968 | 1 | 267863.8949 | 1273.017 | 152635.3424 | 2047.9601 | 38256.6526 | 82.8702 | 211.7974 | 44.3604 | 145636.1409 | 475.7844 | 0 | 198687.9078 | 95.62% | 4.377% | 651.3721 | 0 | 224.4769 | 27.9989 | 1114.3544 | 661.9218 | 1428.9656 | 54.9882 | 635.5051 | 45579.4819 | 228172.424 | 274387.411 | 1274439.5936 | 1594952.9021 | 14.8% | 1872110.2428
LOGISTICS PLATFORM #107 | INDUSTRIAL | LOGISTICS PLATFORM | 63581.2261 | 2014 | 63568.5756 | 108468.5871 | 2500 | 4 | 21456.1221 | 5635.9405 | 67422.0315 | 38707.081 | 2 | 92426.1032 | 147131.2674 | 16 | 0 | 0 | 0 | 10425.5497 | 5623.9828 | 2 | 262669.4867 | 1472.1556 | 228441.2291 | 1784.7179 | 57471.1573 | 117.386 | 184.3829 | 40.2988 | 126134.6892 | 572.7101 | 0 | 216913.6759 | 92.98% | 7.022% | 694.4997 | 0 | 295.1097 | 22.7271 | 1702.7967 | 908.4332 | 1104.5859 | 73.2511 | 911.0023 | 57125.6813 | 331594.8393 | 389631.5229 | 1443481.8186 | 1910244.2211 | 4.504% | 2000345.2757
LOGISTICS PLATFORM #108 | INDUSTRIAL | LOGISTICS PLATFORM | 31389.7202 | 2017 | 34321.8213 | 51499.9682 | 2500 | 2 | 21233.0705 | 2951.5502 | 32873.4308 | 27350.9292 | 1 | 49386.5706 | 74018.6485 | 5 | 0 | 0 | 0 | 3959.0533 | 3095.7035 | 1 | 157848.0397 | 1087.5745 | 150876.0201 | 987.8776 | 33337.0675 | 79.3874 | 126.155 | 21.0427 | 92936.5096 | 371.1057 | 0 | 119489.9614 | 96.23% | 3.774% | 256.5724 | 0 | 131.2617 | 14.2503 | 885.7256 | 421.7618 | 643.6295 | 30.848 | 435.9975 | 35387.123 | 197114.0147 | 232937.1351 | 855608.6221 | 1138107.9985 | 12.07% | 1294401.3619
LOGISTICS PLATFORM #109 | INDUSTRIAL | LOGISTICS PLATFORM | 35890.6918 | 2023 | 41272.931 | 69622.81 | 2500 | 2 | 21990.0227 | 4541.6301 | 51913.122 | 31585.583 | 1 | 98120.1541 | 94177.8359 | 8 | 0 | 0 | 0 | 7951.3905 | 3194.2738 | 1 | 225315.5505 | 903.4159 | 132177.118 | 1234.4906 | 37809.315 | 67.564 | 116.1147 | 22.5129 | 120053.6651 | 423.0545 | 0 | 145861.142 | 95.53% | 4.468% | 423.1705 | 0 | 222.9841 | 13.4738 | 644.8584 | 560.9308 | 757.5586 | 28.455 | 647.454 | 37703.049 | 167452.6959 | 205803.1989 | 1087877.9207 | 1356765.9982 | 13.59% | 1570061.1902
LOGISTICS PLATFORM #110 | INDUSTRIAL | LOGISTICS PLATFORM | 41040.1229 | 2018 | 54071.7532 | 66458.1116 | 2500 | 2 | 18237.9354 | 3610.6663 | 44899.5376 | 31001.9598 | 1 | 87429.5263 | 82748.9424 | 8 | 0 | 0 | 0 | 8217.9782 | 2871.3029 | 1 | 160459.5306 | 1159.368 | 207774.0537 | 1276.0513 | 30797.3764 | 94.8896 | 106.1991 | 25.2757 | 130549.9405 | 402.3346 | 0 | 174603.4248 | 97.17% | 2.826% | 367.5615 | 0 | 198.0801 | 16.1324 | 1120.883 | 521.495 | 914.6138 | 49.6165 | 547.712 | 30338.9673 | 245925.519 | 276812.1982 | 1097343.7933 | 1419486.7399 | 5.484% | 1501848.6043
LOGISTICS PLATFORM #111 | INDUSTRIAL | LOGISTICS PLATFORM | 19050.7273 | 2014 | 14354.3874 | 21726.2157 | 2500 | 2 | 19318.266 | 1952.6877 | 19851.6999 | 9807.3686 | 1 | 40120.3346 | 40970.5319 | 4 | 0 | 0 | 0 | 2912.6361 | 1897.6955 | 1 | 98284.8946 | 612.9508 | 56849.9616 | 554.8632 | 15744.9256 | 37.4217 | 63.6355 | 11.4354 | 59320.401 | 193.814 | 0 | 103273.5955 | 96.03% | 3.975% | 164.3275 | 0 | 87.8388 | 9.835 | 457.7123 | 244.8177 | 445.7107 | 15.481 | 347.6383 | 13049.2496 | 93079.6658 | 106476.5537 | 499336.4521 | 633582.9042 | 8.937% | 695763.4098
LOGISTICS PLATFORM #112 | INDUSTRIAL | LOGISTICS PLATFORM | 48337.0658 | 2017 | 40144.146 | 64154.0241 | 2500 | 2 | 24495.4592 | 4628.2003 | 49348.7791 | 30167.0706 | 1 | 117118.9368 | 107775.6692 | 8 | 0 | 0 | 0 | 6189.57 | 3902.1802 | 1 | 252226.2563 | 1128.8324 | 166246.7963 | 1479.7332 | 36728.9681 | 108.3755 | 133.3032 | 34.5571 | 111656.373 | 494.2334 | 0 | 213776.6537 | 96.97% | 3.026% | 617.2627 | 0 | 210.5473 | 24.1882 | 1274.1325 | 725.197 | 1115.5954 | 58.0157 | 852.5692 | 33787.4548 | 223464.9844 | 258105.0084 | 1211079.5803 | 1525734.985 | 8.5% | 1667465.3419
LOGISTICS PLATFORM #113 | INDUSTRIAL | LOGISTICS PLATFORM | 48509.6138 | 2009 | 48205.7517 | 70496.8245 | 2500 | 2 | 20376.9086 | 5353.2073 | 50952.065 | 36482.6298 | 1 | 60657.7446 | 109674.9825 | 12 | 0 | 0 | 0 | 6497.5843 | 3952.0349 | 1 | 196525.3102 | 1256.6707 | 164601.8988 | 1344.7117 | 41240.3603 | 77.4081 | 129.2529 | 40.2337 | 124924.3239 | 697.1062 | 0 | 206661.0728 | 94.47% | 5.527% | 494.0083 | 0 | 218.5167 | 20.3129 | 1120.7309 | 870.4105 | 832.4376 | 45.303 | 682.972 | 31437.6708 | 239377.1757 | 271497.8185 | 1120792.6923 | 1451475.3361 | 13.12% | 1670707.2278
LOGISTICS PLATFORM #114 | INDUSTRIAL | LOGISTICS PLATFORM | 29345.1509 | 2015 | 27918.6676 | 49038.7069 | 2500 | 2 | 18525.2602 | 3073.0892 | 34276.2173 | 24995.8053 | 1 | 46347.6587 | 71358.9974 | 7 | 0 | 0 | 0 | 4812.1348 | 2429.1446 | 1 | 122245.7859 | 737.6228 | 102585.5973 | 843.1301 | 28071.006 | 61.2025 | 86.835 | 23.3811 | 85023.9851 | 405.038 | 0 | 127295.0873 | 96.97% | 3.029% | 306.4868 | 0 | 159.9614 | 12.6942 | 654.2899 | 464.6114 | 761.714 | 22.3406 | 384.6539 | 20293.1067 | 197681.7458 | 218359.5064 | 729098.4274 | 990471.6918 | 5.403% | 1047038.7367
LOGISTICS PLATFORM #115 | INDUSTRIAL | LOGISTICS PLATFORM | 57969.5194 | 2022 | 57565.2536 | 78513.3107 | 2500 | 2 | 17769.0143 | 5457.6489 | 56509.3192 | 45344.9765 | 1 | 128347.5886 | 140986.9098 | 15 | 0 | 0 | 0 | 12310.0545 | 5262.3569 | 2 | 362612.8969 | 1584.0133 | 203663.2272 | 1678.7887 | 59904.296 | 106.2565 | 164.5164 | 47.9755 | 140094.16 | 638.0525 | 0 | 309161.2955 | 97.6% | 2.4% | 726.289 | 0 | 375.0494 | 23.2601 | 1332.0197 | 660.9465 | 1207.4833 | 47.2795 | 1070.1971 | 49402.0636 | 380996.6406 | 431468.9013 | 1616291.9133 | 2122475.1348 | 4.261% | 2216947.235
LOGISTICS PLATFORM #116 | INDUSTRIAL | LOGISTICS PLATFORM | 69549.1933 | 2024 | 74339.8129 | 141186.8069 | 2500 | 4 | 23360.5045 | 9422.1461 | 102334.1285 | 47259.6663 | 2 | 184261.1325 | 150800.0542 | 16 | 0 | 0 | 0 | 13844.1358 | 5453.4957 | 2 | 328312.2149 | 2053.61 | 376382.811 | 1859.3734 | 63924.2492 | 127.0503 | 220.2768 | 60.8451 | 207473.3261 | 958.0614 | 0 | 447901.8088 | 96.18% | 3.819% | 617.4286 | 0 | 285.5482 | 33.8112 | 1734.2731 | 1050.5878 | 1406.1475 | 74.1326 | 1413.6182 | 76945.185 | 400125.0661 | 478483.8694 | 2211648.6191 | 2768723.1308 | 10.66% | 3099146.5854
LOGISTICS PLATFORM #117 | INDUSTRIAL | LOGISTICS PLATFORM | 25308.4376 | 2019 | 33276.9596 | 35151.5839 | 2500 | 2 | 19810.4081 | 2456.0225 | 28937.5828 | 19447.2377 | 1 | 55447.323 | 62573.9276 | 6 | 0 | 0 | 0 | 4176.0613 | 1903.4689 | 1 | 166478.3335 | 750.3904 | 114545.3484 | 999.6061 | 23596.7066 | 57.7175 | 67.1693 | 19.9626 | 56487.972 | 293.8357 | 0 | 108274.0364 | 96.76% | 3.237% | 241.819 | 0 | 151.0579 | 9.193 | 674.9943 | 377.7668 | 563.0896 | 23.2546 | 516.7579 | 29811.6761 | 148895.2661 | 179223.7 | 729264.212 | 943868.893 | 15.69% | 1119471.8148
LOGISTICS PLATFORM #118 | INDUSTRIAL | LOGISTICS PLATFORM | 25872.9944 | 2014 | 23795.4747 | 33488.0836 | 2500 | 2 | 24273.913 | 2008.9759 | 26993.3393 | 21551.3847 | 1 | 48060.145 | 58445.0475 | 6 | 0 | 0 | 0 | 4511.0662 | 2553.6262 | 1 | 102051.0367 | 860.5402 | 114078.1386 | 1021.8008 | 18692.9649 | 61.8714 | 74.212 | 24.9457 | 77663.0433 | 266.9161 | 0 | 121873.3794 | 93.83% | 6.168% | 206.8077 | 0 | 151.617 | 12.5721 | 567.1441 | 447.1848 | 612.7453 | 20.5799 | 336.3833 | 24616.5575 | 162994.3089 | 187947.2497 | 656365.9808 | 871255.0998 | 13.44% | 1006522.4389
LOGISTICS PLATFORM #119 | INDUSTRIAL | LOGISTICS PLATFORM | 23517.3929 | 2018 | 30250.4175 | 38067.9872 | 2500 | 2 | 22507.3559 | 3030.2683 | 30513.726 | 21188.8013 | 1 | 54252.3303 | 42667.2198 | 5 | 0 | 0 | 0 | 4556.7539 | 1684.1997 | 1 | 141389.476 | 770.8168 | 73344.8489 | 625.1214 | 23152.4483 | 42.216 | 93.8302 | 20.137 | 55662.5848 | 275.4713 | 0 | 137005.7936 | 94.5% | 5.501% | 297.4071 | 0 | 154.1231 | 10.2343 | 460.4037 | 392.4705 | 536.1208 | 27.2578 | 433.4157 | 18630.9415 | 123709.882 | 142774.2392 | 677184.4745 | 854605.3166 | 15.28% | 1008742.6913
LOGISTICS PLATFORM #120 | INDUSTRIAL | LOGISTICS PLATFORM | 16729.5605 | 2020 | 14768.6293 | 26657.8203 | 2500 | 2 | 22564.4742 | 2362.3988 | 16476.9199 | 14155.1753 | 1 | 32120.9654 | 47335.2208 | 4 | 0 | 0 | 0 | 3313.9131 | 1377.1137 | 0 | 78876.728 | 564.4601 | 83394.3126 | 435.7944 | 16066.54 | 30.2114 | 45.127 | 14.2238 | 46958.1938 | 244.5629 | 0 | 65833.4946 | 94.73% | 5.271% | 205.6737 | 0 | 111.0979 | 8.1663 | 349.2242 | 206.8576 | 455.6389 | 16.785 | 286.0266 | 17768.8014 | 83209.1335 | 101263.9616 | 447429.581 | 569932.2091 | 13.37% | 657913.5934
LOGISTICS PLATFORM #121 | INDUSTRIAL | LOGISTICS PLATFORM | 54726.4018 | 2012 | 42323.3752 | 86071.9117 | 2500 | 2 | 20310.7752 | 4916.6361 | 58793.2786 | 28595.0679 | 1 | 76527.5631 | 117096.0964 | 14 | 0 | 0 | 0 | 7479.0711 | 4562.263 | 1 | 309313.5147 | 1315.635 | 156110.243 | 1869.5525 | 43584.9717 | 97.6827 | 214.7882 | 35.6959 | 126538.2177 | 592.7413 | 0 | 195072.9791 | 95.12% | 4.88% | 630.8215 | 0 | 330.9177 | 23.6249 | 1368.3672 | 823.5535 | 987.216 | 51.9761 | 696.4151 | 52982.2269 | 234933.2307 | 288611.8726 | 1273630.5878 | 1614813.5686 | 6.272% | 1722872.7097
LOGISTICS PLATFORM #122 | INDUSTRIAL | LOGISTICS PLATFORM | 63030.0372 | 2017 | 51617.2417 | 97092.2305 | 2500 | 4 | 18803.6728 | 7984.488 | 78978.3483 | 56609.2431 | 2 | 100385.1602 | 142219.6709 | 10 | 0 | 0 | 0 | 8235.2245 | 5998.0846 | 2 | 253142.6277 | 1891.2233 | 225291.5292 | 1984.2835 | 56832.6482 | 101.2937 | 174.991 | 58.2548 | 157753.973 | 734.6094 | 0 | 234990.6954 | 97.89% | 2.114% | 649.7436 | 0 | 339.1094 | 23.4821 | 1662.4417 | 820.8558 | 1186.9196 | 72.7734 | 990.717 | 61154.7971 | 268199.1599 | 330344.674 | 1489869.0338 | 1904686.9161 | 13.56% | 2203354.3905
LOGISTICS PLATFORM #123 | INDUSTRIAL | LOGISTICS PLATFORM | 58370.7672 | 2017 | 67321.3404 | 107332.7405 | 2500 | 4 | 18967.5191 | 4943.2816 | 53708.0235 | 41679.8219 | 1 | 89658.7939 | 145868.9328 | 12 | 0 | 0 | 0 | 10160.6166 | 5247.668 | 1 | 282780.366 | 1416.6957 | 213288.1215 | 2012.3306 | 42483.7475 | 125.617 | 177.7411 | 52.3521 | 119319.8431 | 832.3496 | 0 | 297888.0224 | 97.34% | 2.656% | 553.2251 | 0 | 265.5934 | 21.4256 | 1577.2527 | 665.7643 | 1140.8475 | 45.1502 | 1094.9178 | 53544.6839 | 350153.1713 | 404792.7731 | 1492562.7769 | 1975319.4102 | 9.78% | 2189443.1817
LOGISTICS PLATFORM #124 | INDUSTRIAL | LOGISTICS PLATFORM | 62781.9105 | 2018 | 84367.4618 | 81150.0299 | 2500 | 2 | 23687.0609 | 7735.5298 | 78946.7532 | 39812.6079 | 1 | 109166.1612 | 132389.5754 | 14 | 0 | 0 | 0 | 12739.2257 | 5627.5169 | 1 | 324973.248 | 2032.2345 | 228734.7582 | 1865.1952 | 45192.069 | 117.8844 | 175.1738 | 59.6525 | 216365.0923 | 748.3887 | 0 | 349873.6133 | 93.47% | 6.529% | 533.6262 | 0 | 315.8549 | 23.4176 | 1705.2238 | 1145.5719 | 1599.5091 | 75.1205 | 1081.0266 | 54888.5768 | 373379.5583 | 429349.1617 | 1769234.6779 | 2288355.7013 | 5.583% | 2423673.8961
LOGISTICS PLATFORM #125 | INDUSTRIAL | LOGISTICS PLATFORM | 35802.2435 | 2010 | 35680.621 | 50801.6799 | 2500 | 2 | 19025.5172 | 4186.3567 | 37239.7962 | 19422.1053 | 1 | 54745.3953 | 80632.0345 | 8 | 0 | 0 | 0 | 4480.9737 | 2388.9631 | 1 | 146524.073 | 1179.5186 | 117244.5676 | 1307.8379 | 28967.9922 | 61.1083 | 134.9959 | 27.2547 | 93226.7275 | 331.8777 | 0 | 140125.334 | 96.6% | 3.396% | 320.9486 | 0 | 214.0808 | 15.7463 | 832.3099 | 567.8239 | 833.2221 | 39.327 | 450.4335 | 28258.2335 | 240291.1946 | 268999.8616 | 820269.6295 | 1128546.4779 | 14.63% | 1321886.9658
LOGISTICS PLATFORM #126 | INDUSTRIAL | LOGISTICS PLATFORM | 28269.7013 | 2018 | 26741.1818 | 54469.3226 | 2500 | 2 | 19039.3795 | 3637.6429 | 31976.1586 | 16159.3208 | 1 | 63444.3492 | 72672.3145 | 6 | 0 | 0 | 0 | 4770.1337 | 2062.8175 | 1 | 152409.0198 | 866.7244 | 100920.7446 | 907.8348 | 29766.0409 | 46.9755 | 82.9073 | 23.0295 | 82834.1321 | 341.7101 | 0 | 109180.4106 | 95.94% | 4.058% | 279.944 | 0 | 135.905 | 14.1225 | 760.0187 | 375.8216 | 791.4423 | 23.1523 | 556.257 | 27893.5619 | 121882.8756 | 150332.6944 | 760544.505 | 946606.344 | 10.31% | 1055460.065
LOGISTICS PLATFORM #127 | INDUSTRIAL | LOGISTICS PLATFORM | 36206.6936 | 2019 | 39734.0067 | 51469.8102 | 2500 | 2 | 22924.9587 | 3612.4021 | 33442.1637 | 31294.0918 | 1 | 69801.4155 | 80604.4511 | 7 | 0 | 0 | 0 | 5492.572 | 2643.4534 | 1 | 152728.0115 | 881.1975 | 166812.4486 | 902.3836 | 30233.5739 | 72.2241 | 108.7473 | 32.8043 | 111309.7299 | 355.1968 | 0 | 143705.7683 | 95.41% | 4.587% | 405.4944 | 0 | 178.0393 | 12.902 | 630.5997 | 675.7981 | 1018.298 | 44.1435 | 702.1791 | 34075.5937 | 244477.5582 | 279255.331 | 939607.123 | 1270606.7055 | 9.615% | 1405766.9905
LOGISTICS PLATFORM #128 | INDUSTRIAL | LOGISTICS PLATFORM | 59644.9824 | 2023 | 73099.1724 | 85732.8083 | 2500 | 2 | 20335.3781 | 9121.1103 | 81801.446 | 41894.5894 | 2 | 117645.3207 | 175039.1396 | 14 | 0 | 0 | 0 | 12949.3721 | 6069.4721 | 2 | 264062.3438 | 1456.9086 | 249443.414 | 2082.8574 | 51399.8652 | 104.2579 | 169.9009 | 36.0055 | 193560.0223 | 719.637 | 0 | 336777.1855 | 97.06% | 2.943% | 475.8458 | 0 | 315.9814 | 25.7999 | 1369.6432 | 856.0172 | 1287.7485 | 49.7349 | 1109.1192 | 76520.4911 | 271250.5698 | 348880.1801 | 1721528.1967 | 2156737.3694 | 13.05% | 2480359.8827
LOGISTICS PLATFORM #129 | INDUSTRIAL | LOGISTICS PLATFORM | 33388.803 | 2009 | 31593.4136 | 46418.5409 | 2500 | 2 | 23004.323 | 2698.1309 | 22981.1153 | 24762.0776 | 1 | 65422.514 | 69770.647 | 6 | 0 | 0 | 0 | 4534.2526 | 2890.2959 | 1 | 151415.382 | 866.4053 | 113732.5313 | 1330.1385 | 29880.6051 | 72.5874 | 91.481 | 30.7428 | 76167.593 | 383.7164 | 0 | 152835.7466 | 95.25% | 4.747% | 328.0172 | 0 | 153.0599 | 13.2778 | 921.3056 | 561.7289 | 584.5022 | 33.2571 | 509.9487 | 20230.6162 | 221871.538 | 242612.1029 | 791095.5569 | 1068711.6096 | 1.161% | 1081259.884
LOGISTICS PLATFORM #130 | INDUSTRIAL | LOGISTICS PLATFORM | 48841.6138 | 2017 | 40296.3586 | 78796.0654 | 2500 | 2 | 24176.4891 | 4311.1134 | 51270.3347 | 33638.0527 | 1 | 105878.8629 | 94452.5278 | 8 | 0 | 0 | 0 | 8939.7727 | 4597.4992 | 1 | 286927.5222 | 1344.1056 | 223047.243 | 1368.5228 | 38106.5333 | 96.5158 | 180.6791 | 38.1027 | 147871.9193 | 613.2506 | 0 | 199837.9222 | 94.38% | 5.619% | 539.8014 | 0 | 324.0971 | 16.5832 | 1335.5061 | 628.2245 | 1276.3685 | 58.6318 | 849.4305 | 48655.6303 | 285323.5936 | 334828.6545 | 1353885.6719 | 1743340.5434 | 15.04% | 2051858.8951
LOGISTICS PLATFORM #131 | INDUSTRIAL | LOGISTICS PLATFORM | 44794.6669 | 2012 | 46722.9992 | 78465.3435 | 2500 | 2 | 20177.8498 | 4986.9733 | 36336.7917 | 25837.0681 | 1 | 69002.6937 | 69061.2306 | 8 | 0 | 0 | 0 | 5021.1756 | 3612.638 | 1 | 254243.3634 | 980.9255 | 134339.8898 | 1660.4772 | 41318.3483 | 99.4306 | 150.5278 | 27.2664 | 99601.0291 | 617.422 | 0 | 196738.7759 | 93.58% | 6.415% | 551.9555 | 0 | 260.2021 | 21.2022 | 959.009 | 755.4342 | 800.2528 | 46.5132 | 669.2496 | 46577.5147 | 209570.9133 | 256817.6776 | 1111830.4247 | 1413510.0733 | 12.32% | 1612157.857
LOGISTICS PLATFORM #132 | INDUSTRIAL | LOGISTICS PLATFORM | 69056.1945 | 2013 | 63937.0196 | 116262.172 | 2500 | 4 | 21952.2953 | 7063.5732 | 52231.5265 | 49777.2193 | 2 | 117210.4424 | 144241.4545 | 15 | 0 | 0 | 0 | 9124.5702 | 4339.6446 | 2 | 283431.8812 | 1750.7154 | 189653.3675 | 2226.6871 | 48125.9607 | 155.966 | 264.2765 | 55.1881 | 136498.6152 | 879.7404 | 0 | 299240.1983 | 94.27% | 5.731% | 808.1631 | 0 | 438.4188 | 32.0309 | 1706.7887 | 1154.4804 | 1449.9999 | 57.4009 | 1283.7969 | 44823.1047 | 294997.6196 | 341104.5213 | 1545590.8076 | 1989800.3457 | 6.707% | 2132841.5465
LOGISTICS PLATFORM #133 | INDUSTRIAL | LOGISTICS PLATFORM | 72586.0956 | 2017 | 79455.0899 | 89212.3288 | 2500 | 2 | 23688.8921 | 6767.7829 | 90509.1466 | 57508.9952 | 2 | 142220.0523 | 139715.4322 | 17 | 0 | 0 | 0 | 13707.947 | 6481.5631 | 2 | 279934.639 | 1820.2483 | 282232.6064 | 1958.8003 | 73332.8379 | 163.3648 | 265.8931 | 68.1068 | 190785.9094 | 865.5849 | 0 | 272624.3158 | 93.62% | 6.385% | 920.089 | 0 | 326.8174 | 29.1175 | 1828.267 | 1035.8373 | 1249.9125 | 76.6218 | 1499.8093 | 67759.2978 | 484785.0383 | 554044.1455 | 1791439.3383 | 2461574.4238 | 5.819% | 2613669.5058
LOGISTICS PLATFORM #134 | INDUSTRIAL | LOGISTICS PLATFORM | 40769.6677 | 2010 | 43617.1324 | 57868.4412 | 2500 | 2 | 23151.9693 | 4079.2067 | 28406.9296 | 22204.9903 | 1 | 54598.371 | 62403.6463 | 9 | 0 | 0 | 0 | 6492.5713 | 2811.3993 | 1 | 163860.035 | 1356.3529 | 125252.9312 | 1255.8738 | 23606.4323 | 83.8022 | 99.6563 | 35.8602 | 87285.242 | 372.3802 | 0 | 185653.9495 | 95.77% | 4.232% | 489.5351 | 0 | 259.3318 | 17.2728 | 702.6119 | 647.1073 | 950.3237 | 45.2533 | 565.695 | 35075.5971 | 238181.6677 | 273822.9598 | 907070.3853 | 1228407.3683 | 4.473% | 1285924.1498
LOGISTICS PLATFORM #135 | INDUSTRIAL | LOGISTICS PLATFORM | 43727.433 | 2018 | 55282.7191 | 67066.4892 | 2500 | 2 | 21377.76 | 5289.4524 | 54824.4311 | 31698.1314 | 1 | 81569.5213 | 86669.6237 | 10 | 0 | 0 | 0 | 8420.6477 | 3910.6082 | 1 | 251012.679 | 1510.1296 | 181752.9128 | 1472.3898 | 46746.5152 | 111.061 | 172.1665 | 41.8818 | 101633.1559 | 619.5717 | 0 | 244355.0204 | 95.29% | 4.713% | 361.852 | 0 | 275.6401 | 20.4766 | 949.479 | 492.5584 | 1129.9891 | 37.0865 | 875.9215 | 32981.047 | 246579.8161 | 280436.7846 | 1246940.5522 | 1583129.2547 | 10.83% | 1775357.8715
LOGISTICS PLATFORM #136 | INDUSTRIAL | LOGISTICS PLATFORM | 53430.7685 | 2014 | 56620.6047 | 79046.4815 | 2500 | 2 | 22836.1969 | 6551.0352 | 52787.0632 | 40825.4005 | 2 | 101289.7587 | 134298.3223 | 13 | 0 | 0 | 0 | 6376.7293 | 4838.7641 | 2 | 197543.128 | 1829.9917 | 184016.3742 | 1954.2021 | 47971.5185 | 123.9368 | 135.5217 | 41.7641 | 118703.2009 | 584.5476 | 0 | 290379.1646 | 94.69% | 5.313% | 529.5246 | 0 | 303.3172 | 19.9472 | 1421.8795 | 605.6053 | 1343.011 | 58.6961 | 882.5618 | 41658.8112 | 350017.3677 | 392558.7407 | 1308654.9621 | 1763725.3302 | 15.44% | 2085754.608
LOGISTICS PLATFORM #137 | INDUSTRIAL | LOGISTICS PLATFORM | 25678.6841 | 2015 | 27418.6516 | 35376.6316 | 2500 | 2 | 18830.0706 | 3309.9444 | 22495.2655 | 17336.9806 | 1 | 49977.1544 | 49379.3063 | 6 | 0 | 0 | 0 | 3660.536 | 2085.5623 | 1 | 134868.8753 | 829.2671 | 92210.6813 | 942.4201 | 20808.4419 | 55.3487 | 64.5098 | 23.3654 | 70655.504 | 226.4831 | 0 | 112433.2991 | 95.65% | 4.352% | 294.2033 | 0 | 160.638 | 10.224 | 531.9135 | 339.1577 | 631.0272 | 20.3531 | 457.9288 | 19295.0268 | 115036.7455 | 134789.7012 | 654412.3244 | 819483.9174 | 12.32% | 934601.3342
LOGISTICS PLATFORM #138 | INDUSTRIAL | LOGISTICS PLATFORM | 15022.9093 | 2021 | 14846.7584 | 30945.462 | 2500 | 2 | 22336.271 | 1378.6208 | 16968.0137 | 11631.9666 | 0 | 38246.7082 | 41538.4752 | 3 | 0 | 0 | 0 | 2674.8543 | 1199.5146 | 0 | 92937.3324 | 322.0088 | 59161.369 | 513.449 | 16272.273 | 37.7484 | 53.9854 | 12.2862 | 54802.8701 | 138.4757 | 0 | 84626.8493 | 97.19% | 2.815% | 118.1027 | 0 | 64.9242 | 5.2547 | 262.7413 | 235.7663 | 373.1906 | 11.8877 | 241.3627 | 17210.9011 | 70826.743 | 88279.0068 | 478586.3146 | 592348.4365 | 14.67% | 694206.4963
LOGISTICS PLATFORM #139 | INDUSTRIAL | LOGISTICS PLATFORM | 36047.4651 | 2010 | 25021.6349 | 43532.1315 | 2500 | 2 | 18244.4121 | 2610.8353 | 31277.2936 | 27549.3013 | 1 | 58886.5496 | 63133.2813 | 7 | 0 | 0 | 0 | 4882.0834 | 3243.7112 | 1 | 165565.5776 | 1116.302 | 142665.1629 | 1003.2669 | 31355.3495 | 77.523 | 105.4705 | 34.4634 | 94649.7456 | 337.0979 | 0 | 146784.4748 | 96.71% | 3.289% | 393.801 | 0 | 188.5143 | 12.7505 | 768.042 | 478.3468 | 812.1071 | 33.0154 | 580.5648 | 34414.3922 | 156720.0066 | 191714.9635 | 860740.2463 | 1089982.0298 | 15.52% | 1290267.3508
LOGISTICS PLATFORM #140 | INDUSTRIAL | LOGISTICS PLATFORM | 47600.3076 | 2008 | 49360.3176 | 74108.574 | 2500 | 2 | 24643.046 | 4929.118 | 40516.9933 | 23805.4268 | 1 | 94108.6126 | 79755.5809 | 9 | 0 | 0 | 0 | 5340.3382 | 3896.9332 | 1 | 163325.2495 | 1094.7688 | 155147.9245 | 1939.7834 | 35763.3138 | 88.7298 | 163.9726 | 40.0542 | 125458.0246 | 624.8153 | 0 | 146042.7742 | 93.13% | 6.872% | 499.4689 | 0 | 221.7069 | 20.6665 | 1129.4397 | 581.3747 | 1170.7547 | 56.1187 | 736.2321 | 43132.2075 | 277768.5868 | 321637.0264 | 1048645.2825 | 1431022.4218 | 3.524% | 1483300.2874
LOGISTICS PLATFORM #141 | INDUSTRIAL | LOGISTICS PLATFORM | 69822.7863 | 2010 | 58522.2214 | 115241.0243 | 2500 | 4 | 22173.6899 | 7256.1301 | 47707.9006 | 53404.7858 | 1 | 92266.7395 | 132697.17 | 16 | 0 | 0 | 0 | 11994.1437 | 4399.2854 | 2 | 298494.2909 | 1543.4913 | 202927.4897 | 2768.2958 | 65128.4166 | 109.7655 | 177.9142 | 67.2014 | 180752.1389 | 702.6253 | 0 | 282474.9544 | 97.13% | 2.874% | 693.9974 | 0 | 304.0877 | 28.3809 | 1471.1231 | 1171.1585 | 1926.5255 | 70.3434 | 984.2716 | 46071.3691 | 388086.9336 | 435142.5743 | 1564734.4903 | 2080279.2978 | 13.23% | 2397343.3102
LOGISTICS PLATFORM #142 | INDUSTRIAL | LOGISTICS PLATFORM | 45840.1134 | 2022 | 49281.5334 | 91542.9944 | 2500 | 4 | 18628.5072 | 6909.8751 | 55468.4086 | 44861.6629 | 1 | 97806.1761 | 136250.4573 | 11 | 0 | 0 | 0 | 7091.8345 | 4060.7649 | 2 | 252138.5318 | 1043.0775 | 236466.6641 | 1318.6619 | 47026.0558 | 91.2804 | 129.5515 | 39.6419 | 139464.7728 | 590.2178 | 0 | 211250.8729 | 94.5% | 5.505% | 481.4307 | 0 | 296.5488 | 15.2294 | 1123.3976 | 816.9093 | 849.4671 | 40.6269 | 939.4345 | 46112.1101 | 269710.3385 | 316761.8831 | 1374147.3456 | 1758121.7223 | 5.138% | 1853337.4261
LOGISTICS PLATFORM #143 | INDUSTRIAL | LOGISTICS PLATFORM | 42005.0279 | 2019 | 42321.4656 | 57094.6714 | 2500 | 2 | 23218.609 | 4749.6215 | 49952.8715 | 36498.5722 | 1 | 97278.9661 | 78030.4069 | 8 | 0 | 0 | 0 | 5647.8218 | 4515.5874 | 1 | 208202.1506 | 1345.4514 | 157184.5155 | 1115.283 | 40396.6929 | 79.8332 | 145.4341 | 28.6544 | 138442.9429 | 390.8061 | 0 | 191133.9853 | 96.59% | 3.409% | 340.0459 | 0 | 250.9264 | 19.9927 | 1116.6959 | 687.0661 | 839.4391 | 36.1542 | 606.1095 | 41922.5942 | 243745.7362 | 286274.4399 | 1138249.7024 | 1473637.0692 | 5.258% | 1555419.3387
LOGISTICS PLATFORM #144 | INDUSTRIAL | LOGISTICS PLATFORM | 45842.009 | 2013 | 36988.3593 | 66377.4078 | 2500 | 2 | 19490.1502 | 5658.0292 | 35491.0452 | 37860.7574 | 1 | 97771.8832 | 112043.8382 | 10 | 0 | 0 | 0 | 6169.846 | 4090.3022 | 1 | 226228.1388 | 1544.9905 | 200973.2405 | 1224.919 | 31020.8352 | 115.2419 | 134.2554 | 40.4232 | 121133.259 | 489.7329 | 0 | 236624.5275 | 97.77% | 2.23% | 583.8093 | 0 | 208.0472 | 22.2608 | 1278.3281 | 741.0194 | 809.67 | 46.2573 | 750.4994 | 38610.2964 | 190841.8957 | 230202.6915 | 1220711.8504 | 1509699.8891 | 12.83% | 1731879.524
LOGISTICS PLATFORM #145 | INDUSTRIAL | LOGISTICS PLATFORM | 45947.1166 | 2023 | 55242.5826 | 68158.3963 | 2500 | 2 | 24724.8343 | 4296.1942 | 54635.1034 | 42944.3343 | 1 | 108290.434 | 97331.181 | 12 | 0 | 0 | 0 | 8647.5503 | 5459.5969 | 1 | 271992.0391 | 1031.918 | 211866.1269 | 1523.8833 | 48668.1816 | 80.9274 | 169.5901 | 39.9223 | 161398.1297 | 479.5311 | 0 | 239922.5134 | 95.67% | 4.326% | 451.1156 | 0 | 253.2034 | 15.9678 | 955.9542 | 626.3326 | 1124.8122 | 56.2343 | 1006.8608 | 37092.6097 | 187915.954 | 226015.4245 | 1408612.533 | 1704946.9813 | 3.603% | 1768673.8831
LOGISTICS PLATFORM #146 | INDUSTRIAL | LOGISTICS PLATFORM | 51986.2265 | 2016 | 49696.0766 | 70839.5549 | 2500 | 2 | 17756.8286 | 4512.3344 | 58350.3038 | 32877.7963 | 1 | 76697.6435 | 130378.6098 | 12 | 0 | 0 | 0 | 9107.9788 | 4998.2879 | 1 | 217503.4715 | 1161.5054 | 159069.8503 | 2053.0261 | 49267.5595 | 87.6188 | 151.9646 | 31.7236 | 122966.325 | 547.1165 | 0 | 288497.3336 | 97.44% | 2.562% | 410.1464 | 0 | 230.5495 | 18.1944 | 1320.873 | 649.6431 | 1380.1632 | 49.096 | 952.1782 | 53263.5486 | 257946.1545 | 312161.8813 | 1295387.822 | 1680528.2322 | 6.008% | 1787947.7803
LOGISTICS PLATFORM #147 | INDUSTRIAL | LOGISTICS PLATFORM | 60366.5781 | 2016 | 62017.7343 | 91229.8255 | 2500 | 2 | 22993.9812 | 6516.8705 | 76000.3719 | 43418.2267 | 2 | 106806.7921 | 135626.0995 | 11 | 0 | 0 | 0 | 11778.0716 | 4071.9626 | 2 | 281636.4597 | 1930.9838 | 203812.055 | 2101.3694 | 42320.0241 | 107.0881 | 200.5988 | 38.8585 | 178007.0356 | 636.9019 | 0 | 238085.7771 | 96.45% | 3.551% | 511.451 | 0 | 285.3953 | 26.0644 | 1414.3794 | 998.5857 | 1508.0576 | 69.7202 | 1056.4564 | 47495.853 | 306285.6283 | 354837.9378 | 1508749.344 | 1953728.0921 | 4.371% | 2043027.7672
LOGISTICS PLATFORM #148 | INDUSTRIAL | LOGISTICS PLATFORM | 63043.7978 | 2011 | 46900.7056 | 92829.745 | 2500 | 4 | 18504.4103 | 7491.6845 | 49678.746 | 35554.1704 | 2 | 90571.0919 | 94773.8967 | 12 | 0 | 0 | 0 | 8456.4799 | 5717.5151 | 1 | 227995.0155 | 1436.1601 | 268429.1334 | 2008.7868 | 43243.3488 | 156.2833 | 164.2563 | 40.7096 | 160265.2017 | 923.8609 | 0 | 248495.7795 | 97.35% | 2.651% | 630.2633 | 0 | 343.6383 | 31.6366 | 1207.0729 | 924.9539 | 1145.5458 | 68.3743 | 1016.9125 | 38701.2917 | 263355.4993 | 303073.7035 | 1406741.2408 | 1765493.3711 | 6.393% | 1886071.217
LOGISTICS PLATFORM #149 | INDUSTRIAL | LOGISTICS PLATFORM | 60520.2849 | 2009 | 46752.7989 | 68976.7711 | 2500 | 2 | 22665.7529 | 5845.6558 | 63241.1674 | 38688.1619 | 2 | 91874.425 | 133330.9107 | 13 | 0 | 0 | 0 | 9917.9206 | 5260.9399 | 2 | 321290.542 | 2057.9758 | 222320.8578 | 2214.9934 | 50315.1602 | 108.2056 | 230.9566 | 49.1071 | 117241.6079 | 605.7844 | 0 | 230775.7551 | 96.23% | 3.774% | 631.2007 | 0 | 269.985 | 23.1672 | 1031.6183 | 1111.3201 | 1384.3161 | 62.6075 | 888.5582 | 53303.7905 | 265041.0773 | 319233.426 | 1413573.1495 | 1796321.7073 | 10.3% | 2002531.7366
LOGISTICS PLATFORM #150 | INDUSTRIAL | LOGISTICS PLATFORM | 44106.9487 | 2019 | 55726.4021 | 72373.7309 | 2500 | 2 | 24198.8184 | 5024.529 | 40578.6512 | 30977.6518 | 1 | 79220.6716 | 110062.3129 | 11 | 0 | 0 | 0 | 8842.0265 | 3148.8677 | 1 | 241850.147 | 976.3754 | 137214.922 | 1232.5802 | 41625.2185 | 112.199 | 124.8623 | 41.4413 | 100620.216 | 407.4874 | 0 | 229462.9758 | 96.65% | 3.351% | 454.9304 | 0 | 177.131 | 20.5594 | 955.6238 | 541.5001 | 1173.595 | 34.9085 | 721.4154 | 37031.3785 | 293795.1585 | 331547.9524 | 1169124.7387 | 1563832.5387 | 3.948% | 1628105.2569
LOGISTICS PLATFORM #151 | INDUSTRIAL | LOGISTICS PLATFORM | 60934.4291 | 2008 | 57277.3514 | 85996.9949 | 2500 | 4 | 18133.0941 | 5137.8791 | 53285.1735 | 33116.9173 | 1 | 75473.6819 | 101524.3104 | 10 | 0 | 0 | 0 | 6724.255 | 3469.3117 | 2 | 258459.8668 | 1602.1415 | 229068.2366 | 1580.7787 | 47752.1062 | 115.9796 | 237.8229 | 38.8712 | 146293.0148 | 549.2046 | 0 | 250492.6577 | 93.7% | 6.299% | 707.1457 | 0 | 260.8529 | 20.1987 | 1643.9271 | 1077.9871 | 1490.2642 | 57.2508 | 784.268 | 45275.2282 | 314764.8205 | 360824.3167 | 1403233.6848 | 1838450.3204 | 4.854% | 1932239.3787
LOGISTICS PLATFORM #152 | INDUSTRIAL | LOGISTICS PLATFORM | 73409.9841 | 2020 | 63235.2589 | 144401.8517 | 2500 | 4 | 24246.8038 | 6646.3003 | 68264.9798 | 45397.4788 | 2 | 173178.7408 | 170797.6405 | 14 | 0 | 0 | 0 | 13825.7542 | 6708.774 | 2 | 321882.0156 | 1831.3508 | 275686.4094 | 2801.5971 | 76040.2962 | 138.0789 | 206.1646 | 47.4509 | 179706.4224 | 711.3124 | 0 | 415563.9878 | 93.7% | 6.302% | 862.4346 | 0 | 325.6247 | 35.5147 | 1980.0898 | 1155.4075 | 1441.7832 | 88.6758 | 1583.2838 | 62045.4799 | 366118.3986 | 429747.1623 | 1976417.0847 | 2486405.4515 | 2.007% | 2537337.2026
LOGISTICS PLATFORM #153 | INDUSTRIAL | LOGISTICS PLATFORM | 31583.7895 | 2009 | 30328.0245 | 45374.8744 | 2500 | 2 | 19306.3519 | 2299.7567 | 24073.2638 | 18663.9022 | 1 | 40881.8954 | 58737.4367 | 8 | 0 | 0 | 0 | 4555.3708 | 2446.2815 | 1 | 149661.7716 | 697.205 | 83255.0723 | 931.0772 | 19642.7664 | 72.0473 | 125.7222 | 20.2677 | 82852.0167 | 420.5315 | 0 | 130663.6985 | 93.05% | 6.953% | 351.1376 | 0 | 206.8221 | 12.6399 | 756.9527 | 577.2494 | 548.738 | 33.9122 | 339.9596 | 19005.659 | 187640.3004 | 206985.9191 | 702670.2535 | 945931.8081 | 14.86% | 1111058.2262
LOGISTICS PLATFORM #154 | INDUSTRIAL | LOGISTICS PLATFORM | 57540.6507 | 2018 | 59548.2053 | 87460.2881 | 2500 | 2 | 22152.28 | 5672.838 | 51178.2798 | 39260.2582 | 2 | 88668.5046 | 140247.0442 | 14 | 0 | 0 | 0 | 8070.8685 | 4639.6692 | 1 | 252793.6078 | 1537.2175 | 253338.8789 | 2125.2379 | 57037.7042 | 93.3353 | 227.5972 | 34.7041 | 132422.0989 | 677.8294 | 0 | 233258.0672 | 98.39% | 1.611% | 472.5564 | 0 | 240.6222 | 21.5781 | 1004.5527 | 958.5093 | 1313.6742 | 50.8443 | 749.6213 | 65589.0761 | 256164.7529 | 322503.4502 | 1445643.0678 | 1849161.4009 | 11.63% | 2092578.7589
LOGISTICS PLATFORM #155 | INDUSTRIAL | LOGISTICS PLATFORM | 20190.5495 | 2014 | 16121.0144 | 31557.2668 | 2500 | 2 | 18332.8031 | 1616.7332 | 23101.5603 | 11739.39 | 1 | 30870.0293 | 37718.4771 | 5 | 0 | 0 | 0 | 3672.2582 | 1365.9293 | 1 | 93748.8787 | 711.5768 | 63595.3897 | 773.5908 | 20490.4477 | 42.7099 | 67.2532 | 17.9691 | 50797.3914 | 248.8732 | 0 | 98944.4424 | 97.99% | 2.008% | 204.8512 | 0 | 110.0875 | 9.216 | 363.0476 | 340.2715 | 497.1839 | 21.217 | 285.9006 | 20219.6636 | 96533.3113 | 117038.8756 | 504169.5986 | 646349.0203 | 8.921% | 709654.9668
LOGISTICS PLATFORM #156 | INDUSTRIAL | LOGISTICS PLATFORM | 34919.8081 | 2010 | 36841.1329 | 52750.3106 | 2500 | 2 | 18839.4164 | 3709.9106 | 25481.5107 | 21489.8089 | 1 | 67978.4461 | 68176.9756 | 9 | 0 | 0 | 0 | 4617.6231 | 2303.9754 | 1 | 133709.9389 | 963.6965 | 129592.113 | 916.4125 | 21233.6874 | 88.9317 | 102.084 | 29.4752 | 65788.7523 | 470.634 | 0 | 112507.8015 | 96.62% | 3.383% | 347.2364 | 0 | 213.8502 | 12.4137 | 675.9628 | 543.6819 | 921.6724 | 29.6948 | 596.1048 | 30718.9183 | 163390.2257 | 194705.2488 | 750803.8773 | 975034.1874 | 2.831% | 1003441.0975
LOGISTICS PLATFORM #157 | INDUSTRIAL | LOGISTICS PLATFORM | 52080.7335 | 2013 | 40050.7861 | 80042.2744 | 2500 | 2 | 18019.79 | 5641.4376 | 55560.579 | 35631.4257 | 1 | 100436.2808 | 103880.599 | 11 | 0 | 0 | 0 | 8744.8774 | 3376.9634 | 2 | 240881.603 | 1592.3503 | 157601.1127 | 2034.6075 | 43159.866 | 99.2936 | 166.5024 | 44.2665 | 112812.3667 | 622.3215 | 0 | 266060.3829 | 93.55% | 6.449% | 663.9284 | 0 | 232.0606 | 26.9371 | 1365.7218 | 862.781 | 1174.4303 | 62.5633 | 944.2967 | 54989.2584 | 312861.6034 | 368795.1585 | 1304185.0343 | 1748136.056 | 9.212% | 1925510.485
LOGISTICS PLATFORM #158 | INDUSTRIAL | LOGISTICS PLATFORM | 58821.8522 | 2021 | 67158.0438 | 97744.3757 | 2500 | 2 | 22624.5925 | 7856.6077 | 73284.4813 | 53422.4884 | 2 | 142826.7743 | 107822.9494 | 13 | 0 | 0 | 0 | 7975.696 | 5976.2969 | 2 | 371395.2797 | 1543.946 | 283908.6916 | 1463.0518 | 50902.4914 | 99.4261 | 193.8114 | 53.0857 | 161997.6081 | 690.0389 | 0 | 255291.3722 | 93.7% | 6.296% | 687.9665 | 0 | 357.7405 | 29.8953 | 1630.2526 | 964.8073 | 1156.677 | 61.4179 | 933.0451 | 47106.2909 | 296792.5879 | 344831.9238 | 1750417.2232 | 2193932.4115 | 8.287% | 2392162.5745
LOGISTICS PLATFORM #159 | INDUSTRIAL | LOGISTICS PLATFORM | 61843.6922 | 2019 | 74672.3668 | 121390.7353 | 2500 | 4 | 19393.0661 | 6971.3694 | 67869.7337 | 51229.506 | 2 | 98451.4436 | 140011.5472 | 14 | 0 | 0 | 0 | 10309.7647 | 4302.0462 | 1 | 368259.7499 | 1573.9318 | 220226.2078 | 2047.7153 | 67075.2642 | 126.9471 | 173.0981 | 40.3596 | 172226.7628 | 664.555 | 0 | 339620.3568 | 94.96% | 5.04% | 721.0756 | 0 | 324.6979 | 23.5496 | 1320.9633 | 1125.083 | 1161.8171 | 52.1655 | 904.483 | 48466.7713 | 403845.3603 | 453216.6146 | 1770634.8427 | 2313725.3457 | 8.103% | 2517724.5733
LOGISTICS PLATFORM #160 | INDUSTRIAL | LOGISTICS PLATFORM | 67424.3602 | 2019 | 55782.3349 | 86379.6356 | 2500 | 4 | 17595.5288 | 6336.1285 | 88284.9707 | 42074.5567 | 2 | 111677.7487 | 191943.2859 | 15 | 0 | 0 | 0 | 12310.8057 | 7449.5043 | 2 | 379360.9742 | 1937.4974 | 224248.8471 | 2178.149 | 64195.6547 | 123.8366 | 261.9242 | 49.4523 | 174751.7839 | 607 | 0 | 364005.7016 | 94.3% | 5.704% | 736.0131 | 0 | 440.5974 | 32.9511 | 1434.5132 | 770.9553 | 1303.8837 | 69.5722 | 1098.4556 | 61629.2872 | 430601.9668 | 493329.7096 | 1819434.5595 | 2415496.7595 | 4.94% | 2541025.9114
LOGISTICS PLATFORM #161 | INDUSTRIAL | LOGISTICS PLATFORM | 26315.4412 | 2015 | 21973.5899 | 31719.9853 | 2500 | 2 | 24080.0296 | 2792.0122 | 22501.285 | 15332.1541 | 1 | 53721.933 | 48074.1238 | 6 | 0 | 0 | 0 | 4014.6409 | 2602.9236 | 1 | 116309.9071 | 602.8952 | 104574.135 | 1003.6401 | 27600.1478 | 64.7802 | 95.5851 | 21.5301 | 65637.5707 | 320.9559 | 0 | 146298.42 | 97.27% | 2.733% | 322.8626 | 0 | 148.3446 | 8.6978 | 505.4777 | 345.8045 | 587.5245 | 29.4611 | 519.3439 | 22041.5716 | 144779.4 | 167340.3154 | 687553.0348 | 890001.2221 | 3.753% | 924706.3515
LOGISTICS PLATFORM #162 | INDUSTRIAL | LOGISTICS PLATFORM | 57602.9063 | 2011 | 42666.1843 | 73718.551 | 2500 | 2 | 24635.9351 | 5828.6778 | 50804.5373 | 27854.7657 | 1 | 76386.5527 | 136343.2301 | 10 | 0 | 0 | 0 | 10042.9634 | 4166.0226 | 1 | 306868.0214 | 1894.3461 | 235939.6631 | 2253.2675 | 34369.9461 | 91.1201 | 176.4194 | 55.2876 | 114684.6249 | 545.4502 | 0 | 233202.033 | 94.7% | 5.299% | 577.2692 | 0 | 302.2716 | 23.819 | 1053.2326 | 968.5995 | 1024.9356 | 62.504 | 1025.8317 | 41915.6864 | 271393.5575 | 314335.0756 | 1361797.8383 | 1745629.9628 | 12.15% | 1987054.1784
LOGISTICS PLATFORM #163 | INDUSTRIAL | LOGISTICS PLATFORM | 64554.5962 | 2022 | 85490.0327 | 109398.4275 | 2500 | 4 | 18013.7824 | 6219.833 | 88177.7383 | 58566.9039 | 1 | 149172.9893 | 162259.4049 | 12 | 0 | 0 | 0 | 12250.628 | 4844.2454 | 2 | 444820.0492 | 2082.5368 | 326700.274 | 1731.8777 | 67060.9792 | 112.6479 | 191.231 | 51.115 | 166589.9807 | 683.214 | 0 | 248516.681 | 94.97% | 5.028% | 820.2664 | 0 | 404.7545 | 33.8127 | 1777.4016 | 909.7561 | 1495.742 | 67.1949 | 1117.136 | 72171.5972 | 381346.1441 | 454634.8773 | 1948167.2551 | 2480513.172 | 15.54% | 2936960.3285
LOGISTICS PLATFORM #164 | INDUSTRIAL | LOGISTICS PLATFORM | 18358.7734 | 2020 | 19400.2757 | 37279.4672 | 2500 | 2 | 21428.1565 | 2006.6012 | 20922.5455 | 16874.1252 | 0 | 42018.5614 | 49494.8936 | 4 | 0 | 0 | 0 | 3389.0017 | 1900.7815 | 0 | 122158.5984 | 443.926 | 77664.861 | 625.2763 | 13845.6322 | 47.0551 | 55.3471 | 17.6869 | 62914.325 | 175.7727 | 0 | 76115.8725 | 94.55% | 5.45% | 217.5153 | 0 | 80.5866 | 8.9279 | 421.9331 | 285.2202 | 475.0871 | 14.4365 | 364.1012 | 20983.0953 | 97380.6197 | 118727.8162 | 546096.7579 | 685853.7858 | 2.991% | 707003.5289
LOGISTICS PLATFORM #165 | INDUSTRIAL | LOGISTICS PLATFORM | 61746.8101 | 2010 | 53319.8107 | 83180.3813 | 2500 | 2 | 24276.6763 | 6890.9229 | 58915.1851 | 34309.3703 | 2 | 101839.9465 | 144518.5177 | 16 | 0 | 0 | 0 | 8484.4177 | 5381.7821 | 2 | 314688.26 | 1547.9505 | 203581.2708 | 2249.1043 | 45686.5592 | 141.9579 | 179.9393 | 56.5847 | 134800.7045 | 551.3371 | 0 | 272487.6363 | 93.77% | 6.231% | 636.7165 | 0 | 299.1077 | 21.0491 | 1412.003 | 763.7936 | 1343.1249 | 49.3091 | 1094.0981 | 43366.2572 | 282423.2815 | 326883.6368 | 1455522.6721 | 1840282.9273 | 4.689% | 1930810.2356
LOGISTICS PLATFORM #166 | INDUSTRIAL | LOGISTICS PLATFORM | 64352.5848 | 2023 | 61173.6839 | 135795.5906 | 2500 | 4 | 17721.992 | 7520.7893 | 72268.9816 | 49545.6662 | 1 | 167887.3226 | 176248.9021 | 11 | 0 | 0 | 0 | 12616.3761 | 7450.9843 | 2 | 441392.8463 | 1404.2468 | 273584.547 | 2242.7475 | 52408.2521 | 107.8071 | 169.2412 | 41.0441 | 189921.3357 | 895.1257 | 0 | 387692.4964 | 98.47% | 1.526% | 720.0484 | 0 | 309.8855 | 20.7864 | 1221.9508 | 997.5378 | 1294.6456 | 49.276 | 1484.9094 | 71019.7075 | 284161.6205 | 356666.2374 | 2087023.4886 | 2556564.3052 | 13.47% | 2954434.6912
LOGISTICS PLATFORM #167 | INDUSTRIAL | LOGISTICS PLATFORM | 48668.7484 | 2022 | 60010.7749 | 80445.7199 | 2500 | 2 | 23022.808 | 5265.5995 | 63760.1959 | 44930.6765 | 1 | 87145.6661 | 111412.3013 | 10 | 0 | 0 | 0 | 6900.9154 | 3909.0116 | 1 | 327942.2631 | 1138.1837 | 230959.325 | 1759.8501 | 36326.8588 | 91.2514 | 180.3035 | 44.9531 | 137436.7755 | 688.4865 | 0 | 219676.0953 | 96.23% | 3.766% | 392.7407 | 0 | 215.514 | 23.0287 | 1359.817 | 882.2145 | 971.3952 | 48.7721 | 914.9018 | 46952.9317 | 228274.2892 | 276142.1227 | 1458058.9836 | 1819090.6868 | 15.73% | 2158681.3019
LOGISTICS PLATFORM #168 | INDUSTRIAL | LOGISTICS PLATFORM | 45198.5912 | 2014 | 49877.4236 | 59088.9651 | 2500 | 2 | 17679.235 | 4260.3522 | 37011.4398 | 24512.8821 | 1 | 102255.723 | 92161.8069 | 12 | 0 | 0 | 0 | 7179.263 | 3962.1132 | 1 | 252644.9957 | 1362.3897 | 147062.4899 | 1136.7188 | 43155.9422 | 92.1792 | 119.3353 | 27.7819 | 113538.8397 | 649.6745 | 0 | 243846.2902 | 97.59% | 2.41% | 504.7468 | 0 | 232.0552 | 17.264 | 1078.4257 | 660.2408 | 1015.4553 | 50.7185 | 680.2448 | 40296.864 | 276286.7877 | 317263.8966 | 1199952.9745 | 1559130.3946 | 1.22% | 1578386.6538
LOGISTICS PLATFORM #169 | INDUSTRIAL | LOGISTICS PLATFORM | 20767.3769 | 2016 | 20322.1839 | 35780.6115 | 2500 | 2 | 18297.3762 | 2118.6718 | 20489.3946 | 14683.3386 | 1 | 35193.3814 | 46409.562 | 5 | 0 | 0 | 0 | 2542.3515 | 1362.6415 | 0 | 120906.4091 | 731.9725 | 90786.1498 | 702.8961 | 18803.7503 | 43.1369 | 63.7103 | 15.7489 | 65979.9416 | 296.7466 | 0 | 79615.5445 | 96.62% | 3.38% | 221.2576 | 0 | 90.2527 | 10.0234 | 546.4464 | 275.0642 | 384.7668 | 21.8536 | 369.4175 | 15757.2371 | 122195.0286 | 138321.6832 | 563988.9596 | 730777.9408 | 8.658% | 800045.4454
LOGISTICS PLATFORM #170 | INDUSTRIAL | LOGISTICS PLATFORM | 42136.5609 | 2016 | 46922.8093 | 56095.4923 | 2500 | 2 | 23989.8233 | 3536.9846 | 53611.1873 | 24483.4834 | 1 | 79633.7571 | 84325.9652 | 10 | 0 | 0 | 0 | 8083.9336 | 4315.9958 | 1 | 192968.7207 | 1189.0135 | 140239.2991 | 1478.7595 | 38468.6634 | 75.3791 | 112.6071 | 28.602 | 115601.1499 | 612.1299 | 0 | 237378.3097 | 96.13% | 3.868% | 529.1301 | 0 | 220.8836 | 16.7726 | 735.0011 | 601.2462 | 1058.5924 | 34.8003 | 674.1894 | 39651.5974 | 213730.7549 | 254056.5417 | 1113772.662 | 1415698.9783 | 7.068% | 1523364.0061
LOGISTICS PLATFORM #171 | INDUSTRIAL | LOGISTICS PLATFORM | 28558.945 | 2009 | 29039.236 | 45829.5269 | 2500 | 2 | 21876.8657 | 3098.4827 | 25775.0368 | 19300.7076 | 1 | 37228.4229 | 56129.6357 | 6 | 0 | 0 | 0 | 4773.2419 | 1744.6564 | 1 | 114218.2511 | 668.1885 | 87653.4225 | 858.888 | 16273.1181 | 73.2707 | 83.3305 | 18.4785 | 65293.4434 | 372.7638 | 0 | 96134.0396 | 95.73% | 4.268% | 333.6518 | 0 | 181.16 | 11.0247 | 781.9149 | 321.9006 | 630.6893 | 28.5433 | 444.1809 | 23469.6687 | 117181.8939 | 141095.7435 | 602931.3339 | 769017.3239 | 3.841% | 799733.1503
LOGISTICS PLATFORM #172 | INDUSTRIAL | LOGISTICS PLATFORM | 74447.2231 | 2019 | 68799.3524 | 127816.7764 | 2500 | 4 | 20431.4559 | 8778.806 | 62903.7464 | 57593.8512 | 2 | 119156.9126 | 197644.4903 | 14 | 0 | 0 | 0 | 12245.144 | 7123.1541 | 2 | 434382.9792 | 2209.9528 | 235198.4502 | 2694.9893 | 81242.4978 | 183.3877 | 226.0931 | 60.2288 | 221877.2827 | 985.5461 | 0 | 274866.4298 | 94.57% | 5.43% | 668.407 | 0 | 329.1424 | 25.4189 | 1377.1791 | 1116.317 | 1295.0038 | 56.6478 | 1625.9692 | 63958.4347 | 427038.9718 | 492623.3757 | 1918790.006 | 2525979.6536 | 2.194% | 2582635.0916
LOGISTICS PLATFORM #173 | INDUSTRIAL | LOGISTICS PLATFORM | 44049.4961 | 2013 | 42267.6461 | 56865.9276 | 2500 | 2 | 19558.2717 | 4611.5241 | 42028.9855 | 30322.4679 | 1 | 64090.6767 | 109223.4382 | 9 | 0 | 0 | 0 | 6735.1087 | 3248.0105 | 1 | 165494.2191 | 1357.0686 | 144603.6592 | 1154.8395 | 31777.6071 | 105.0189 | 117.9346 | 41.5356 | 128596.7899 | 584.8884 | 0 | 186670.867 | 93.01% | 6.994% | 441.3073 | 0 | 241.7175 | 21.9368 | 1184.3999 | 807.401 | 1218.5924 | 43.3602 | 529.5014 | 31292.8834 | 233624.3174 | 265446.7023 | 998325.053 | 1308992.1241 | 8.629% | 1432607.5841
LOGISTICS PLATFORM #174 | INDUSTRIAL | LOGISTICS PLATFORM | 72046.1334 | 2012 | 60034.8648 | 77378.7247 | 2500 | 2 | 18992.8292 | 7937.9041 | 75570.0718 | 36689.7361 | 2 | 98589.4695 | 174825.2545 | 18 | 0 | 0 | 0 | 12170.1147 | 4828.6007 | 2 | 400874.6326 | 2542.552 | 317099.5097 | 2247.4947 | 48456.7438 | 118.4337 | 289.891 | 41.8216 | 137957.0858 | 796.6161 | 0 | 342356.7115 | 94.61% | 5.386% | 665.6191 | 0 | 394.3664 | 38.0054 | 1685.1653 | 1292.0403 | 1598.9294 | 83.0088 | 1217.1235 | 45443.3726 | 318520.4868 | 365180.9829 | 1792981.6781 | 2240677.9301 | 13.92% | 2602984.7957
LOGISTICS PLATFORM #175 | INDUSTRIAL | LOGISTICS PLATFORM | 47871.5711 | 2014 | 53377.543 | 78770.3364 | 2500 | 2 | 20548.2364 | 5201.3283 | 53052.3486 | 26145.4894 | 1 | 107698.4842 | 96899.7705 | 13 | 0 | 0 | 0 | 6822.5653 | 3315.4708 | 1 | 191104.9727 | 1245.0207 | 208437.12 | 1172.4546 | 43689.8997 | 85.4682 | 134.9959 | 30.2542 | 101242.7749 | 616.3912 | 0 | 257432.5881 | 94.97% | 5.025% | 577.4143 | 0 | 246.2289 | 15.8141 | 1189.9506 | 736.6296 | 966.1926 | 49.8051 | 803.9169 | 39417.4312 | 215399.3432 | 255620.6913 | 1265752.2358 | 1579799.9377 | 11.23% | 1779595.3774
LOGISTICS PLATFORM #176 | INDUSTRIAL | LOGISTICS PLATFORM | 23182.2401 | 2014 | 19526.4259 | 41779.5543 | 2500 | 2 | 18507.3017 | 2140.2115 | 18251.0867 | 18763.534 | 1 | 35019.3912 | 55551.0523 | 6 | 0 | 0 | 0 | 4329.8927 | 1697.4029 | 1 | 88114.1716 | 794.3123 | 76432.4959 | 721.9813 | 23410.663 | 55.726 | 63.5581 | 16.0511 | 54337.5072 | 210.1731 | 0 | 124358.9907 | 96.37% | 3.632% | 244.4195 | 0 | 131.0529 | 10.776 | 409.3485 | 329.825 | 486.1702 | 23.8515 | 302.869 | 16111.2933 | 125818.9302 | 142233.0925 | 552918.9631 | 717626.9913 | 1.801% | 730786.9515
LOGISTICS PLATFORM #177 | INDUSTRIAL | LOGISTICS PLATFORM | 66001.7567 | 2021 | 71076.2851 | 116984.4426 | 2500 | 4 | 17534.7348 | 9352.5354 | 81866.5137 | 43535.9324 | 2 | 169542.0065 | 160371.0775 | 16 | 0 | 0 | 0 | 13235.0813 | 5707.2027 | 2 | 272189.0562 | 2242.6087 | 309266.8116 | 2521.2436 | 60953.4396 | 168.9904 | 240.8569 | 44.5196 | 150342.9726 | 833.4914 | 0 | 345497.0454 | 95.66% | 4.338% | 711.8368 | 0 | 276.0398 | 28.6365 | 1290.5598 | 924.2177 | 1506.4906 | 55.3345 | 957.0203 | 51421.5151 | 345194.045 | 397572.5804 | 1844548.9004 | 2346149.994 | 13.61% | 2715838.4326
LOGISTICS PLATFORM #178 | INDUSTRIAL | LOGISTICS PLATFORM | 16452.5637 | 2018 | 17743.3153 | 22501.443 | 2500 | 2 | 20290.7408 | 1729.0284 | 20667.8133 | 13768.5171 | 1 | 37701.5305 | 30039.8164 | 4 | 0 | 0 | 0 | 3198.5223 | 1802.3443 | 1 | 98993.1519 | 497.9696 | 60240.9294 | 454.7049 | 17717.8709 | 30.8659 | 53.3214 | 15.777 | 52439.1125 | 160.9229 | 0 | 78840.1163 | 96.83% | 3.167% | 196.17 | 0 | 78.8746 | 8.3628 | 318.8905 | 299.3778 | 395.9552 | 15.0476 | 331.5177 | 18102.3175 | 100406.9345 | 118840.7697 | 471173.807 | 608544.8668 | 13.08% | 700142.9482
LOGISTICS PLATFORM #179 | INDUSTRIAL | LOGISTICS PLATFORM | 15111.4813 | 2016 | 11926.3622 | 28334.3771 | 2500 | 2 | 21105.0065 | 1616.458 | 17077.7639 | 10026.8852 | 0 | 23374.9359 | 40687.9992 | 3 | 0 | 0 | 0 | 2980.8382 | 1010.5508 | 0 | 73635.468 | 355.1983 | 57449.722 | 439.2965 | 12949.5522 | 30.7927 | 37.7498 | 10.9384 | 34984.28 | 156.9837 | 0 | 77978.3864 | 98.25% | 1.754% | 162.1276 | 0 | 100.6595 | 8.0444 | 340.1312 | 281.3709 | 375.1274 | 16.2668 | 226.6224 | 13891.4417 | 89970.0868 | 104088.1508 | 394084.3354 | 517064.693 | 1.998% | 527607.4504
LOGISTICS PLATFORM #180 | INDUSTRIAL | LOGISTICS PLATFORM | 33996.5463 | 2014 | 29433.4492 | 58811.7172 | 2500 | 2 | 23703.0628 | 3653.6747 | 34007.9205 | 27162.8272 | 1 | 47655.0973 | 77235.5811 | 6 | 0 | 0 | 0 | 6405.9053 | 2106.6067 | 1 | 145138.5933 | 739.605 | 123095.065 | 1170.4096 | 34109.0533 | 68.6909 | 111.5418 | 24.4046 | 102747.3134 | 440.507 | 0 | 138635.2373 | 94.45% | 5.554% | 384.1298 | 0 | 168.8649 | 15.9268 | 620.8026 | 616.1794 | 760.3902 | 31.5542 | 544.5413 | 26928.3147 | 207739.3654 | 235212.2214 | 838142.9917 | 1120420.7511 | 2.299% | 1146783.2022
LOGISTICS PLATFORM #181 | INDUSTRIAL | LOGISTICS PLATFORM | 54707.3005 | 2011 | 40250.469 | 59718.9487 | 2500 | 2 | 18283.2559 | 5566.4732 | 49675.3101 | 28031.632 | 2 | 85886.0769 | 81905.6443 | 12 | 0 | 0 | 0 | 7636.7518 | 4748.0622 | 1 | 231538.0852 | 1856.09 | 221705.9726 | 1699.5257 | 37816.1146 | 106.8676 | 166.0374 | 47.7788 | 148111.0228 | 734.9515 | 0 | 236103.7801 | 93.29% | 6.712% | 630.3546 | 0 | 254.7274 | 28.5393 | 1382.0509 | 898.1261 | 958.6481 | 67.344 | 981.6509 | 43754.5969 | 229886.7314 | 274622.9793 | 1288790.642 | 1622088.0274 | 7.197% | 1747884.9713
LOGISTICS PLATFORM #182 | INDUSTRIAL | LOGISTICS PLATFORM | 55262.4108 | 2009 | 51697.9722 | 78864.0348 | 2500 | 2 | 19575.5126 | 5314.9983 | 39032.4678 | 34513.5268 | 2 | 111584.2309 | 95177.8676 | 9 | 0 | 0 | 0 | 7814.0629 | 3094.3336 | 1 | 253149.1181 | 1915.942 | 162768.3539 | 2193.8397 | 41048.1465 | 125.9986 | 149.5684 | 33.5138 | 154780.6156 | 743.2878 | 0 | 163194.4234 | 96.63% | 3.375% | 469.803 | 0 | 232.2382 | 20.4373 | 1514.4555 | 687.9512 | 1469.7041 | 52.2418 | 850.127 | 38785.5998 | 271468.1063 | 311103.8332 | 1224926.3414 | 1593742.5389 | 10.32% | 1777175.5244
LOGISTICS PLATFORM #183 | INDUSTRIAL | LOGISTICS PLATFORM | 26414.4218 | 2016 | 21012.0245 | 44770.5251 | 2500 | 2 | 23245.5226 | 2185.3282 | 25517.551 | 14706.6269 | 1 | 50128.5823 | 69340.339 | 5 | 0 | 0 | 0 | 3816.4537 | 1714.8484 | 1 | 128010.8926 | 670.8176 | 103575.6242 | 968.4129 | 20840.2248 | 65.7196 | 79.9218 | 21.434 | 87701.4341 | 260.4081 | 0 | 139126.9047 | 94.17% | 5.833% | 302.3972 | 0 | 156.6504 | 14.0712 | 645.2535 | 358.7639 | 677.5303 | 20.4195 | 463.3884 | 18572.0027 | 110201.0153 | 129236.4064 | 709575.1814 | 868876.5385 | 13.96% | 1009837.3695
LOGISTICS PLATFORM #184 | INDUSTRIAL | LOGISTICS PLATFORM | 53521.4924 | 2012 | 42975.5381 | 58365.7746 | 2500 | 2 | 20210.3994 | 5084.5397 | 46250.2974 | 28034.0164 | 1 | 76575.1844 | 113981.5714 | 9 | 0 | 0 | 0 | 7450.5611 | 4366.321 | 2 | 231985.4588 | 1592.9409 | 160167.4403 | 2134.0782 | 44322.8829 | 131.6866 | 147.1783 | 45.8454 | 140060.9156 | 486.9137 | 0 | 257350.4789 | 97.32% | 2.679% | 478.9227 | 0 | 262.3957 | 18.8703 | 1150.5447 | 599.8701 | 934.6019 | 45.2469 | 628.009 | 47174.7964 | 235375.6115 | 283178.417 | 1252484.2779 | 1610112.9872 | 9.043% | 1770198.4498
LOGISTICS PLATFORM #185 | INDUSTRIAL | LOGISTICS PLATFORM | 61090.807 | 2020 | 64377.9904 | 118056.722 | 2500 | 4 | 24324.4159 | 5768.6302 | 80450.8812 | 46698.8256 | 2 | 143912.5236 | 164807.6937 | 12 | 0 | 0 | 0 | 9868.0979 | 4959.4224 | 2 | 265972.3393 | 1715.4881 | 319746.3485 | 1682.9843 | 55531.2729 | 103.9671 | 154.4865 | 38.32 | 148395.7033 | 558.5425 | 0 | 244407.3249 | 97.41% | 2.587% | 682.2291 | 0 | 279.943 | 28.8064 | 1213.5608 | 865.9464 | 1381.0234 | 60.2247 | 891.9728 | 64007.2183 | 339585.695 | 404484.8861 | 1698109.1818 | 2198453.8824 | 2.638% | 2258018.0698
LOGISTICS PLATFORM #186 | INDUSTRIAL | LOGISTICS PLATFORM | 63509.5678 | 2012 | 70051.8677 | 104521.1541 | 2500 | 4 | 20881.176 | 5066.7045 | 53713.2305 | 46237.293 | 2 | 123744.8937 | 119572.2711 | 15 | 0 | 0 | 0 | 7233.6332 | 5561.5365 | 2 | 235382.8467 | 1687.074 | 234811.8458 | 2014.7134 | 61474.7656 | 132.617 | 216.0205 | 50.0335 | 146878.5249 | 714.2922 | 0 | 305536.5523 | 93.86% | 6.136% | 499.0107 | 0 | 403.865 | 26.5976 | 1586.5314 | 776.5877 | 1108.8048 | 69.1823 | 769.8407 | 44093.2822 | 358693.878 | 403557.0009 | 1531143.0017 | 1999652.2909 | 7.891% | 2170972.5207
LOGISTICS PLATFORM #187 | INDUSTRIAL | LOGISTICS PLATFORM | 64959.3279 | 2016 | 62412.4624 | 89285.3718 | 2500 | 2 | 20047.8715 | 6729.3954 | 69319.4477 | 39835.9299 | 1 | 98084.3897 | 160615.2295 | 16 | 0 | 0 | 0 | 10238.0401 | 6522.5193 | 2 | 257032.8679 | 1406.172 | 261478.6464 | 2150.5917 | 64775.2609 | 135.6398 | 229.354 | 38.6972 | 141708.45 | 734.83 | 0 | 350074.795 | 96.99% | 3.01% | 814.9525 | 0 | 270.6166 | 31.6802 | 1705.0812 | 960.2714 | 1267.8544 | 59.2111 | 1033.8512 | 55046.5025 | 279723.9476 | 335804.3013 | 1610834.0733 | 2013546.5825 | 3.477% | 2086080.9213
LOGISTICS PLATFORM #188 | INDUSTRIAL | LOGISTICS PLATFORM | 69479.7054 | 2012 | 53370.4164 | 112498.5047 | 2500 | 4 | 20587.3084 | 7682.3415 | 69483.7511 | 48971.9318 | 2 | 136171.9848 | 118363.8366 | 12 | 0 | 0 | 0 | 10057.38 | 5579.0856 | 2 | 287048.6071 | 1747.8142 | 193743.4124 | 2660.184 | 68272.2944 | 147.4741 | 249.5306 | 62.6334 | 169307.5126 | 682.033 | 0 | 270770.8212 | 94.66% | 5.339% | 735.8362 | 0 | 451.0148 | 29.4114 | 1276.9509 | 978.7554 | 1558.8507 | 73.4889 | 1095.3568 | 69360.6378 | 325968.4266 | 396424.4211 | 1628095.8961 | 2126224.8167 | 3.012% | 2192256.2409
LOGISTICS PLATFORM #189 | INDUSTRIAL | LOGISTICS PLATFORM | 28859.3088 | 2012 | 21910.7322 | 39111.4195 | 2500 | 2 | 21318.1825 | 2211.1741 | 29146.0854 | 22405.4847 | 1 | 38757.5837 | 45829.7119 | 7 | 0 | 0 | 0 | 3231.4725 | 2770.3493 | 1 | 112289.2274 | 1027.3389 | 106561.7845 | 836.4294 | 18936.6768 | 61.0491 | 116.3878 | 17.5621 | 56839.0326 | 284.372 | 0 | 139832.6643 | 96.6% | 3.397% | 257.9991 | 0 | 164.1189 | 9.5983 | 700.619 | 404.8517 | 515.7347 | 30.1567 | 336.2231 | 22673.8018 | 163978.0131 | 186988.038 | 661974.8868 | 887577.3203 | 2.731% | 912500.3342
LOGISTICS PLATFORM #190 | INDUSTRIAL | LOGISTICS PLATFORM | 65947.4457 | 2018 | 86983.8118 | 129767.3972 | 2500 | 4 | 17534.3183 | 6956.3812 | 70477.0436 | 59848.6404 | 2 | 128611.1845 | 141712.425 | 15 | 0 | 0 | 0 | 8620.1511 | 6920.3429 | 1 | 317278.7999 | 1811.6813 | 292015.1243 | 2264.5259 | 59787.8238 | 163.0739 | 196.8979 | 62.9089 | 162067.1471 | 630.2788 | 0 | 285189.8182 | 93.83% | 6.173% | 771.2028 | 0 | 306.3581 | 25.1236 | 1824.3701 | 1212.0756 | 1282.8318 | 77.0946 | 954.3091 | 60773.1059 | 341766.8883 | 403494.3034 | 1779178.2859 | 2267646.0018 | 12.46% | 2590526.8254
LOGISTICS PLATFORM #191 | INDUSTRIAL | LOGISTICS PLATFORM | 16649.0818 | 2009 | 17139.5399 | 26689.5552 | 2500 | 2 | 18980.7368 | 1489.5582 | 12012.0954 | 11349.3209 | 1 | 23471.8136 | 25379.1974 | 4 | 0 | 0 | 0 | 2620.862 | 1414.6288 | 0 | 87605.4722 | 399.4614 | 61356.0978 | 601.4835 | 9703.3716 | 40.303 | 53.1231 | 13.5034 | 31363.8245 | 165.342 | 0 | 75307.971 | 92.83% | 7.169% | 176.3142 | 0 | 87.7347 | 6.7145 | 461.3491 | 274.9694 | 403.7919 | 20.055 | 187.9001 | 10093.1395 | 84153.1237 | 94434.1633 | 399819.9365 | 515993.7907 | 3.833% | 536560.861
LOGISTICS PLATFORM #192 | INDUSTRIAL | LOGISTICS PLATFORM | 43867.1411 | 2021 | 44002.9012 | 78000.558 | 2500 | 2 | 23762.9554 | 4802.5006 | 38039.3938 | 34340.4536 | 1 | 111752.8313 | 86149.6941 | 7 | 0 | 0 | 0 | 8819.8667 | 5073.8131 | 1 | 194923.6558 | 1331.1339 | 214132.336 | 1090.8997 | 42226.8352 | 82.6229 | 110.9452 | 28.3274 | 101063.7345 | 578.7577 | 0 | 212841.5971 | 96.5% | 3.496% | 353.8717 | 0 | 265.8133 | 18.5305 | 882.4679 | 786.2413 | 1008.2302 | 46.3716 | 978.3399 | 45609.6045 | 205686.2978 | 252274.2423 | 1210968.6029 | 1519352.122 | 3.342% | 1571885.9244
LOGISTICS PLATFORM #193 | INDUSTRIAL | LOGISTICS PLATFORM | 59814.8451 | 2010 | 63995.6585 | 79484.1391 | 2500 | 2 | 23659.0553 | 5565.394 | 49669.9775 | 28718.5471 | 1 | 104186.9356 | 116582.2248 | 10 | 0 | 0 | 0 | 6366.2135 | 4282.7378 | 1 | 290845.5819 | 1668.9193 | 190203.9404 | 2238.8543 | 44227.4425 | 132.6054 | 213.5171 | 49.6954 | 172375.6852 | 620.2774 | 0 | 259844.9263 | 94.78% | 5.216% | 608.6914 | 0 | 363.6641 | 30.5443 | 1507.8647 | 718.8466 | 1496.4715 | 67.7487 | 749.2631 | 47169.652 | 360022.5956 | 407941.5107 | 1465194.564 | 1953874.6594 | 7.103% | 2103276.5908
LOGISTICS PLATFORM #194 | INDUSTRIAL | LOGISTICS PLATFORM | 16715.6442 | 2012 | 16399.8682 | 26252.2561 | 2500 | 2 | 18485.1551 | 1767.878 | 16708.6233 | 8528.3188 | 0 | 25465.2892 | 29116.3707 | 4 | 0 | 0 | 0 | 2083.543 | 1040.3909 | 0 | 66886.1455 | 529.8803 | 57082.1797 | 518.3015 | 12582.9318 | 27.8282 | 57.1876 | 12.3241 | 31150.862 | 191.5596 | 0 | 63423.1702 | 96.15% | 3.853% | 140.6969 | 0 | 89.9409 | 6.9012 | 322.1157 | 247.9573 | 449.7052 | 20.0229 | 316.7651 | 17395.9483 | 86455.9247 | 104168.6381 | 370415.367 | 489845.0847 | 4.653% | 513752.0921
LOGISTICS PLATFORM #195 | INDUSTRIAL | LOGISTICS PLATFORM | 70626.0684 | 2013 | 76877.6316 | 121638.433 | 2500 | 4 | 19623.4468 | 6388.5421 | 83187.0021 | 43053.3466 | 2 | 154398.8692 | 152879.7842 | 16 | 0 | 0 | 0 | 8525.5047 | 5735.465 | 2 | 378411.1175 | 1881.2611 | 196095.5662 | 2799.7064 | 57723.1208 | 162.3362 | 183.3357 | 46.8677 | 169983.5488 | 912.798 | 0 | 250606.2589 | 93.02% | 6.982% | 739.0742 | 0 | 401.1258 | 31.8418 | 1317.5476 | 1243.2267 | 1973.1464 | 66.7081 | 916.6412 | 63384.5537 | 314551.1395 | 378852.3343 | 1729792.5315 | 2187929.5345 | 6.528% | 2340729.0609
LOGISTICS PLATFORM #196 | INDUSTRIAL | LOGISTICS PLATFORM | 16596.6079 | 2014 | 16407.8763 | 25230.849 | 2500 | 2 | 17881.3829 | 1549.682 | 20210.4941 | 8688.0801 | 0 | 33768.3339 | 26569.7267 | 4 | 0 | 0 | 0 | 2288.0695 | 1525.4063 | 0 | 74367.2298 | 480.2279 | 54039.3519 | 467.2342 | 14553.2654 | 35.2065 | 59.1404 | 12.9739 | 43511.2273 | 214.8201 | 0 | 90121.6667 | 96.97% | 3.031% | 146.1196 | 0 | 88.9312 | 7.1531 | 312.0022 | 227.1758 | 317.2668 | 13.7829 | 321.2428 | 15873.6919 | 105456.8918 | 121651.8265 | 437573.831 | 583719.6587 | 9.827% | 647331.7994
LOGISTICS PLATFORM #197 | INDUSTRIAL | LOGISTICS PLATFORM | 24764.0239 | 2014 | 25180.8303 | 43792.0531 | 2500 | 2 | 23900.3721 | 3182.3325 | 26301.6983 | 15885.8721 | 1 | 44793.921 | 62284.9777 | 6 | 0 | 0 | 0 | 4075.5938 | 2312.883 | 1 | 109664.3893 | 754.1911 | 88995.2856 | 715.0856 | 15964.9617 | 63.092 | 62.3822 | 17.1759 | 74824.5003 | 348.2266 | 0 | 87030.6012 | 94.55% | 5.454% | 281.9912 | 0 | 110.9925 | 11.735 | 571.9159 | 287.8583 | 659.85 | 28.9879 | 390.6606 | 20675.3022 | 156443.6335 | 177509.5963 | 611218.4614 | 825968.7482 | 9.008% | 907732.9338
LOGISTICS PLATFORM #198 | INDUSTRIAL | LOGISTICS PLATFORM | 29498.3711 | 2021 | 34348.5396 | 60044.8953 | 2500 | 2 | 19103.2219 | 3922.0775 | 34200.2341 | 23626.9896 | 1 | 74368.5013 | 56208.8593 | 6 | 0 | 0 | 0 | 4445.2346 | 2457.3587 | 1 | 175049.1376 | 671.7438 | 113580.4889 | 778.1626 | 33747.1063 | 58.7609 | 88.8864 | 24.6317 | 100125.9839 | 284.1096 | 0 | 131232.4121 | 98.37% | 1.629% | 245.6227 | 0 | 195.683 | 9.8609 | 631.4882 | 426.9325 | 655.5449 | 25.0312 | 475.8101 | 29209.8241 | 152397.7939 | 182083.4281 | 883771.0484 | 1112790.9439 | 12.71% | 1274764.05
LOGISTICS PLATFORM #199 | INDUSTRIAL | LOGISTICS PLATFORM | 43576.9124 | 2019 | 36468.94 | 84515.7409 | 2500 | 2 | 20722.6485 | 4707.9447 | 56518.9762 | 31678.7619 | 1 | 86823.4718 | 100639.9181 | 11 | 0 | 0 | 0 | 6292.4699 | 3117.1866 | 1 | 189453.8516 | 1057.165 | 211638.4463 | 1299.5941 | 41827.49 | 90.7322 | 153.3893 | 40.379 | 109367.3127 | 472.9474 | 0 | 209617.4285 | 94.13% | 5.874% | 377.8998 | 0 | 216.985 | 18.5791 | 1118.3364 | 798.1401 | 876.009 | 33.3814 | 741.4922 | 35155.8144 | 252515.6005 | 288412.9071 | 1204271.4384 | 1566480.1458 | 6.869% | 1682022.0548
LOGISTICS PLATFORM #200 | INDUSTRIAL | LOGISTICS PLATFORM | 57762.6614 | 2014 | 62571.1702 | 92455.9752 | 2500 | 4 | 19719.2879 | 6275.5114 | 62550.7322 | 39924.8542 | 2 | 95385.4077 | 151978.4569 | 13 | 0 | 0 | 0 | 7001.3808 | 4628.5091 | 1 | 222137.2241 | 1318.7716 | 162962.1339 | 1659.4903 | 49276.8258 | 98.1624 | 180.8021 | 47.3201 | 133827.2416 | 541.6581 | 0 | 195600.7411 | 92.99% | 7.011% | 687.4469 | 0 | 290.8333 | 24.7198 | 1150.7887 | 726.3673 | 1383.2362 | 60.3592 | 893.302 | 57611.304 | 357620.1317 | 416124.7377 | 1282795.1015 | 1772080.5097 | 10.66% | 1983592.0415
LOGISTICS PLATFORM #201 | INDUSTRIAL | LOGISTICS PLATFORM | 37501.5475 | 2015 | 43447.184 | 52206.3717 | 2500 | 2 | 23685.3951 | 4790.5808 | 32597.9095 | 20684.8051 | 1 | 57882.5976 | 60967.4219 | 8 | 0 | 0 | 0 | 5398.7905 | 3866.6839 | 1 | 157189.7593 | 866.9783 | 114134.3526 | 1486.8505 | 32785.2769 | 85.1066 | 108.5381 | 22.5135 | 93841.8517 | 443.789 | 0 | 125831.4566 | 98.05% | 1.949% | 370.1587 | 0 | 246.9856 | 15.3689 | 836.7422 | 512.0451 | 962.8512 | 45.0136 | 465.4748 | 25615.3574 | 250164.3653 | 276245.1975 | 844423.7381 | 1178695.0561 | 13.67% | 1365300.3849
LOGISTICS PLATFORM #202 | INDUSTRIAL | LOGISTICS PLATFORM | 74104.4716 | 2009 | 57259.8 | 101915.5717 | 2500 | 2 | 24208.2832 | 7733.7575 | 72263.7562 | 35134.3661 | 2 | 106574.8749 | 131934.4139 | 14 | 0 | 0 | 0 | 10939.4861 | 5166.6328 | 2 | 259109.4584 | 1707.1514 | 235173.7022 | 2665.701 | 42062.7742 | 137.5763 | 230.2259 | 65.5059 | 193753.3269 | 935.0183 | 0 | 356015.2263 | 92.13% | 7.869% | 933.7298 | 0 | 300.2517 | 34.7884 | 1803.4338 | 1192.4253 | 1571.8248 | 85.0718 | 1148.747 | 45901.1667 | 498175.8819 | 545225.7956 | 1656653.9986 | 2289793.8589 | 10.71% | 2564347.0272
LOGISTICS PLATFORM #203 | INDUSTRIAL | LOGISTICS PLATFORM | 40330.3642 | 2009 | 38698.6654 | 65089.482 | 2500 | 2 | 24369.437 | 3774.1983 | 34676.3556 | 30126.9338 | 1 | 71494.371 | 89897.4876 | 8 | 0 | 0 | 0 | 6151.551 | 3231.9724 | 1 | 152220.2392 | 1184.0365 | 155458.9228 | 1118.1417 | 30219.9925 | 73.3982 | 114.3976 | 32.1206 | 109614.4881 | 556.4942 | 0 | 124136.1136 | 94.17% | 5.833% | 446.3454 | 0 | 259.6583 | 16.7617 | 1117.0347 | 727.802 | 1137.5462 | 46.2953 | 509.3502 | 27106.6697 | 164787.6158 | 192403.6357 | 904309.9346 | 1138810.7279 | 1.436% | 1155407.3026
LOGISTICS PLATFORM #204 | INDUSTRIAL | LOGISTICS PLATFORM | 46423.0126 | 2014 | 43259.855 | 60174.4682 | 2500 | 2 | 24418.8619 | 3743.9002 | 46163.6816 | 31104.2374 | 1 | 99496.1367 | 87430.8631 | 9 | 0 | 0 | 0 | 7327.0129 | 3726.6953 | 1 | 174279.6046 | 996.9617 | 154648.2575 | 1642.5223 | 48076.838 | 75.2258 | 130.9925 | 39.3601 | 139607.1052 | 478.845 | 0 | 234324.7158 | 96.91% | 3.093% | 420.713 | 0 | 215.4956 | 18.995 | 1247.1819 | 590.6285 | 860.192 | 44.7014 | 695.0295 | 37438.0932 | 246381.2856 | 284514.4082 | 1173346.3297 | 1526098.7343 | 9.657% | 1689224.6242
LOGISTICS PLATFORM #205 | INDUSTRIAL | LOGISTICS PLATFORM | 72705.0221 | 2016 | 71726.3725 | 124025.3241 | 2500 | 4 | 20055.5892 | 6620.22 | 79715.9225 | 62772.3182 | 2 | 122112.0097 | 199792.2521 | 18 | 0 | 0 | 0 | 11039.1761 | 5681.7173 | 2 | 294405.2222 | 1882.2132 | 306732.6894 | 2652.3858 | 53257.1379 | 181.0174 | 232.7833 | 59.1433 | 202967.9476 | 673.5909 | 0 | 411629.4233 | 94.78% | 5.222% | 639.7609 | 0 | 315.4352 | 34.3722 | 1856.6891 | 1217.5821 | 1415.0223 | 69.5859 | 1484.7923 | 56069.5942 | 342295.317 | 399849.7034 | 1918733.5211 | 2404162.6509 | 9.379% | 2652991.9789
LOGISTICS PLATFORM #206 | INDUSTRIAL | LOGISTICS PLATFORM | 43070.1177 | 2022 | 51646.7258 | 81163.9913 | 2500 | 2 | 21721.8405 | 5951.3001 | 59563.2359 | 36016.9884 | 1 | 99814.4887 | 91496.057 | 9 | 0 | 0 | 0 | 6367.4801 | 4927.7417 | 1 | 190637.6919 | 1363.5538 | 195855.9923 | 1216.1476 | 47638.752 | 77.3818 | 145.6668 | 39.1949 | 159102.174 | 435.5516 | 0 | 268227.7295 | 98.25% | 1.753% | 387.4781 | 0 | 242.2417 | 17.4618 | 779.1522 | 782.4989 | 1194.3315 | 46.7758 | 931.5421 | 37372.9509 | 188661.6821 | 226966.1751 | 1342333.0773 | 1643437.6524 | 12.45% | 1877163.4089
LOGISTICS PLATFORM #207 | INDUSTRIAL | LOGISTICS PLATFORM | 33406.9467 | 2024 | 40535.0318 | 70049.2978 | 2500 | 2 | 20438.647 | 3320.6057 | 40769.3389 | 26550.2627 | 1 | 82808.6387 | 76244.7996 | 6 | 0 | 0 | 0 | 7751.2085 | 2785.753 | 1 | 240810.7648 | 1078.5488 | 153539.2819 | 817.288 | 40242.7343 | 69.1571 | 87.4701 | 28.4571 | 83446.0419 | 432.4307 | 0 | 150894.4398 | 97.66% | 2.339% | 420.4628 | 0 | 141.2369 | 15.5281 | 616.951 | 588.3183 | 672.1388 | 33.0767 | 803.3152 | 39456.839 | 136181.5743 | 176441.7285 | 1062053.9668 | 1295548.1253 | 9.608% | 1433262.4301
LOGISTICS PLATFORM #208 | INDUSTRIAL | LOGISTICS PLATFORM | 64090.2004 | 2019 | 86856.7901 | 105442.5666 | 2500 | 2 | 23454.8861 | 5861.7502 | 81967.7801 | 45093.0288 | 1 | 121812.119 | 188142.0761 | 12 | 0 | 0 | 0 | 11268.7372 | 6405.0799 | 1 | 378854.9116 | 1450.5232 | 293400.8734 | 2460.3461 | 60614.3848 | 116.3594 | 167.5502 | 60.4535 | 209667.1923 | 804.96 | 0 | 294838.2476 | 98.34% | 1.658% | 542.3246 | 0 | 391.4705 | 27.7704 | 1286.108 | 1087.0912 | 1666.6867 | 67.1359 | 1149.9568 | 64565.7083 | 396193.8984 | 461909.5635 | 1909895.4794 | 2474452.1004 | 12.48% | 2827303.7253
LOGISTICS PLATFORM #209 | INDUSTRIAL | LOGISTICS PLATFORM | 71793.6811 | 2017 | 61863.4638 | 111987.0794 | 2500 | 4 | 19102.5076 | 7908.5046 | 79027.3504 | 63326.6076 | 2 | 165715.7757 | 188173.4348 | 16 | 0 | 0 | 0 | 14306.2285 | 5097.2049 | 2 | 351542.334 | 2139.4852 | 285416.4035 | 2035.1867 | 65130.4846 | 156.6807 | 265.4892 | 48.9497 | 169687.6615 | 1044.8873 | 0 | 343760.4521 | 95.53% | 4.465% | 588.097 | 0 | 289.9963 | 30.951 | 1285.799 | 1015.1934 | 1829.2878 | 76.7729 | 977.4134 | 51227.6296 | 341966.363 | 394171.406 | 1914269.4989 | 2423003.9325 | 11.99% | 2753143.1908
LOGISTICS PLATFORM #210 | INDUSTRIAL | LOGISTICS PLATFORM | 15861.3525 | 2010 | 12103.888 | 19153.3307 | 2500 | 2 | 22048.9271 | 1342.9432 | 11745.8221 | 11410.2662 | 0 | 24967.3832 | 36381.6555 | 3 | 0 | 0 | 0 | 1744.0567 | 1006.1251 | 0 | 80183.0781 | 473.7077 | 58734.8486 | 441.172 | 14418.8343 | 30.0436 | 63.8206 | 15.0668 | 38691.3053 | 183.2227 | 0 | 61825.6716 | 92.87% | 7.13% | 174.1663 | 0 | 100.7629 | 5.6751 | 377.1241 | 279.7326 | 368.5396 | 15.1575 | 230.4948 | 10937.6956 | 79518.5385 | 90686.7289 | 368603.3417 | 474261.52 | 8.86% | 520367.9561
LOGISTICS PLATFORM #211 | INDUSTRIAL | LOGISTICS PLATFORM | 32060.8245 | 2021 | 29186.6064 | 45070.5414 | 2500 | 2 | 18912.264 | 4677.5992 | 43237.9226 | 30524.9018 | 1 | 54599.0652 | 79674.28 | 5 | 0 | 0 | 0 | 4995.1066 | 3182.4497 | 1 | 181266.2766 | 892.5009 | 161983.4754 | 1061.7664 | 30348.9282 | 52.5011 | 85.8892 | 28.2112 | 117713.2911 | 457.1273 | 0 | 167835.9648 | 94.14% | 5.86% | 259.909 | 0 | 141.5307 | 10.6629 | 797.7655 | 568.3475 | 683.4999 | 25.1832 | 483.5051 | 27114.4983 | 207612.4183 | 235210.4216 | 971139.6411 | 1262732.178 | 4.973% | 1328816.7858
LOGISTICS PLATFORM #212 | INDUSTRIAL | LOGISTICS PLATFORM | 17328.6423 | 2014 | 14791.5484 | 25135.0044 | 2500 | 2 | 20325.947 | 1863.1416 | 15862.9853 | 9175.0607 | 1 | 34265.8029 | 42050.4186 | 3 | 0 | 0 | 0 | 2825.3925 | 1276.6904 | 0 | 92433.7068 | 585.0097 | 79227.1388 | 603.5095 | 16774.2076 | 36.3773 | 68.5165 | 12.7889 | 36302.3201 | 247.0594 | 0 | 74188.5692 | 95.96% | 4.045% | 138.3515 | 0 | 93.6223 | 6.31 | 389.7201 | 277.1856 | 334.4194 | 21.3556 | 326.1696 | 12369.2571 | 112044.6946 | 124740.1213 | 447980.2746 | 593003.0321 | 2.819% | 610203.5489
LOGISTICS PLATFORM #213 | INDUSTRIAL | LOGISTICS PLATFORM | 37046.7918 | 2024 | 38627.0736 | 50739.6014 | 2500 | 2 | 24297.0708 | 4513.1639 | 34364.8954 | 36850.2609 | 1 | 77542.4114 | 75137.5926 | 8 | 0 | 0 | 0 | 6677.468 | 3667.6727 | 1 | 204271.2618 | 813.4776 | 185320.5716 | 1142.3123 | 40927.8888 | 61.613 | 136.3943 | 28.4657 | 115173.6973 | 535.2965 | 0 | 221790.0379 | 98.18% | 1.822% | 380.3811 | 0 | 156.8755 | 19.4311 | 745.0327 | 683.7007 | 651.3293 | 38.2957 | 674.6497 | 45270.3373 | 224154.9644 | 270099.9514 | 1145907.0658 | 1481454.0217 | 5.121% | 1561415.4682
LOGISTICS PLATFORM #214 | INDUSTRIAL | LOGISTICS PLATFORM | 45023.6542 | 2020 | 40842.6831 | 84656.9804 | 2500 | 2 | 23526.7845 | 5024.2636 | 40531.6249 | 43164.5139 | 1 | 77045.572 | 95076.3325 | 10 | 0 | 0 | 0 | 6816.718 | 3619.7938 | 1 | 211438.0161 | 1231.7541 | 148880.9499 | 1209.5487 | 47852.6673 | 92.6076 | 118.8835 | 34.5269 | 156329.3024 | 629.7058 | 0 | 256988.5058 | 93.13% | 6.874% | 553.3701 | 0 | 196.423 | 19.3126 | 1184.6177 | 687.0171 | 976.7487 | 45.6998 | 696.3425 | 46419.7422 | 237714.5325 | 284830.6172 | 1247174.1423 | 1596266.2887 | 3.421% | 1652811.2179
LOGISTICS PLATFORM #215 | INDUSTRIAL | LOGISTICS PLATFORM | 20337.4124 | 2015 | 20383.5172 | 26738.2312 | 2500 | 2 | 24209.9287 | 2310.6294 | 19427.8851 | 11169.1321 | 1 | 47307.1851 | 46772.2808 | 4 | 0 | 0 | 0 | 3316.7156 | 1643.5046 | 1 | 96115.4636 | 505.9186 | 59019.1779 | 562.0104 | 16725.1363 | 48.136 | 49.6632 | 13.7374 | 55603.8325 | 207.4163 | 0 | 73941.8474 | 94.97% | 5.029% | 193.5073 | 0 | 131.2677 | 7.3294 | 562.6842 | 284.8111 | 441.9189 | 24.3694 | 332.0841 | 18136.1123 | 118482.3387 | 136950.5351 | 492304.5019 | 658758.6497 | 6.457% | 704229.216
LOGISTICS PLATFORM #216 | INDUSTRIAL | LOGISTICS PLATFORM | 44228.1278 | 2021 | 44368.1085 | 58599.5749 | 2500 | 2 | 23759.9408 | 6316.3854 | 38732.2049 | 38417.8101 | 1 | 105701.1316 | 112039.6772 | 9 | 0 | 0 | 0 | 8596.4291 | 4126.8921 | 1 | 185899.2425 | 1464.0662 | 231227.3624 | 1256.3746 | 44194.6552 | 94.1137 | 124.8686 | 40.5542 | 120494.1072 | 618.129 | 0 | 248577.3522 | 93.89% | 6.111% | 402.9713 | 0 | 179.127 | 18.1761 | 1128.9772 | 733.1938 | 798.8055 | 50.8407 | 857.9519 | 52443.3573 | 278180.6478 | 331481.9569 | 1278398.7267 | 1681395.4174 | 8.752% | 1842670.0717
LOGISTICS PLATFORM #217 | INDUSTRIAL | LOGISTICS PLATFORM | 59893.6611 | 2015 | 53544.0835 | 100042.8468 | 2500 | 4 | 18617.4834 | 6434.8334 | 71511.719 | 37438.3338 | 2 | 118938.8912 | 143935.5238 | 14 | 0 | 0 | 0 | 9921.7025 | 5089.6737 | 2 | 340894.6997 | 1812.2923 | 260803.3469 | 1820.1588 | 38579.5582 | 93.5938 | 222.8949 | 36.3833 | 185492.812 | 874.8985 | 0 | 320181.5213 | 98.12% | 1.877% | 748.0637 | 0 | 345.5649 | 27.6353 | 1442.9309 | 897.5271 | 1411.0149 | 50.2374 | 1158.0036 | 55883.9457 | 313572.5226 | 370614.4719 | 1728360.4824 | 2181644.5929 | 2.942% | 2247768.3599
LOGISTICS PLATFORM #218 | INDUSTRIAL | LOGISTICS PLATFORM | 51680.2482 | 2020 | 63448.5275 | 90769.8048 | 2500 | 2 | 22590.8418 | 6059.9183 | 58331.8835 | 37453.8871 | 1 | 106365.2412 | 94400.2254 | 13 | 0 | 0 | 0 | 10443.2476 | 3820.4073 | 2 | 326898.8704 | 1367.9826 | 225300.8299 | 1575.6178 | 40821.7344 | 112.3523 | 158.2207 | 43.5146 | 151323.8651 | 478.912 | 0 | 312074.6717 | 97.58% | 2.418% | 628.7148 | 0 | 256.4488 | 22.1195 | 1313.7303 | 798.3871 | 1083.3031 | 63.068 | 1009.4347 | 49339.579 | 245716.5586 | 296065.5723 | 1596213.2479 | 1970294.3053 | 9.923% | 2187334.9692
LOGISTICS PLATFORM #219 | INDUSTRIAL | LOGISTICS PLATFORM | 15069.8013 | 2010 | 13586.5547 | 21288.7801 | 2500 | 2 | 18438.6078 | 1457.585 | 15860.7768 | 7255.5029 | 0 | 25652.5453 | 27833.414 | 3 | 0 | 0 | 0 | 2053.1968 | 1269.131 | 0 | 77243.7183 | 434.28 | 53091.5599 | 510.0689 | 12506.4511 | 25.7889 | 43.2701 | 13.8967 | 34898.5853 | 144.2496 | 0 | 59026.4868 | 97.33% | 2.666% | 128.6874 | 0 | 60.283 | 7.8236 | 409.5859 | 273.2298 | 270.0646 | 11.2528 | 205.9017 | 14355.6512 | 77686.2904 | 92247.8433 | 368888.1537 | 481230.2553 | 10.72% | 538996.9283
LOGISTICS PLATFORM #220 | INDUSTRIAL | LOGISTICS PLATFORM | 41245.0568 | 2012 | 42370.6702 | 54655.8492 | 2500 | 2 | 22031.2399 | 4914.5862 | 35562.6293 | 20594.1716 | 1 | 56697.5695 | 88761.4534 | 8 | 0 | 0 | 0 | 6080.232 | 3115.491 | 1 | 172218.4357 | 1138.3054 | 175861.0434 | 1108.9181 | 26301.0959 | 76.277 | 116.1028 | 35.0086 | 119812.7953 | 417.2594 | 0 | 136465.3982 | 98.14% | 1.858% | 322.1681 | 0 | 217.4757 | 20.9171 | 1076.0899 | 680.9538 | 1027.141 | 50.5153 | 699.6526 | 39727.7151 | 191353.3845 | 231780.7522 | 973151.7351 | 1260375.9909 | 6.717% | 1351137.3216
LOGISTICS PLATFORM #221 | INDUSTRIAL | LOGISTICS PLATFORM | 31875.7915 | 2010 | 35541.1579 | 39263.2701 | 2500 | 2 | 20915.468 | 3151.8584 | 26825.8634 | 23321.6747 | 1 | 52076.9359 | 75353.463 | 8 | 0 | 0 | 0 | 5059.4037 | 2550.3215 | 1 | 154317.0427 | 977.7337 | 88665.5929 | 842.8099 | 25971.9267 | 57.3123 | 112.3608 | 25.9393 | 59306.084 | 460.1728 | 0 | 155889.6441 | 97.1% | 2.904% | 373.6732 | 0 | 197.284 | 16.7531 | 629.7943 | 412.4543 | 699.417 | 36.7648 | 398.0259 | 19182.0862 | 130691.9073 | 150272.0195 | 743960.1362 | 937116.7269 | 13.21% | 1079800.4722
LOGISTICS PLATFORM #222 | INDUSTRIAL | LOGISTICS PLATFORM | 18742.9677 | 2024 | 19076.6021 | 30686.807 | 2500 | 2 | 18365.8677 | 2516.2693 | 19649.5694 | 15711.269 | 0 | 45768.5537 | 50019.4752 | 3 | 0 | 0 | 0 | 3009.9334 | 2167.4857 | 0 | 131130.5934 | 424.5074 | 91988.5732 | 752.6063 | 21550.5935 | 40.5986 | 54.4228 | 15.3006 | 72163.9954 | 224.547 | 0 | 77467.7325 | 98.56% | 1.441% | 161.8553 | 0 | 97.762 | 9.1636 | 331.0448 | 297.0924 | 494.4978 | 16.3164 | 435.708 | 17552.6781 | 83256.4586 | 101244.8447 | 587165.6686 | 714618.3029 | 8.135% | 777904.7231
LOGISTICS PLATFORM #223 | INDUSTRIAL | LOGISTICS PLATFORM | 74435.5072 | 2019 | 90279.9159 | 149914.8092 | 2500 | 4 | 18945.5286 | 7897.6201 | 62270.3203 | 49123.9031 | 2 | 136066.4243 | 160833.595 | 19 | 0 | 0 | 0 | 11527.7906 | 7387.4434 | 2 | 482666.0263 | 1630.3091 | 280615.8528 | 2262.859 | 69948.7374 | 135.3275 | 256.6224 | 62.0209 | 199991.1164 | 691.5125 | 0 | 327282.3147 | 94.11% | 5.894% | 768.7802 | 0 | 411.6963 | 31.3799 | 1998.3677 | 965.2372 | 1376.8886 | 81.771 | 1564.7324 | 61356.5449 | 475312.7382 | 538234.0155 | 2096942.38 | 2750882.1712 | 4.13% | 2869374.022
LOGISTICS PLATFORM #224 | INDUSTRIAL | LOGISTICS PLATFORM | 29850.7755 | 2016 | 34392.0455 | 55761.0397 | 2500 | 2 | 21749.8043 | 3720.5782 | 33757.4486 | 24278.1409 | 1 | 59548.8896 | 78722.5904 | 7 | 0 | 0 | 0 | 4667.8956 | 2606.8323 | 1 | 161560.2835 | 723.0801 | 141696.4498 | 885.482 | 21849.119 | 73.356 | 106.5488 | 22.5774 | 96750.5437 | 400.7275 | 0 | 120147.098 | 97.86% | 2.142% | 230.0531 | 0 | 154.8106 | 13.4788 | 589.0253 | 348.9073 | 803.674 | 31.4197 | 565.735 | 32713.7368 | 175945.3885 | 209224.8602 | 837223.5031 | 1076673.2175 | 11.3% | 1213778.703
LOGISTICS PLATFORM #225 | INDUSTRIAL | LOGISTICS PLATFORM | 47188.3517 | 2010 | 52802.3518 | 51569.9129 | 2500 | 2 | 24375.0345 | 4338.3416 | 34999.8243 | 31019.7735 | 1 | 64905.6799 | 86653.5439 | 11 | 0 | 0 | 0 | 7777.8705 | 4251.8272 | 2 | 165585.1274 | 1372.5107 | 198971.868 | 1585.0638 | 42629.1046 | 81.6249 | 137.9503 | 32.5453 | 94755.8109 | 528.2239 | 0 | 171118.7343 | 92.3% | 7.695% | 569.6114 | 0 | 297.2694 | 18.541 | 1308.4095 | 717.186 | 1258.1679 | 41.8492 | 726.7449 | 29710.2664 | 195459.4855 | 225896.4968 | 1014615.4792 | 1286920.7951 | 14.27% | 1501150.9876
LOGISTICS PLATFORM #226 | INDUSTRIAL | LOGISTICS PLATFORM | 26422.7107 | 2009 | 28344.5063 | 41770.0747 | 2500 | 2 | 22049.5626 | 2854.1124 | 27669.7646 | 12276.9843 | 1 | 38051.2064 | 59742.534 | 7 | 0 | 0 | 0 | 2873.2619 | 1801.4803 | 1 | 111392.1634 | 825.0643 | 74015.6191 | 867.1419 | 20676.0164 | 41.1744 | 65.1892 | 22.9487 | 55467.4338 | 348.7352 | 0 | 108755.884 | 94.06% | 5.937% | 321.4557 | 0 | 165.9645 | 13.6662 | 696.2779 | 394.3268 | 539.2796 | 30.1371 | 400.9774 | 19109.8569 | 111847.1569 | 131357.9912 | 580914.2519 | 734143.0342 | 8.713% | 804216.8294
LOGISTICS PLATFORM #227 | INDUSTRIAL | LOGISTICS PLATFORM | 63384.012 | 2019 | 56034.1162 | 127618.6929 | 2500 | 4 | 21396.7565 | 9023.7565 | 81132.7019 | 58088.017 | 2 | 97110.5406 | 170727.6088 | 14 | 0 | 0 | 0 | 8825.529 | 4718.0618 | 2 | 271140.8226 | 1525.6664 | 280341.6115 | 1727.1853 | 72829.1396 | 126.7633 | 226.2284 | 53.3186 | 147256.2577 | 705.8148 | 0 | 261922.3202 | 95.23% | 4.774% | 614.2483 | 0 | 348.4819 | 31.3955 | 1438.7531 | 1116.9633 | 1180.5202 | 59.2684 | 1049.9413 | 50352.0541 | 325409.9504 | 376811.9458 | 1608056.0154 | 2051712.3965 | 8.245% | 2236083.3374
LOGISTICS PLATFORM #228 | INDUSTRIAL | LOGISTICS PLATFORM | 45422.7737 | 2009 | 36170.3854 | 61559.8509 | 2500 | 2 | 20834.3318 | 3159.5326 | 33662.9437 | 28009.7738 | 1 | 57058.0553 | 103259.9959 | 7 | 0 | 0 | 0 | 6367.7601 | 3369.9101 | 1 | 169102.9928 | 1587.2756 | 153725.7321 | 1717.7055 | 37792.4986 | 101.133 | 118.1317 | 30.4819 | 87878.8934 | 662.5557 | 0 | 168823.6268 | 93.32% | 6.683% | 395.5537 | 0 | 292.4098 | 19.0391 | 1277.9802 | 750.4877 | 874.7282 | 44.8824 | 493.7017 | 39698.8783 | 303907.879 | 344100.459 | 946181.1105 | 1335911.5849 | 14.98% | 1571295.0115
LOGISTICS PLATFORM #229 | INDUSTRIAL | LOGISTICS PLATFORM | 66170.3939 | 2013 | 48642.6242 | 92304.4355 | 2500 | 2 | 24359.3681 | 8211.4481 | 74794.0299 | 34807.5559 | 1 | 137328.2945 | 117266.1075 | 15 | 0 | 0 | 0 | 11672.417 | 5258.3001 | 2 | 279396.6685 | 1992.5379 | 231216.4617 | 2326.3021 | 51214.3868 | 141.0663 | 209.125 | 62.6701 | 133847.6566 | 699.7264 | 0 | 325817.6916 | 95.51% | 4.486% | 812.2071 | 0 | 418.3209 | 26.338 | 1577.4535 | 1146.3441 | 1694.9321 | 70.2389 | 871.7609 | 56260.4108 | 361793.8311 | 418926.0029 | 1608164.2169 | 2107096.9022 | 15.23% | 2485717.8559
LOGISTICS PLATFORM #230 | INDUSTRIAL | LOGISTICS PLATFORM | 71471.326 | 2017 | 77735.5375 | 133915.8863 | 2500 | 4 | 23811.0996 | 9138.7435 | 64966.2765 | 60636.6739 | 2 | 152370.9773 | 157105.6459 | 13 | 0 | 0 | 0 | 12738.1404 | 7478.6391 | 2 | 422467.7923 | 1603.5438 | 329699.8514 | 2577.043 | 61853.5124 | 133.5926 | 260.5991 | 57.5704 | 183007.8146 | 846.7649 | 0 | 371909.096 | 96.56% | 3.441% | 762.4597 | 0 | 466.2833 | 36.4113 | 1896.4726 | 1203.1095 | 1267.1342 | 82.5772 | 960.0365 | 59912.55 | 340809.2241 | 401681.8107 | 2089408.7315 | 2600327.4052 | 3.587% | 2697075.5571
LOGISTICS PLATFORM #231 | INDUSTRIAL | LOGISTICS PLATFORM | 30548.7804 | 2017 | 29124.2786 | 38097.6125 | 2500 | 2 | 24223.7191 | 3945.7418 | 33898.7196 | 27662.4038 | 1 | 46087.2409 | 59784.0816 | 8 | 0 | 0 | 0 | 4743.5173 | 2618.7455 | 1 | 123007.7029 | 776.625 | 150635.2987 | 1098.9042 | 22526.8813 | 69.2418 | 79.862 | 22.9725 | 68324.9208 | 303.291 | 0 | 170653.6395 | 94.11% | 5.892% | 385.6949 | 0 | 150.5846 | 12.1755 | 789.9406 | 420.253 | 712.5549 | 31.6254 | 585.8572 | 32482.7448 | 151106.0341 | 184174.6361 | 804090.6016 | 1029951.655 | 8.468% | 1125236.7442
LOGISTICS PLATFORM #232 | INDUSTRIAL | LOGISTICS PLATFORM | 22991.8719 | 2010 | 21340.0524 | 25665.074 | 2500 | 2 | 24154.0629 | 2501.1009 | 16833.1995 | 17106.3581 | 1 | 32962.1069 | 36894.5046 | 4 | 0 | 0 | 0 | 3557.5713 | 1862.8768 | 1 | 83486.3883 | 702.9107 | 91129.4782 | 702.7653 | 21739.8095 | 52.2007 | 77.3529 | 13.3871 | 49886.4177 | 262.457 | 0 | 99438.9693 | 92.32% | 7.681% | 198.4104 | 0 | 119.204 | 7.402 | 572.4756 | 378.2426 | 401.1746 | 28.1581 | 306.3333 | 17060.5004 | 151406.4686 | 168773.3023 | 511547.7021 | 701602.2906 | 9.794% | 777780.1282
LOGISTICS PLATFORM #233 | INDUSTRIAL | LOGISTICS PLATFORM | 24799.7358 | 2017 | 29439.6677 | 33433.5104 | 2500 | 2 | 20816.9762 | 2936.3658 | 27992.167 | 21405.7523 | 1 | 38683.8739 | 67771.0947 | 5 | 0 | 0 | 0 | 3914.7354 | 2308.0869 | 1 | 155521.5844 | 621.6517 | 75331.7906 | 1008.6834 | 24608.6516 | 47.2287 | 63.4361 | 14.5573 | 67974.4573 | 310.3749 | 0 | 130662.5099 | 93.54% | 6.458% | 261.4104 | 0 | 119.2997 | 9.3616 | 644.0726 | 423.8065 | 458.7138 | 27.9308 | 508.6875 | 28648.051 | 101743.8541 | 130900.5926 | 680753.031 | 840333.791 | 5.778% | 891866.9185
LOGISTICS PLATFORM #234 | INDUSTRIAL | LOGISTICS PLATFORM | 15815.0418 | 2020 | 19069.423 | 26687.3782 | 2500 | 2 | 24075.6793 | 1850.9501 | 17165.0439 | 10461.4313 | 0 | 34590.4347 | 31564.1077 | 3 | 0 | 0 | 0 | 2235.8541 | 1558.0954 | 0 | 72417.969 | 488.8857 | 79408.1547 | 467.5017 | 14566.276 | 32.5509 | 38.4999 | 13.4637 | 53906.2003 | 195.913 | 0 | 82424.4852 | 97.69% | 2.306% | 198.8886 | 0 | 84.8991 | 6.5701 | 426.4233 | 281.1011 | 340.3577 | 18.3864 | 317.768 | 13012.1163 | 71340.5385 | 84670.4228 | 464281.1327 | 573472.0093 | 5.929% | 609616.7378
LOGISTICS PLATFORM #235 | INDUSTRIAL | LOGISTICS PLATFORM | 74185.7312 | 2022 | 99664.6606 | 122490.8741 | 2500 | 4 | 18191.3819 | 9624.8597 | 82065.869 | 66310.9451 | 2 | 139906.5593 | 220365.4168 | 13 | 0 | 0 | 0 | 15178.2133 | 7832.3167 | 2 | 494809.5283 | 2369.0804 | 254734.4006 | 2435.5901 | 75288.8388 | 189.0664 | 235.4355 | 57.6284 | 227799.9888 | 822.9607 | 0 | 361117.2468 | 94.87% | 5.131% | 805.7651 | 0 | 379.4981 | 28.426 | 1670.4397 | 1271.086 | 1938.3919 | 86.7424 | 1365.6788 | 93328.3527 | 483961.0032 | 578655.0347 | 2204169.8718 | 2904659.2373 | 4.091% | 3028544.8144
LOGISTICS PLATFORM #236 | INDUSTRIAL | LOGISTICS PLATFORM | 21889.1449 | 2018 | 24142.1515 | 42060.0954 | 2500 | 2 | 19224.7206 | 2797.8629 | 26574.4528 | 12534.6722 | 1 | 43996.5326 | 48103.9536 | 5 | 0 | 0 | 0 | 4437.915 | 1893.6026 | 1 | 87527.4657 | 644.5991 | 109067.3533 | 550.3102 | 17975.2852 | 35.7992 | 64.7046 | 17.437 | 51131.1602 | 300.6042 | 0 | 104613.2009 | 95.17% | 4.833% | 268.7627 | 0 | 118.5369 | 11.5193 | 564.5143 | 340.4623 | 455.4132 | 17.3684 | 287.1565 | 22497.0245 | 101611.0148 | 124395.1959 | 593563.7794 | 746150.1562 | 1.136% | 754723.3579
LOGISTICS PLATFORM #237 | INDUSTRIAL | LOGISTICS PLATFORM | 54913.2412 | 2023 | 59302.5349 | 83845.4889 | 2500 | 2 | 21899.1741 | 7222.4924 | 72165.892 | 49203.3237 | 1 | 94054.428 | 156975.3549 | 12 | 0 | 0 | 0 | 12253.265 | 6434.8176 | 1 | 314032.8973 | 1832.5762 | 255334.6831 | 1443.8581 | 48432.0005 | 100.0225 | 171.3652 | 47.9319 | 188225.1415 | 615.8005 | 0 | 239720.5678 | 94.99% | 5.014% | 632.6134 | 0 | 239.0709 | 26.0431 | 1430.2701 | 905.7593 | 1426.767 | 66.7616 | 884.6716 | 58777.5623 | 281467.1578 | 341129.3918 | 1571533.9209 | 1975110.6595 | 10.59% | 2208979.2176
LOGISTICS PLATFORM #238 | INDUSTRIAL | LOGISTICS PLATFORM | 35546.1547 | 2014 | 29427.1865 | 54856.2635 | 2500 | 2 | 20874.3908 | 4208.8895 | 39625.4206 | 30004.2648 | 1 | 59040.732 | 62180.6314 | 9 | 0 | 0 | 0 | 4799.3542 | 2248.1622 | 1 | 128157.3772 | 1153.6134 | 159803.6511 | 1176.1921 | 34104.4717 | 74.1871 | 96.1728 | 22.2454 | 87647.9226 | 357.329 | 0 | 178822.7119 | 95.56% | 4.436% | 363.3254 | 0 | 151.0139 | 14.3095 | 619.7593 | 412.3059 | 655.1066 | 27.4198 | 590.1853 | 33962.0664 | 159205.3626 | 193757.6143 | 898867.8307 | 1133643.8133 | 13.83% | 1315573.7792
LOGISTICS PLATFORM #239 | INDUSTRIAL | LOGISTICS PLATFORM | 59043.3965 | 2010 | 51324.1997 | 63250.6576 | 2500 | 2 | 18826.3452 | 5571.9291 | 47124.2632 | 41497.9333 | 2 | 80191.4169 | 94240.3959 | 14 | 0 | 0 | 0 | 9927.6197 | 4923.2755 | 2 | 224866.5614 | 1433.8997 | 221833.9039 | 2054.8638 | 37294.2612 | 140.4381 | 145.4429 | 53.8467 | 116422.7158 | 597.8753 | 0 | 210174.9364 | 96.75% | 3.252% | 510.9984 | 0 | 278.5098 | 26.0143 | 1156.7708 | 904.6847 | 1478.1848 | 46.3501 | 647.3866 | 56153.2834 | 383360.4399 | 440161.1099 | 1251863.6446 | 1759492.7097 | 4.666% | 1845600.998
LOGISTICS PLATFORM #240 | INDUSTRIAL | LOGISTICS PLATFORM | 39301.4467 | 2012 | 32019.0184 | 67613.181 | 2500 | 2 | 19697.0063 | 3042.4683 | 30862.8106 | 26569.968 | 1 | 75385.3508 | 93375.8807 | 6 | 0 | 0 | 0 | 4375.8195 | 2560.6109 | 1 | 195689.0377 | 1271.6028 | 148108.2649 | 1166.3211 | 37890.4366 | 63.5462 | 138.3928 | 35.0563 | 112482.6856 | 564.9233 | 0 | 180230.4016 | 98.24% | 1.756% | 430.7481 | 0 | 216.7125 | 13.3148 | 905.6122 | 675.3021 | 968.4952 | 36.7199 | 618.1 | 35109.8655 | 254684.7198 | 290412.6853 | 1027081.5055 | 1372239.6126 | 7.351% | 1481109.7269
LOGISTICS PLATFORM #241 | INDUSTRIAL | LOGISTICS PLATFORM | 43836.6096 | 2018 | 58281.9519 | 66700.9355 | 2500 | 2 | 23499.8679 | 3807.8593 | 45888.1532 | 29858.1103 | 1 | 74553.0719 | 76485.2611 | 9 | 0 | 0 | 0 | 8399.6074 | 4248.2939 | 1 | 192544.848 | 1442.5281 | 205018.057 | 1698.4013 | 32233.0174 | 97.4974 | 173.2274 | 37.2968 | 102771.5517 | 459.9724 | 0 | 202975.849 | 94.97% | 5.033% | 370.4782 | 0 | 229.7375 | 15.999 | 948.0138 | 629.9775 | 783.2405 | 47.9457 | 614.2359 | 48481.9032 | 190042.5505 | 239138.6896 | 1166232.9271 | 1473798.6011 | 8.606% | 1612570.483
LOGISTICS PLATFORM #242 | INDUSTRIAL | LOGISTICS PLATFORM | 47894.901 | 2020 | 47275.9067 | 95073.8676 | 2500 | 2 | 24094.2289 | 6125.7781 | 63396.5324 | 34194.2694 | 1 | 85776.8339 | 86248.8078 | 8 | 0 | 0 | 0 | 7525.6766 | 4102.7326 | 1 | 200603.6303 | 1154.5685 | 178714.4768 | 1833.5919 | 42079.7628 | 109.8051 | 155.2714 | 38.6569 | 111559.6943 | 637.9064 | 0 | 254586.0791 | 96.53% | 3.473% | 598.1095 | 0 | 284.6511 | 19.0805 | 945.7764 | 591.3747 | 1186.067 | 46.5655 | 1020.4393 | 42242.3446 | 283397.9316 | 326660.7155 | 1259193.1588 | 1649104.4316 | 5.165% | 1738922.1616
LOGISTICS PLATFORM #243 | INDUSTRIAL | LOGISTICS PLATFORM | 71354.3841 | 2020 | 96258.8477 | 100731.9578 | 2500 | 2 | 24096.8363 | 9027.0632 | 61432.5156 | 53260.1133 | 2 | 119259.937 | 148161.2066 | 16 | 0 | 0 | 0 | 12013.8043 | 6718.0743 | 2 | 427537.6233 | 1918.4672 | 307213.6112 | 2484.5553 | 70324.3615 | 152.8815 | 272.2826 | 54.5818 | 248725.1306 | 833.5481 | 0 | 355899.475 | 98.6% | 1.401% | 699.6863 | 0 | 392.8209 | 32.0448 | 1289.4452 | 1100.2387 | 1936.6597 | 65.1779 | 1395.9345 | 81726.705 | 370161.4852 | 453284.1248 | 2068671.4962 | 2600571.9838 | 1.4% | 2637491.9025
LOGISTICS PLATFORM #244 | INDUSTRIAL | LOGISTICS PLATFORM | 25413.1233 | 2009 | 21645.995 | 37267.2935 | 2500 | 2 | 18593.1113 | 1930.9098 | 16625.7643 | 11738.4724 | 1 | 51631.2643 | 37555.7406 | 5 | 0 | 0 | 0 | 4046.8284 | 1903.7685 | 1 | 123818.8388 | 726.7059 | 92188.7013 | 856.6176 | 20689.4156 | 60.4164 | 94.4274 | 22.0724 | 54183.5223 | 335.567 | 0 | 104532.9492 | 94.26% | 5.738% | 214.2448 | 0 | 147.8083 | 8.4322 | 538.4705 | 386.9086 | 613.937 | 27.914 | 432.9764 | 21819.4879 | 163664.0645 | 185916.5287 | 605295.382 | 816869.7564 | 4.605% | 856305.1668
LOGISTICS PLATFORM #245 | INDUSTRIAL | LOGISTICS PLATFORM | 43590.7084 | 2014 | 38228.9142 | 73541.4627 | 2500 | 2 | 23264.7704 | 4681.6973 | 40201.3348 | 24134.3838 | 1 | 99546.203 | 81884.7283 | 8 | 0 | 0 | 0 | 5103.3822 | 3837.2536 | 1 | 164743.9107 | 1283.3574 | 184133.2295 | 1359.6488 | 33977.6549 | 99.7455 | 161.4268 | 36.0163 | 133082.0092 | 527.7458 | 0 | 196843.2871 | 96.59% | 3.408% | 397.3908 | 0 | 189.9323 | 19.0155 | 1226.8879 | 792.7264 | 1016.5429 | 37.2516 | 642.0613 | 47320.3006 | 248620.1656 | 296582.5276 | 1119245.5168 | 1459730.708 | 8.948% | 1603188.9293
LOGISTICS PLATFORM #246 | INDUSTRIAL | LOGISTICS PLATFORM | 25202.7596 | 2021 | 34490.9056 | 52350.1042 | 2500 | 2 | 23428.9157 | 2947.4588 | 27950.4061 | 16547.346 | 1 | 65231.1914 | 66758.0179 | 6 | 0 | 0 | 0 | 4330.8627 | 2047.7982 | 1 | 142219.9835 | 796.3879 | 81808.046 | 787.0722 | 25120.6523 | 47.4927 | 85.2653 | 21.9141 | 71742.2506 | 336.3277 | 0 | 135605.6095 | 97.57% | 2.433% | 308.6955 | 0 | 123.6346 | 12.5853 | 653.4999 | 322.4347 | 664.3099 | 27.9746 | 529.2594 | 22565.0338 | 155695.208 | 178789.5012 | 733185.3065 | 943354.7642 | 6.083% | 1004457.3866
LOGISTICS PLATFORM #247 | INDUSTRIAL | LOGISTICS PLATFORM | 40196.1495 | 2021 | 56076.8037 | 65656.683 | 2500 | 2 | 22780.7692 | 5465.4223 | 51036.6811 | 25956.0727 | 1 | 71309.0448 | 92480.6216 | 7 | 0 | 0 | 0 | 6005.5884 | 2878.8682 | 1 | 207055.8681 | 1068.2336 | 196112.2745 | 1558.135 | 46459.0747 | 64.1754 | 117.1179 | 24.5589 | 114137.1005 | 538.2266 | 0 | 157150.6636 | 97.45% | 2.548% | 327.5501 | 0 | 228.952 | 17.2441 | 1083.1162 | 531.7186 | 880.4272 | 38.7268 | 748.8417 | 44040.84 | 190134.4106 | 234924.0923 | 1139635.9027 | 1438672.6349 | 7.559% | 1556306.8286
LOGISTICS PLATFORM #248 | INDUSTRIAL | LOGISTICS PLATFORM | 63931.8864 | 2013 | 48943.9211 | 109968.5734 | 2500 | 4 | 23848.1782 | 6141.0031 | 70980.0982 | 51723.6064 | 2 | 136784.9661 | 104457.3891 | 17 | 0 | 0 | 0 | 8193.8262 | 5477.5495 | 2 | 270519.2663 | 1531.0953 | 203332.817 | 2472.3784 | 58019.9602 | 142.3209 | 162.4795 | 52.3061 | 124815.3571 | 728.6165 | 0 | 323844.2687 | 94.81% | 5.187% | 689.9627 | 0 | 317.9504 | 28.6695 | 1420.8418 | 925.2136 | 1221.7656 | 53.5925 | 1050.4722 | 63865.5517 | 410690.6368 | 475606.6607 | 1566453.7762 | 2107461.0949 | 6.195% | 2246650.0875
LOGISTICS PLATFORM #249 | INDUSTRIAL | LOGISTICS PLATFORM | 48724.7591 | 2012 | 34961.4386 | 72706.1216 | 2500 | 2 | 20411.2268 | 5078.7883 | 51186.1585 | 39135.9927 | 1 | 82771.6454 | 88715.7261 | 8 | 0 | 0 | 0 | 7482.1065 | 4486.3151 | 1 | 219969.7574 | 1356.568 | 139924.9155 | 1247.4925 | 32206.5177 | 107.0507 | 194.0631 | 45.6038 | 135463.5154 | 607.0583 | 0 | 166403.1084 | 96.73% | 3.271% | 409.4782 | 0 | 269.7548 | 20.2001 | 1302.5904 | 695.865 | 940.826 | 53.6558 | 642.2967 | 32674.3964 | 201774.9754 | 235091.6685 | 1087174.0054 | 1376198.7223 | 8.449% | 1503205.5502
LOGISTICS PLATFORM #250 | INDUSTRIAL | LOGISTICS PLATFORM | 42121.3287 | 2017 | 51689.2237 | 57714.1948 | 2500 | 2 | 19411.8894 | 4017.4753 | 43640.9041 | 37043.0364 | 1 | 102581.9574 | 84186.9588 | 10 | 0 | 0 | 0 | 6398.9606 | 4017.9115 | 1 | 207569.9048 | 1213.3542 | 163484.0486 | 1198.2299 | 28293.9315 | 87.1796 | 102.3843 | 33.3336 | 99870.2637 | 469.4161 | 0 | 225110.8773 | 98.05% | 1.946% | 538.8922 | 0 | 254.1479 | 19.4997 | 791.8804 | 648.8996 | 824.7025 | 47.0789 | 770.8258 | 44773.4027 | 176123.8546 | 221668.0832 | 1140141.6053 | 1411742.8659 | 10.65% | 1580046.6748
LOGISTICS PLATFORM #251 | INDUSTRIAL | LOGISTICS PLATFORM | 43644.9404 | 2022 | 40004.983 | 88964.0322 | 2500 | 2 | 20146.8041 | 5356.8878 | 46367.5345 | 28122.8863 | 1 | 101395.3692 | 116599.5024 | 9 | 0 | 0 | 0 | 9859.9888 | 3502.4972 | 1 | 270874.4295 | 1311.6055 | 181648.7194 | 1206.4866 | 48266.2256 | 97.4783 | 110.9691 | 28.6537 | 102248.7497 | 483.646 | 0 | 193675.4096 | 94.04% | 5.958% | 537.7098 | 0 | 179.9441 | 16.4038 | 1171.0784 | 557.4972 | 1052.7525 | 49.7037 | 678.544 | 45496.0947 | 251463.8812 | 297638.52 | 1254773.311 | 1612597.0638 | 6.108% | 1717505.0123
LOGISTICS PLATFORM #252 | INDUSTRIAL | LOGISTICS PLATFORM | 22766.8655 | 2009 | 15388.4317 | 33652.9344 | 2500 | 2 | 24904.8263 | 1571.1383 | 20722.3727 | 14988.0679 | 1 | 36529.8051 | 51854.04 | 4 | 0 | 0 | 0 | 3900.2288 | 1261.9677 | 1 | 108275.2508 | 563.8977 | 94499.0799 | 710.3632 | 18753.9212 | 49.2101 | 55.7595 | 18.2798 | 53327.5208 | 286.6679 | 0 | 101852.2018 | 97.07% | 2.931% | 238.1047 | 0 | 125.4891 | 10.3409 | 587.3112 | 367.0202 | 615.0993 | 25.52 | 272.2599 | 21879.4924 | 143228.641 | 165380.3933 | 565920.9278 | 759648.9954 | 15.31% | 897000.0747
LOGISTICS PLATFORM #253 | INDUSTRIAL | LOGISTICS PLATFORM | 63957.6181 | 2022 | 59390.6338 | 110047.5629 | 2500 | 4 | 19599.1672 | 8794.9337 | 82529.3777 | 43297.4218 | 2 | 167497.2996 | 150052.7147 | 14 | 0 | 0 | 0 | 14158.2585 | 5769.7276 | 1 | 320207.9514 | 1720.9443 | 287240.3905 | 2096.7088 | 74650.7361 | 127.2131 | 236.7613 | 42.007 | 145911.0141 | 836.9288 | 0 | 373872.1972 | 93.86% | 6.144% | 709.3832 | 0 | 331.6365 | 27.5359 | 1745.6525 | 1017.1845 | 1500.4181 | 53.372 | 1169.8214 | 62777.9488 | 365770.6897 | 429718.4599 | 1892198.3201 | 2415762.2924 | 7.801% | 2620152.9067
LOGISTICS PLATFORM #254 | INDUSTRIAL | LOGISTICS PLATFORM | 64031.1559 | 2010 | 71606.3464 | 86813.6568 | 2500 | 2 | 19307.8055 | 6027.1494 | 52599.4993 | 31764.3106 | 2 | 121877.8853 | 139299.5172 | 13 | 0 | 0 | 0 | 8799.5741 | 4220.0381 | 2 | 301097.3417 | 1503.28 | 263157.5754 | 1724.0804 | 54475.0857 | 112.889 | 233.0665 | 60.2251 | 171577.4579 | 910.1715 | 0 | 258038.3573 | 95.85% | 4.147% | 731.4516 | 0 | 316.1939 | 23.1918 | 1704.1692 | 838.0023 | 1490.4409 | 50.4728 | 1091.2848 | 47964.5231 | 396291.6366 | 445347.4445 | 1582064.5469 | 2089014.3939 | 15.76% | 2479976.7639
LOGISTICS PLATFORM #255 | INDUSTRIAL | LOGISTICS PLATFORM | 38952.8999 | 2008 | 36847.4451 | 45902.7654 | 2500 | 2 | 22596.8132 | 3145.4854 | 39059.8195 | 25211.5189 | 1 | 58853.8862 | 80001.6501 | 8 | 0 | 0 | 0 | 5173.9433 | 3129.8288 | 1 | 142253.6001 | 992.176 | 135096.8077 | 1386.3612 | 25910.959 | 91.571 | 144.7402 | 33.0089 | 79352.6469 | 504.5163 | 0 | 177442.0699 | 97.38% | 2.625% | 335.2837 | 0 | 192.4048 | 15.2574 | 946.3225 | 585.066 | 822.4759 | 35.7775 | 431.2308 | 22861.5107 | 257873.584 | 281166.3256 | 845141.046 | 1158871.4358 | 6.957% | 1245522.5159
LOGISTICS PLATFORM #256 | INDUSTRIAL | LOGISTICS PLATFORM | 74284.2226 | 2011 | 72508.8503 | 85268.9557 | 2500 | 4 | 18158.111 | 5419.0945 | 75124.4179 | 40933.6523 | 2 | 108881.7146 | 157825.6294 | 14 | 0 | 0 | 0 | 8123.4694 | 4797.2748 | 2 | 298121.8248 | 1834.0203 | 298004.0004 | 2961.0994 | 59092.5696 | 184.6704 | 246.1873 | 70.6034 | 212613.1974 | 972.2639 | 0 | 284733.1657 | 93.29% | 6.708% | 797.9112 | 0 | 491.7815 | 25.4937 | 1407.9358 | 1320.8188 | 1690.3187 | 60.5729 | 1160.5567 | 48272.944 | 448329.6269 | 497763.1276 | 1727837.0009 | 2313834.4159 | 6.259% | 2468320.1182
LOGISTICS PLATFORM #257 | INDUSTRIAL | LOGISTICS PLATFORM | 17552.9323 | 2014 | 19955.8281 | 31842.2672 | 2500 | 2 | 19525.7765 | 1985.437 | 15413.2981 | 14050.2875 | 0 | 34490.9798 | 35704.7277 | 3 | 0 | 0 | 0 | 2257.2661 | 1249.3683 | 0 | 79884.798 | 566.2592 | 70725.2411 | 488.1445 | 17241.9389 | 27.3946 | 62.7941 | 13.5908 | 34826.6136 | 186.2989 | 0 | 73342.2473 | 93.59% | 6.406% | 155.6703 | 0 | 79.0942 | 8.3933 | 460.2458 | 246.5031 | 385.148 | 16.3004 | 271.0431 | 11775.5246 | 90721.8554 | 102768.4231 | 438655.0302 | 565177.6658 | 2.89% | 581999.242
LOGISTICS PLATFORM #258 | INDUSTRIAL | LOGISTICS PLATFORM | 33437.7615 | 2022 | 31531.5191 | 65015.9791 | 2500 | 2 | 23435.7095 | 3146.058 | 38294.8277 | 26954.3487 | 1 | 60160.4752 | 91824.8057 | 8 | 0 | 0 | 0 | 7494.6631 | 3676.9793 | 1 | 216065.6587 | 1130.129 | 110422.8321 | 1181.924 | 32800.0248 | 63.0732 | 94.4759 | 27.9978 | 85853.4684 | 428.2871 | 0 | 208473.1618 | 97.96% | 2.036% | 301.3524 | 0 | 216.3366 | 11.1329 | 594.3978 | 491.5433 | 595.1184 | 38.2793 | 715.3652 | 42234.0116 | 145111.6823 | 188061.0591 | 1005264.704 | 1248512.6744 | 14.63% | 1462490.9691
LOGISTICS PLATFORM #259 | INDUSTRIAL | LOGISTICS PLATFORM | 61353.9658 | 2011 | 50755.7065 | 89794.5788 | 2500 | 2 | 24668.8786 | 7342.4102 | 56633.8947 | 32726.9486 | 1 | 82685.386 | 112750.2375 | 11 | 0 | 0 | 0 | 11073.9557 | 4104.6343 | 2 | 332896.2495 | 1855.8124 | 187418.1375 | 2439.3066 | 56958.3458 | 128.6283 | 244.7711 | 40.8244 | 152169.3401 | 560.0596 | 0 | 211312.6936 | 97.69% | 2.308% | 553.0436 | 0 | 386.5493 | 22.23 | 1345.955 | 755.1571 | 1461.9733 | 61.1417 | 1037.0829 | 46917.614 | 298525.9728 | 346480.6697 | 1420145.2796 | 1832149.8681 | 5.668% | 1942227.8958
LOGISTICS PLATFORM #260 | INDUSTRIAL | LOGISTICS PLATFORM | 67607.5226 | 2015 | 57670.383 | 94089.1383 | 2500 | 2 | 22744.059 | 6477.3101 | 58238.7482 | 36643.6097 | 1 | 151784.0937 | 175075.4218 | 17 | 0 | 0 | 0 | 8056.527 | 4374.255 | 2 | 264971.3977 | 2268.3914 | 286691.9297 | 2347.2464 | 55077.3116 | 152.2577 | 170.4142 | 63.3752 | 195260.5405 | 989.4919 | 0 | 345244.167 | 95.63% | 4.37% | 605.0539 | 0 | 421.677 | 31.8457 | 1762.8067 | 1186.0993 | 1319.5023 | 65.78 | 1099.4479 | 50917.9861 | 393283.3774 | 445300.8114 | 1759443.7765 | 2304826.3467 | 3.394% | 2385793.0482
LOGISTICS PLATFORM #261 | INDUSTRIAL | LOGISTICS PLATFORM | 45369.4726 | 2010 | 49376.179 | 71311.3475 | 2500 | 2 | 24699.038 | 4872.3472 | 44433.1237 | 29557.9106 | 1 | 74023.2742 | 92437.6699 | 10 | 0 | 0 | 0 | 5801.8494 | 4062.3242 | 1 | 201501.5593 | 1125.9525 | 155726.115 | 1653.7245 | 33952.5731 | 101.3759 | 158.7871 | 41.9846 | 105722.015 | 480.3501 | 0 | 165346.2955 | 98.33% | 1.666% | 425.1454 | 0 | 265.7099 | 17.0117 | 784.4877 | 563.7997 | 1038.4288 | 53.329 | 553.1408 | 39963.6713 | 253626.8981 | 294143.7102 | 1055900.6314 | 1403080.4996 | 12.51% | 1603716.7395
LOGISTICS PLATFORM #262 | INDUSTRIAL | LOGISTICS PLATFORM | 15188.4613 | 2024 | 16095.0844 | 23754.1472 | 2500 | 2 | 20363.601 | 2181.4708 | 20671.2691 | 13382.1767 | 0 | 28077.8395 | 32977.6962 | 3 | 0 | 0 | 0 | 2941.6978 | 1264.1541 | 0 | 101317.7668 | 355.1475 | 53622.9557 | 421.3785 | 18277.0209 | 24.6621 | 59.0518 | 8.9864 | 41198.0371 | 165.8841 | 0 | 70939.3162 | 96.63% | 3.366% | 122.9791 | 0 | 91.3195 | 7.7814 | 385.0799 | 218.04 | 341.5794 | 12.3269 | 303.8431 | 18734.6405 | 91614.1757 | 110652.6593 | 443767.164 | 578940.1285 | 9.012% | 636280.496
LOGISTICS PLATFORM #263 | INDUSTRIAL | LOGISTICS PLATFORM | 41394.5408 | 2014 | 38933.077 | 49631.4549 | 2500 | 2 | 24081.4911 | 5059.046 | 46737.1131 | 28950.566 | 1 | 78656.6542 | 103637.14 | 7 | 0 | 0 | 0 | 7125.1392 | 3003.7396 | 1 | 173858.7129 | 964.4831 | 145925.2285 | 1609.8367 | 42905.3813 | 99.748 | 108.8829 | 26.1349 | 94145.3371 | 364.8596 | 0 | 138776.5333 | 94.76% | 5.241% | 464.6494 | 0 | 201.0049 | 21.6258 | 808.74 | 592.7788 | 837.4806 | 39.9049 | 539.5746 | 32036.3462 | 198385.2752 | 230961.196 | 949928.9544 | 1231254.7942 | 3.629% | 1277624.206
LOGISTICS PLATFORM #264 | INDUSTRIAL | LOGISTICS PLATFORM | 42269.6494 | 2019 | 51589.597 | 81850.3123 | 2500 | 2 | 23544.5755 | 5513.0597 | 34596.8546 | 32148.1212 | 1 | 87977.5056 | 119827.6435 | 8 | 0 | 0 | 0 | 5688.5868 | 4133.8459 | 1 | 174584.4699 | 1073.5107 | 181967.7011 | 1529.7868 | 47159.9613 | 94.8756 | 143.6462 | 34.7044 | 123314.221 | 602.7158 | 0 | 248801.2818 | 97.5% | 2.5% | 344.3218 | 0 | 221.7074 | 16.7262 | 1065.7053 | 737.8633 | 819.9184 | 44.4806 | 870.3186 | 34245.175 | 263882.3469 | 298997.8404 | 1203485.943 | 1570501.8272 | 2.307% | 1607588.4385
LOGISTICS PLATFORM #265 | INDUSTRIAL | LOGISTICS PLATFORM | 19836.5617 | 2022 | 18106.953 | 35408.0469 | 2500 | 2 | 19817.1698 | 1934.4789 | 26446.6767 | 12109.965 | 0 | 52422.8108 | 55377.0424 | 4 | 0 | 0 | 0 | 4265.2799 | 1835.7507 | 1 | 137056.1035 | 578.2682 | 77445.2972 | 778.8864 | 15055.0661 | 33.1166 | 59.3115 | 15.1946 | 62233.7662 | 270.2118 | 0 | 95684.8115 | 95.32% | 4.676% | 197.859 | 0 | 81.0631 | 8.5339 | 541.0737 | 366.0079 | 406.1925 | 17.4158 | 455.3639 | 24441.8718 | 117693.5325 | 142590.7683 | 614062.6519 | 790518.467 | 14.7% | 926787.4669
LOGISTICS PLATFORM #266 | INDUSTRIAL | LOGISTICS PLATFORM | 71064.8251 | 2012 | 68179.813 | 79546.0017 | 2500 | 2 | 24020.1262 | 8336.5636 | 63991.3787 | 39959.4327 | 2 | 99403.053 | 151841.7276 | 12 | 0 | 0 | 0 | 10968.9102 | 6037.3819 | 2 | 298864.9652 | 1818.722 | 270790.618 | 2095.765 | 60286.6476 | 131.8867 | 257.94 | 41.8626 | 184612.0566 | 830.3992 | 0 | 336686.955 | 98.31% | 1.686% | 767.4266 | 0 | 423.082 | 32.7678 | 1430.6724 | 1174.1247 | 1908.3692 | 84.913 | 1227.8779 | 66107.178 | 348288.093 | 415623.1489 | 1716460.1415 | 2217805.2161 | 11.14% | 2495960.2114
LOGISTICS PLATFORM #267 | INDUSTRIAL | LOGISTICS PLATFORM | 28331.0275 | 2015 | 33821.9584 | 45835.0104 | 2500 | 2 | 17717.948 | 3580.1295 | 26218.5591 | 19860.8338 | 1 | 47982.761 | 55263.9409 | 6 | 0 | 0 | 0 | 5263.2146 | 2518.626 | 1 | 166386.0205 | 749.1804 | 98617.7107 | 988.1631 | 27176.2922 | 67.2345 | 110.5339 | 24.6604 | 61434.663 | 323.2405 | 0 | 132523.9309 | 93.6% | 6.399% | 244.591 | 0 | 133.4756 | 11.7322 | 772.0745 | 374.389 | 661.4114 | 33.5811 | 419.0336 | 27954.3012 | 128838.6787 | 157212.0135 | 740850.3003 | 926420.4434 | 2.717% | 952293.476
LOGISTICS PLATFORM #268 | INDUSTRIAL | LOGISTICS PLATFORM | 55033.2184 | 2013 | 53727.4927 | 67760.1735 | 2500 | 2 | 22729.0392 | 5067.1495 | 58383.7172 | 45835.8243 | 1 | 94198.2609 | 113111.1249 | 14 | 0 | 0 | 0 | 10276.4061 | 4981.978 | 1 | 217869.4751 | 1412.3994 | 225106.2524 | 2175.2696 | 37504.9801 | 122.6797 | 216.2934 | 40.7038 | 113253.0518 | 691.5412 | 0 | 275919.2221 | 96.14% | 3.863% | 538.2416 | 0 | 316.5427 | 26.1197 | 1510.227 | 669.957 | 969.8464 | 43.2463 | 843.6987 | 36634.4918 | 269897.4952 | 307375.6857 | 1332726.6181 | 1712821.3777 | 6.616% | 1834172.9826
LOGISTICS PLATFORM #269 | INDUSTRIAL | LOGISTICS PLATFORM | 74070.8931 | 2011 | 54796.3513 | 120893.5957 | 2500 | 4 | 18534.3664 | 8612.5147 | 66149.5284 | 40889.0622 | 2 | 104908.1768 | 154387.6044 | 13 | 0 | 0 | 0 | 12842.6862 | 4638.4339 | 2 | 272410.032 | 1660.9968 | 291875.8505 | 1827.3305 | 62439.5186 | 126.7137 | 273.7686 | 58.8308 | 180865.7058 | 698.9177 | 0 | 375170.6659 | 94.63% | 5.365% | 626.9306 | 0 | 381.5678 | 36.5324 | 1859.7167 | 1108.7939 | 1707.4135 | 75.4927 | 1071.9633 | 64659.8763 | 440983.3004 | 506715.1401 | 1807654.952 | 2419249.7715 | 8.894% | 2655420.2448
LOGISTICS PLATFORM #270 | INDUSTRIAL | LOGISTICS PLATFORM | 33324.5502 | 2020 | 29269.4332 | 60880.9343 | 2500 | 2 | 18607.0604 | 3645.3577 | 27643.0178 | 26512.334 | 1 | 70817.3269 | 83943.7014 | 6 | 0 | 0 | 0 | 5894.7847 | 3336.1241 | 1 | 136594.2465 | 731.0589 | 113262.8549 | 1240.0978 | 37996.3582 | 77.6694 | 113.0862 | 25.79 | 91858.1274 | 469.1352 | 0 | 187359.5838 | 94.07% | 5.932% | 354.7152 | 0 | 151.3989 | 16.8954 | 757.8191 | 537.7821 | 868.4026 | 38.1493 | 561.4635 | 33738.5406 | 186490.4882 | 220790.4924 | 881581.5343 | 1142451.4584 | 3.826% | 1187905.1398
LOGISTICS PLATFORM #271 | INDUSTRIAL | LOGISTICS PLATFORM | 59191.3629 | 2015 | 55849.2299 | 92486.7288 | 2500 | 2 | 22331.067 | 6240.2871 | 68611.1342 | 44544.0509 | 2 | 91766.3732 | 129590.3474 | 11 | 0 | 0 | 0 | 8488.6613 | 5415.5996 | 2 | 354208.5028 | 1377.1925 | 201758.4788 | 2288.8523 | 52592.36 | 122.0856 | 179.8773 | 39.1629 | 120383.8857 | 723.218 | 0 | 265505.8764 | 96.77% | 3.227% | 670.8084 | 0 | 287.7529 | 23.2102 | 1114.0745 | 1093.3928 | 1617.6119 | 44.6132 | 1009.5429 | 49069.2694 | 392701.7521 | 442780.5644 | 1521512.3198 | 2045381.9059 | 4.349% | 2138388.0765
LOGISTICS PLATFORM #272 | INDUSTRIAL | LOGISTICS PLATFORM | 29588.988 | 2008 | 22037.193 | 35735.186 | 2500 | 2 | 18134.1255 | 3199.3037 | 20056.9381 | 21243.3297 | 1 | 46358.1193 | 51686.311 | 5 | 0 | 0 | 0 | 3140.8811 | 2032.9219 | 1 | 138291.7745 | 1009.9945 | 100530.5461 | 1021.0023 | 26788.9829 | 61.0565 | 92.3244 | 22.2282 | 56255.4248 | 340.5699 | 0 | 103764.5749 | 95.56% | 4.44% | 274.9871 | 0 | 184.9131 | 13.5083 | 642.0506 | 428.5203 | 709.3595 | 28.8 | 486.5197 | 23822.8678 | 182628.3335 | 206937.721 | 641135.4724 | 878210.0933 | 3.238% | 907595.1
LOGISTICS PLATFORM #273 | INDUSTRIAL | LOGISTICS PLATFORM | 19183.0633 | 2017 | 23271.2055 | 30290.3534 | 2500 | 2 | 19751.9646 | 1845.1245 | 20538.0483 | 11133.5569 | 1 | 46625.0459 | 48899.0454 | 4 | 0 | 0 | 0 | 2876.4738 | 1699.3226 | 1 | 83952.5784 | 504.9748 | 73509.8289 | 721.0438 | 18203.2538 | 35.9845 | 63.3369 | 12.6662 | 49751.617 | 240.8136 | 0 | 106212.5041 | 96.4% | 3.603% | 220.8556 | 0 | 113.3319 | 8.8904 | 403.8025 | 345.5178 | 498.9547 | 18.9698 | 365.3504 | 20022.4836 | 86367.0306 | 106754.8646 | 521707.4407 | 647862.6672 | 6.849% | 695498.4116
LOGISTICS PLATFORM #274 | INDUSTRIAL | LOGISTICS PLATFORM | 25370.8966 | 2010 | 23329.3612 | 40381.3994 | 2500 | 2 | 18425.6733 | 1849.0246 | 24195.3297 | 14770.5721 | 1 | 32911.4514 | 48948.9798 | 4 | 0 | 0 | 0 | 2737.328 | 1669.8421 | 1 | 120100.841 | 813.3521 | 106058.1536 | 867.7458 | 21898.9094 | 62.0657 | 99.1387 | 15.4431 | 69776.0241 | 301.9798 | 0 | 88310.5757 | 95.34% | 4.664% | 273.772 | 0 | 154.2768 | 8.3912 | 713.7491 | 379.8164 | 683.109 | 21.1535 | 284.3308 | 18101.3626 | 122605.9917 | 140991.6851 | 613771.4636 | 789373.308 | 7.376% | 852231.3875
LOGISTICS PLATFORM #275 | INDUSTRIAL | LOGISTICS PLATFORM | 58969.1107 | 2018 | 58317.9499 | 91854.6799 | 2500 | 4 | 20133.9011 | 7051.9786 | 53554.7242 | 39749.5996 | 2 | 129183.4809 | 106974.49 | 13 | 0 | 0 | 0 | 8307.3237 | 4762.7805 | 2 | 242452.986 | 1616.688 | 284537.9514 | 2218.8861 | 62663.626 | 130.9132 | 183.7519 | 55.5554 | 123094.6072 | 686.3149 | 0 | 298687.9647 | 97.9% | 2.105% | 690.2839 | 0 | 330.6513 | 23.6305 | 1167.618 | 1061.2105 | 1609.3144 | 71.2645 | 1049.9484 | 66760.2292 | 309265.0306 | 377075.2082 | 1584731.1049 | 2043556.582 | 13.78% | 2370142.9669
LOGISTICS PLATFORM #276 | INDUSTRIAL | LOGISTICS PLATFORM | 49226.8306 | 2022 | 59655.7173 | 66870.013 | 2500 | 2 | 22639.1274 | 6911.2642 | 52672.5831 | 47808.9885 | 1 | 83024.1344 | 132825.6353 | 12 | 0 | 0 | 0 | 6882.117 | 4336.2075 | 1 | 240048.1233 | 1708.5155 | 164847.8148 | 1260.4248 | 48115.2098 | 109.4441 | 120.6051 | 35.2808 | 123160.4074 | 484.1537 | 0 | 272831.2425 | 96.63% | 3.372% | 425.5748 | 0 | 200.2233 | 22.6742 | 951.8933 | 917.9593 | 1303.6597 | 38.784 | 758.4214 | 45111.4126 | 222884.2169 | 268754.0509 | 1287526.8811 | 1611608.5484 | 2.052% | 1645365.3964
LOGISTICS PLATFORM #277 | INDUSTRIAL | LOGISTICS PLATFORM | 34466.8119 | 2012 | 34688.5058 | 51767.6317 | 2500 | 2 | 18609.1242 | 3842.5567 | 35274.9416 | 17610.1288 | 1 | 51302.1795 | 69771.0805 | 8 | 0 | 0 | 0 | 4070.951 | 2799.5786 | 1 | 124420.7696 | 989.7753 | 122221.1142 | 1281.3629 | 28948.8519 | 56.7033 | 100.8638 | 29.9216 | 85121.4369 | 366.1227 | 0 | 133963.5896 | 97.81% | 2.186% | 299.4893 | 0 | 201.8556 | 15.6219 | 898.3616 | 480.8302 | 666.1455 | 40.7751 | 411.8277 | 26884.1755 | 179362.3603 | 206658.3635 | 788609.4973 | 1043405.9933 | 5.643% | 1105807.7251
LOGISTICS PLATFORM #278 | INDUSTRIAL | LOGISTICS PLATFORM | 61841.0461 | 2022 | 67963.1821 | 127316.1549 | 2500 | 4 | 19256.5645 | 7690.9826 | 68459.0823 | 38735.2729 | 2 | 128144.6135 | 117526.3239 | 12 | 0 | 0 | 0 | 8741.9923 | 5337.4273 | 2 | 388042.0043 | 1605.2439 | 282973.5603 | 2457.6633 | 54328.8263 | 145.3964 | 230.8805 | 39.3689 | 190549.3911 | 652.0634 | 0 | 246615.8331 | 98.03% | 1.973% | 556.8718 | 0 | 333.2814 | 19.8939 | 1300.2076 | 909.8249 | 1684.5923 | 49.1909 | 1183.3623 | 67659.9429 | 349896.219 | 418739.5241 | 1817623.5 | 2327764.096 | 14.55% | 2724123.7148
LOGISTICS PLATFORM #279 | INDUSTRIAL | LOGISTICS PLATFORM | 41973.1122 | 2018 | 42908.416 | 56596.4294 | 2500 | 2 | 24136.2134 | 3648.2958 | 50915.9148 | 36107.2037 | 1 | 83115.265 | 95406.3208 | 10 | 0 | 0 | 0 | 6167.6666 | 3406.7144 | 1 | 165543.3816 | 1406.0415 | 140951.9496 | 1519.0266 | 39777.0648 | 100.5986 | 121.2137 | 37.3037 | 117876.4045 | 572.3185 | 0 | 188669.7507 | 96.11% | 3.889% | 534.7523 | 0 | 259.9662 | 21.847 | 993.1255 | 594.44 | 1085.5433 | 33.523 | 888.0067 | 31422.9012 | 202154.8256 | 234465.7335 | 1027426.3517 | 1311911.9259 | 13.86% | 1522925.0345
LOGISTICS PLATFORM #280 | INDUSTRIAL | LOGISTICS PLATFORM | 34331.8807 | 2023 | 38471.8885 | 50540.6084 | 2500 | 2 | 19679.8014 | 5072.8814 | 44558.0785 | 23088.3209 | 1 | 92520.8992 | 99000.3937 | 7 | 0 | 0 | 0 | 7336.0728 | 3086.1085 | 1 | 153916.8831 | 1181.8984 | 130400.0616 | 974.9954 | 30445.4331 | 67.4847 | 98.7834 | 20.5569 | 118187.6734 | 456.0832 | 0 | 216225.0114 | 95.2% | 4.795% | 407.4635 | 0 | 212.2853 | 11.1055 | 604.8656 | 456.8838 | 852.7156 | 36.2647 | 759.6676 | 31022.5334 | 177832.3859 | 209614.5869 | 1026809.334 | 1294879.88 | 5.878% | 1375752.5019
LOGISTICS PLATFORM #281 | INDUSTRIAL | LOGISTICS PLATFORM | 36756.2816 | 2011 | 40723.0739 | 53030.9456 | 2500 | 2 | 23411.1279 | 4301.9227 | 30372.403 | 23178.9128 | 1 | 71614.6852 | 71327.2493 | 7 | 0 | 0 | 0 | 5218.993 | 2686.8489 | 1 | 180824.7272 | 857.3252 | 154268.9556 | 906.3933 | 24997.8392 | 63.4801 | 96.2107 | 28.1466 | 108691.2289 | 533.3087 | 0 | 147407.4553 | 98.06% | 1.944% | 370.101 | 0 | 161.3223 | 12.4009 | 879.9743 | 646.8613 | 697.0255 | 32.2189 | 614.9925 | 34080.0407 | 164171.813 | 198866.8462 | 932189.001 | 1162707.6331 | 5.676% | 1232674.9689
LOGISTICS PLATFORM #282 | INDUSTRIAL | LOGISTICS PLATFORM | 19094.7834 | 2014 | 16628.1501 | 31242.3142 | 2500 | 2 | 24538.5411 | 2384.3116 | 23191.2357 | 11390.2248 | 0 | 34797.1525 | 43335.641 | 4 | 0 | 0 | 0 | 3149.0427 | 1513.5933 | 1 | 109036.7661 | 494.8823 | 53922.2381 | 467.5543 | 12893.2826 | 42.2135 | 58.5581 | 13.479 | 55330.0033 | 254.738 | 0 | 93287.5997 | 98.43% | 1.567% | 191.6719 | 0 | 118.9165 | 8.7573 | 379.7106 | 270.163 | 508.4192 | 18.1635 | 304.6423 | 18823.5632 | 80161.5306 | 99289.7361 | 506157.2699 | 632511.2467 | 12.94% | 726562.8408
LOGISTICS PLATFORM #283 | INDUSTRIAL | LOGISTICS PLATFORM | 42434.61 | 2016 | 38412.194 | 61290.3338 | 2500 | 2 | 20498.3383 | 4987.0873 | 48817.6141 | 30517.1377 | 1 | 71269.1609 | 85372.7426 | 8 | 0 | 0 | 0 | 7433.149 | 3808.5462 | 1 | 187021.6569 | 1165.9634 | 183021.7659 | 1684.8718 | 36764.0458 | 92.9129 | 167.6897 | 30.5276 | 124462.3089 | 480.0611 | 0 | 226608.911 | 96.64% | 3.357% | 422.4604 | 0 | 257.2176 | 18.1251 | 1190.5551 | 718.8256 | 1108.1023 | 36.8597 | 691.8394 | 32301.3612 | 236396.0603 | 269389.2609 | 1117414.9506 | 1427927.498 | 5.53% | 1511517.2658
LOGISTICS PLATFORM #284 | INDUSTRIAL | LOGISTICS PLATFORM | 35501.0573 | 2015 | 43696.5531 | 57226.6805 | 2500 | 2 | 19810.4773 | 2953.3696 | 38891.1022 | 24943.398 | 1 | 63249.339 | 86505.2445 | 9 | 0 | 0 | 0 | 4259.9685 | 2379.5792 | 1 | 166999.6801 | 1104.1868 | 167161.5754 | 1433.3041 | 34308.0087 | 56.3192 | 119.2364 | 30.5995 | 91098.4433 | 392.8315 | 0 | 175321.5057 | 94.52% | 5.477% | 350.3988 | 0 | 219.1259 | 17.4024 | 620.0758 | 462.7641 | 821.2707 | 38.2709 | 468.0124 | 36853.4871 | 190895.4959 | 228216.9954 | 977133.1643 | 1253465.4477 | 9.039% | 1378023.3168
LOGISTICS PLATFORM #285 | INDUSTRIAL | LOGISTICS PLATFORM | 65934.9406 | 2020 | 57911.4473 | 97884.2879 | 2500 | 4 | 20248.2214 | 5952.5849 | 62598.5011 | 57444.2816 | 2 | 112471.8482 | 158113.8132 | 12 | 0 | 0 | 0 | 13137.1014 | 7525.3971 | 1 | 407879.3473 | 1760.4621 | 249213.0974 | 2316.1086 | 48999.0904 | 131.3512 | 225.771 | 41.7976 | 176325.6435 | 770.3902 | 0 | 254135.0355 | 93.97% | 6.031% | 649.928 | 0 | 263.7422 | 26.3142 | 1516.3705 | 1188.365 | 1637.6296 | 55.5919 | 1440.1967 | 54075.2604 | 277220.6946 | 332736.1518 | 1735383.3523 | 2178842.1119 | 12.66% | 2494747.5061
LOGISTICS PLATFORM #286 | INDUSTRIAL | LOGISTICS PLATFORM | 17122.9255 | 2022 | 24627.6707 | 31098.4991 | 2500 | 2 | 21673.0349 | 1911.4819 | 19323.6754 | 12786.6772 | 0 | 38326.2391 | 44219.38 | 3 | 0 | 0 | 0 | 2371.4678 | 1305.5501 | 0 | 96914.7675 | 496.8965 | 88866.8081 | 679.0461 | 14287.6939 | 42.8375 | 44.0751 | 11.8486 | 61918.5893 | 236.4673 | 0 | 87465.5524 | 96.43% | 3.568% | 169.7827 | 0 | 86.8831 | 8.1002 | 294.9319 | 238.8391 | 465.3718 | 16.2025 | 342.432 | 14383.2153 | 112957.7504 | 127683.3977 | 528414.0185 | 677510.7697 | 15.3% | 799934.7638
LOGISTICS PLATFORM #287 | INDUSTRIAL | LOGISTICS PLATFORM | 56713.5927 | 2011 | 45850.46 | 60416.0618 | 2500 | 2 | 24162.8141 | 5207.8849 | 64233.9031 | 29710.4932 | 1 | 118724.9834 | 119879.4052 | 15 | 0 | 0 | 0 | 6688.0463 | 3847.0668 | 2 | 222178.352 | 1975.0856 | 202224.6254 | 1398.684 | 48102.42 | 95.1055 | 144.2492 | 33.2135 | 123602.2393 | 600.2928 | 0 | 217638.4911 | 93.13% | 6.867% | 542.93 | 0 | 374.9029 | 18.7275 | 1328.0884 | 864.8273 | 1337.7852 | 53.7193 | 965.6137 | 50559.9455 | 304599.0277 | 356124.5868 | 1284159.8133 | 1696900.7197 | 4.857% | 1783526.6714
LOGISTICS PLATFORM #288 | INDUSTRIAL | LOGISTICS PLATFORM | 22305.7208 | 2022 | 21031.3416 | 34432.0386 | 2500 | 2 | 19194.4846 | 2080.485 | 24570.869 | 20966.0917 | 1 | 43421.8729 | 54171.125 | 6 | 0 | 0 | 0 | 3065.8436 | 1800.2924 | 1 | 110048.6139 | 739.9379 | 88116.0241 | 725.8565 | 16581.0635 | 53.9773 | 67.2514 | 21.3056 | 67007.913 | 210.605 | 0 | 96269.1716 | 97.63% | 2.367% | 255.8022 | 0 | 113.7214 | 8.0366 | 555.0419 | 277.9443 | 427.8752 | 23.4174 | 516.9583 | 17219.5377 | 123780.803 | 141517.2989 | 587846.5196 | 764855.914 | 13.94% | 888751.1941
LOGISTICS PLATFORM #289 | INDUSTRIAL | LOGISTICS PLATFORM | 71380.7173 | 2023 | 103421.8303 | 144329.7895 | 2500 | 4 | 24104.938 | 8436.5336 | 74958.227 | 53473.3651 | 2 | 191884.3736 | 154641.5015 | 13 | 0 | 0 | 0 | 14164.2736 | 7117.9062 | 2 | 501060.8743 | 1822.4787 | 387388.7578 | 2631.9451 | 85500.2302 | 125.273 | 186.224 | 59.2171 | 246729.6806 | 955.925 | 0 | 288138.3557 | 97.56% | 2.443% | 893.1796 | 0 | 378.3389 | 23.6018 | 1988.2472 | 1047.9754 | 1785.3186 | 67.6077 | 1615.114 | 75201.1593 | 334378.5044 | 411194.7776 | 2344077.1979 | 2864897.2502 | 14.51% | 3351104.6824
LOGISTICS PLATFORM #290 | INDUSTRIAL | LOGISTICS PLATFORM | 34647.3731 | 2016 | 33218.9933 | 56155.272 | 2500 | 2 | 23183.0757 | 4174.7534 | 31279.154 | 21910.2968 | 1 | 53529.622 | 62683.6168 | 8 | 0 | 0 | 0 | 6955.7157 | 3013.033 | 1 | 193399.05 | 1068.9273 | 143541.2612 | 937.1787 | 32710.7859 | 77.7619 | 129.7346 | 27.0436 | 79420.3799 | 365.8175 | 0 | 149843.3484 | 95.46% | 4.54% | 310.2292 | 0 | 155.6481 | 17.4556 | 669.4767 | 557.5589 | 703.9873 | 36.274 | 663.0274 | 25879.9857 | 226482.0754 | 253025.0886 | 896901.2588 | 1193346.6736 | 5.673% | 1265112.525
LOGISTICS PLATFORM #291 | INDUSTRIAL | LOGISTICS PLATFORM | 54888.9 | 2013 | 61949.509 | 62377.2028 | 2500 | 2 | 24711.3721 | 5494.3517 | 56142.7914 | 38667.4905 | 1 | 109077.1599 | 126145.2618 | 12 | 0 | 0 | 0 | 8091.2128 | 4297.6677 | 1 | 298913.1647 | 1771.5855 | 230646.5157 | 1931.4744 | 54826.9536 | 108.9459 | 137.0403 | 44.5071 | 130426.4646 | 505.9914 | 0 | 262970.163 | 97.04% | 2.961% | 609.2404 | 0 | 324.9325 | 26.6006 | 1356.8024 | 648.5275 | 1278.3948 | 64.3007 | 675.5856 | 50262.3788 | 326643.4253 | 377581.3897 | 1465488.53 | 1906919.8281 | 4.525% | 1997306.5887
LOGISTICS PLATFORM #292 | INDUSTRIAL | LOGISTICS PLATFORM | 17259.7943 | 2013 | 16997.9237 | 21208.1274 | 2500 | 2 | 22101.197 | 2114.3382 | 19036.4619 | 11382.4409 | 1 | 32205.0741 | 38423.1209 | 4 | 0 | 0 | 0 | 2447.5611 | 1213.4858 | 0 | 66730.0729 | 564.4238 | 54649.8633 | 693.6932 | 15118.6214 | 26.909 | 52.4042 | 15.3699 | 51015.482 | 188.9173 | 0 | 65103.7278 | 94.64% | 5.356% | 153.3667 | 0 | 105.6881 | 7.929 | 328.1289 | 281.9021 | 351.7271 | 19.1156 | 224.4143 | 14378.192 | 77910.9343 | 92513.5405 | 401560.5789 | 515282.9059 | 1.255% | 521834.5263
LOGISTICS PLATFORM #293 | INDUSTRIAL | LOGISTICS PLATFORM | 59424.2657 | 2016 | 56235.8568 | 72954.2775 | 2500 | 2 | 20209.2649 | 6433.2769 | 49020.048 | 32426.3747 | 2 | 132045.0346 | 163315.293 | 13 | 0 | 0 | 0 | 11389.823 | 6138.3768 | 2 | 271134.6286 | 2028.2781 | 227240.0417 | 2019.7413 | 61966.7054 | 123.2487 | 207.0481 | 39.7214 | 119009.6817 | 620.6746 | 0 | 236297.2183 | 97.92% | 2.081% | 643.7987 | 0 | 372.9052 | 20.551 | 1476.0682 | 754.7009 | 1357.6798 | 59.5359 | 1169.5991 | 58588.8989 | 321900.102 | 381658.5999 | 1454529.5206 | 1917969.2401 | 14.33% | 2238666.4112
LOGISTICS PLATFORM #294 | INDUSTRIAL | LOGISTICS PLATFORM | 20199.2154 | 2016 | 23083.0246 | 32616.0387 | 2500 | 2 | 23829.2177 | 2260.6882 | 15975.6069 | 13302.4935 | 1 | 41218.7171 | 52561.0912 | 5 | 0 | 0 | 0 | 3948.1151 | 1503.532 | 0 | 78764.1503 | 651.4525 | 91656.0341 | 755.8004 | 16281.1548 | 43.6739 | 58.816 | 15.2459 | 59222.2588 | 222.5781 | 0 | 83405.1358 | 95.26% | 4.735% | 198.2194 | 0 | 107.3518 | 7.9105 | 559.3975 | 321.6274 | 510.0687 | 18.1204 | 295.9053 | 15354.1138 | 101670.4011 | 117320.4202 | 519148.2788 | 666814.6878 | 7.549% | 721260.1359
LOGISTICS PLATFORM #295 | INDUSTRIAL | LOGISTICS PLATFORM | 47003.0144 | 2018 | 51673.8178 | 70908.043 | 2500 | 2 | 23238.7453 | 5213.0945 | 38869.8616 | 40210.5932 | 1 | 100693.9811 | 87468.153 | 10 | 0 | 0 | 0 | 7916.0681 | 4081.3976 | 1 | 257498.4416 | 1664.6751 | 164486.6639 | 1276.9867 | 33943.1255 | 76.1854 | 130.4918 | 35.5033 | 145849.7189 | 545.3306 | 0 | 243942.3218 | 97.68% | 2.32% | 513.4863 | 0 | 308.4026 | 19.2339 | 902.7481 | 589.6609 | 900.2044 | 57.3547 | 629.1884 | 44749.8013 | 281223.5609 | 326602.5506 | 1292056.9757 | 1682815.8518 | 10.12% | 1872191.6726
LOGISTICS PLATFORM #296 | INDUSTRIAL | LOGISTICS PLATFORM | 15874.8612 | 2023 | 21778.6126 | 24597.2505 | 2500 | 2 | 24324.9449 | 1859.6695 | 21200.0449 | 14202.8843 | 0 | 41259.9419 | 47588.7783 | 4 | 0 | 0 | 0 | 2849.3556 | 1649.4134 | 0 | 86749.416 | 459.2452 | 72018.5325 | 444.1362 | 16981.6683 | 29.4757 | 58.6326 | 15.176 | 49055.7639 | 168.8767 | 0 | 80747.6893 | 98.33% | 1.665% | 149.0086 | 0 | 80.2432 | 7.5639 | 418.2591 | 260.3415 | 334.1406 | 12.0175 | 365.3767 | 18553.4428 | 69453.1823 | 88372.0018 | 484934.3518 | 597131.8289 | 12.13% | 679595.2993
LOGISTICS PLATFORM #297 | INDUSTRIAL | LOGISTICS PLATFORM | 44999.3604 | 2019 | 42503.0292 | 62780.2513 | 2500 | 2 | 17906.4806 | 5079.9643 | 44252.0631 | 37382.6582 | 1 | 88226.5359 | 94318.4695 | 10 | 0 | 0 | 0 | 7526.9809 | 4513.1069 | 1 | 192007.5396 | 1380.7238 | 187103.4717 | 1346.0449 | 33932.5702 | 81.8364 | 174.8346 | 29.4856 | 117041.1522 | 563.1013 | 0 | 204683.9308 | 92.55% | 7.452% | 484.8323 | 0 | 218.4714 | 18.1371 | 1146.6187 | 830.6798 | 1201.9233 | 45.283 | 815.6811 | 41457.9522 | 290188.902 | 332462.5353 | 1151804.455 | 1553812.4918 | 6.27% | 1657749.638
LOGISTICS PLATFORM #298 | INDUSTRIAL | LOGISTICS PLATFORM | 25786.7673 | 2013 | 27453.6063 | 30911.4316 | 2500 | 2 | 23848.2009 | 3141.11 | 26492.8414 | 18970.6577 | 1 | 55517.4173 | 64870.2392 | 5 | 0 | 0 | 0 | 3798.0345 | 1601.6907 | 1 | 112673.2617 | 665.4568 | 85208.8791 | 632.871 | 23890.8108 | 65.4 | 91.5634 | 17.7787 | 71205.476 | 240.9124 | 0 | 104376.3082 | 97.33% | 2.667% | 198.8814 | 0 | 146.5465 | 10.898 | 596.0873 | 293.2937 | 476.812 | 24.6963 | 347.4758 | 23832.956 | 159069.3229 | 183249.7547 | 628750.4668 | 841960.5811 | 5.368% | 889723.2007
LOGISTICS PLATFORM #299 | INDUSTRIAL | LOGISTICS PLATFORM | 54743.8972 | 2018 | 58027.5902 | 91732.9389 | 2500 | 2 | 21949.7872 | 6436.0452 | 50093.7587 | 33514.8015 | 1 | 86096.7384 | 131309.6519 | 13 | 0 | 0 | 0 | 11411.487 | 4045.3064 | 1 | 307703.6564 | 1497.2935 | 262910.085 | 1523.8485 | 40662.844 | 110.7177 | 211.547 | 46.2904 | 155845.0677 | 687.592 | 0 | 240679.432 | 95.67% | 4.332% | 439.7184 | 0 | 250.3697 | 27.2949 | 1255.1927 | 635.3274 | 1472.807 | 57.773 | 1065.5233 | 51467.8945 | 301265.7054 | 353799.1232 | 1527132.1388 | 1971209.7614 | 1.811% | 2007574.0285
LOGISTICS PLATFORM #300 | INDUSTRIAL | LOGISTICS PLATFORM | 55110.7352 | 2022 | 51446.8079 | 111532.0309 | 2500 | 4 | 23514.8348 | 7002.3175 | 57076.7344 | 46644.3231 | 1 | 126152.7183 | 153354.2826 | 11 | 0 | 0 | 0 | 10538.3935 | 5175.4304 | 2 | 295778.0085 | 1958.8186 | 185026.1178 | 2056.5579 | 47618.0143 | 95.4806 | 147.6402 | 40.9708 | 206251.3709 | 601.4562 | 0 | 235649.3987 | 98.1% | 1.896% | 513.4725 | 0 | 323.5089 | 28.5083 | 1142.7631 | 724.7449 | 1406.9794 | 49.4622 | 1282.5094 | 53407.6789 | 275420.9824 | 330111.1707 | 1549693.9936 | 1966942.1048 | 9.138% | 2164761.8863
LOGISTICS PLATFORM #301 | INDUSTRIAL | LOGISTICS PLATFORM | 67319.8356 | 2020 | 78054.6091 | 85137.7048 | 2500 | 2 | 23374.2848 | 7967.7246 | 59012.1209 | 46409.0109 | 1 | 126962.2005 | 148010.0955 | 17 | 0 | 0 | 0 | 13415.075 | 5339.7732 | 2 | 322455.1001 | 2348.6148 | 327360.8298 | 2672.551 | 67798.7715 | 162.9934 | 207.757 | 64.7111 | 182019.9814 | 941.1425 | 0 | 359885.3159 | 96.32% | 3.684% | 553.2606 | 0 | 417.6355 | 33.2245 | 1201.1874 | 815.075 | 1591.09 | 65.307 | 1422.1607 | 75209.4344 | 404234.5633 | 480866.1583 | 1867350.0214 | 2419943.7429 | 5.395% | 2557933.4244
LOGISTICS PLATFORM #302 | INDUSTRIAL | LOGISTICS PLATFORM | 71737.7665 | 2021 | 92381.5444 | 114884.1579 | 2500 | 4 | 23529.2165 | 7831.0892 | 72529.5679 | 64428.2964 | 2 | 124521.0016 | 179692.9604 | 17 | 0 | 0 | 0 | 15742.655 | 5659.1406 | 2 | 475505.2004 | 1685.7076 | 382451.5311 | 2769.1094 | 71809.3267 | 182.7153 | 271.6591 | 66.4747 | 192093.1174 | 703.642 | 0 | 327559.6091 | 96.03% | 3.974% | 897.3123 | 0 | 405.663 | 36.2953 | 1790.274 | 929.759 | 2026.3336 | 58.7136 | 1160.5966 | 65238.6184 | 434741.2477 | 501140.4627 | 2153576.0688 | 2762033.3433 | 5.862% | 2934016.2147
LOGISTICS PLATFORM #303 | INDUSTRIAL | LOGISTICS PLATFORM | 67157.6022 | 2013 | 62178.3892 | 85193.3506 | 2500 | 2 | 22069.1628 | 7590.6881 | 67805.281 | 53580.7327 | 2 | 97852.1324 | 148089.0546 | 17 | 0 | 0 | 0 | 8662.7047 | 6611.9152 | 2 | 257510.7494 | 2195.913 | 214386.928 | 2579.9227 | 60726.2562 | 125.7745 | 207.4076 | 63.1168 | 147901.3502 | 952.9618 | 0 | 220540.5138 | 93.36% | 6.637% | 687.7457 | 0 | 336.2087 | 29.2397 | 1233.6021 | 850.8493 | 1893.2907 | 77.5968 | 1223.0332 | 64541.63 | 301623.8106 | 367388.4739 | 1462390.4744 | 1926418.7741 | 7.06% | 2072745.7805
LOGISTICS PLATFORM #304 | INDUSTRIAL | LOGISTICS PLATFORM | 30201.7343 | 2022 | 41266.1583 | 54675.9758 | 2500 | 2 | 20944.2988 | 4501.7822 | 31432.752 | 23666.5343 | 1 | 58987.5229 | 89049.8734 | 7 | 0 | 0 | 0 | 4350.5546 | 3239.1597 | 1 | 209103.812 | 838.7591 | 145671.7957 | 1010.9893 | 27308.4805 | 70.2937 | 109.3497 | 19.9047 | 90708.5322 | 357.1246 | 0 | 191897.9289 | 98.57% | 1.427% | 278.1733 | 0 | 169.1289 | 13.9639 | 590.2288 | 509.2303 | 801.6988 | 25.4342 | 446.2961 | 24028.3869 | 142099.8841 | 166574.5671 | 977122.4437 | 1189909.8361 | 3.691% | 1235512.2076
LOGISTICS PLATFORM #305 | INDUSTRIAL | LOGISTICS PLATFORM | 47397.7768 | 2016 | 41058.7578 | 67020.9861 | 2500 | 2 | 19546.4854 | 6204.5268 | 53550.4434 | 39629.6846 | 1 | 98755.6015 | 92350.555 | 8 | 0 | 0 | 0 | 7098.6728 | 4940.488 | 1 | 205462.3477 | 1540.1334 | 161181.2815 | 1205.2453 | 41849.366 | 90.2828 | 140.1434 | 31.6913 | 140262.5384 | 439.9856 | 0 | 187693.2577 | 93.05% | 6.951% | 499.2009 | 0 | 254.316 | 21.3782 | 1290.2281 | 647.5008 | 1307.4284 | 50.0249 | 844.9157 | 51119.5894 | 204225.6085 | 256190.1136 | 1181241.8736 | 1500321.9631 | 8.561% | 1640795.6981
LOGISTICS PLATFORM #306 | INDUSTRIAL | LOGISTICS PLATFORM | 51048.8199 | 2011 | 42060.4723 | 78789.601 | 2500 | 2 | 23814.5885 | 5361.7935 | 38663.813 | 31453.3079 | 1 | 94108.3994 | 109170.9488 | 11 | 0 | 0 | 0 | 8401.4026 | 2988.4983 | 1 | 211958.9555 | 1778.283 | 147060.1209 | 1925.0321 | 30186.2004 | 105.0843 | 158.4052 | 31.5144 | 118911.6019 | 609.3874 | 0 | 236159.0012 | 93.69% | 6.31% | 503.9911 | 0 | 241.557 | 19.3815 | 999.9589 | 919.3582 | 1081.7196 | 41.5654 | 817.3521 | 42085.0736 | 286698.4379 | 329600.8636 | 1170154.0902 | 1559623.6331 | 1.214% | 1578790.4154
LOGISTICS PLATFORM #307 | INDUSTRIAL | LOGISTICS PLATFORM | 55351.4832 | 2018 | 62054.8569 | 89232.4395 | 2500 | 4 | 18358.4398 | 5500.6771 | 67953.5094 | 38942.9881 | 1 | 86742.2525 | 113508.0702 | 12 | 0 | 0 | 0 | 8645.3103 | 4122.9804 | 2 | 291106.0731 | 1663.7989 | 184752.7993 | 1694.2598 | 56378.4135 | 107.167 | 193.2214 | 51.304 | 135644.8379 | 781.7668 | 0 | 237833.3521 | 96.36% | 3.644% | 430.7853 | 0 | 236.6953 | 17.7955 | 1142.2575 | 655.4317 | 1435.8291 | 57.7209 | 1055.8849 | 46279.2976 | 350815.712 | 398150.8944 | 1399804.6717 | 1857923.1684 | 6.731% | 1992001.6383
LOGISTICS PLATFORM #308 | INDUSTRIAL | LOGISTICS PLATFORM | 61000.8504 | 2017 | 50940.4453 | 90234.1246 | 2500 | 2 | 24318.6484 | 5858.2938 | 53194.9964 | 39148.2069 | 1 | 128667.8757 | 168472.7646 | 15 | 0 | 0 | 0 | 12052.5323 | 5575.2161 | 1 | 260320.9227 | 1363.2263 | 211055.3926 | 2219.1998 | 50363.6988 | 104.0084 | 151.0427 | 58.1363 | 125786.1634 | 588.7385 | 0 | 230426.9874 | 97.47% | 2.532% | 598.0449 | 0 | 359.8067 | 19.8807 | 1312.8853 | 1104.2657 | 1536.8969 | 53.1722 | 1175.324 | 70708.0532 | 397482.9254 | 469366.3026 | 1419648.0756 | 1950275.3545 | 15.68% | 2312809.4289
LOGISTICS PLATFORM #309 | INDUSTRIAL | LOGISTICS PLATFORM | 20458.3099 | 2011 | 18184.2412 | 33106.5159 | 2500 | 2 | 19602.861 | 2173.6326 | 16048.9016 | 9908.2533 | 1 | 32968.2509 | 43226.2662 | 5 | 0 | 0 | 0 | 3594.8053 | 1332.2164 | 0 | 84541.3257 | 654.5723 | 82447.0309 | 640.3824 | 15017.2181 | 33.1561 | 54.4692 | 19.6177 | 39139.0935 | 208.7871 | 0 | 96087.5631 | 93.36% | 6.636% | 204.4672 | 0 | 114.0218 | 8.1115 | 528.6655 | 276.5207 | 515.9884 | 16.5787 | 362.9821 | 20749.565 | 120798.055 | 141910.6022 | 486276.8682 | 646887.1714 | 12.7% | 741006.6686
LOGISTICS PLATFORM #310 | INDUSTRIAL | LOGISTICS PLATFORM | 47894.3212 | 2013 | 34844.2306 | 82571.4784 | 2500 | 2 | 19176.7558 | 4768.6966 | 40571.8271 | 24608.4891 | 1 | 68321.7261 | 95489.8067 | 9 | 0 | 0 | 0 | 7814.766 | 4181.7818 | 1 | 275805.4557 | 1253.4686 | 149603.987 | 1541.595 | 44533.2225 | 112.3155 | 140.8059 | 33.6335 | 107007.6217 | 601.4674 | 0 | 213448.0495 | 95.5% | 4.501% | 426.227 | 0 | 204.5987 | 18.8406 | 992.1295 | 766.0415 | 879.9732 | 45.5036 | 744.3909 | 42628.7628 | 212251.9095 | 255625.0632 | 1177625.8903 | 1482135.2057 | 8.811% | 1625351.4083
LOGISTICS PLATFORM #311 | INDUSTRIAL | LOGISTICS PLATFORM | 47498.9254 | 2021 | 48667.6634 | 87484.3841 | 2500 | 4 | 17738.8119 | 5393.5304 | 55280.6863 | 37948.5547 | 1 | 110611.0779 | 104426.7155 | 10 | 0 | 0 | 0 | 6367.8561 | 5397.2237 | 1 | 240223.2218 | 1105.621 | 233840.3318 | 1519.2214 | 43725.9472 | 91.9232 | 139.2739 | 39.5823 | 112166.2254 | 570.7894 | 0 | 242966.8539 | 97.76% | 2.244% | 393.1058 | 0 | 272.1131 | 25.2859 | 1084.5687 | 616.6055 | 841.0213 | 39.2576 | 773.424 | 49988.2633 | 223758.0629 | 274519.7503 | 1366136.0354 | 1704248.2585 | 13.05% | 1959969.268
LOGISTICS PLATFORM #312 | INDUSTRIAL | LOGISTICS PLATFORM | 33140.8964 | 2011 | 27745.4882 | 55303.6741 | 2500 | 2 | 21824.6861 | 2880.5814 | 31609.0027 | 21640.2102 | 1 | 68531.6449 | 76373.5498 | 7 | 0 | 0 | 0 | 5332.1936 | 3148.1727 | 1 | 121184.1721 | 965.4938 | 95627.6869 | 1284.2928 | 22933.2128 | 61.3256 | 118.234 | 21.3959 | 79998.3266 | 439.2758 | 0 | 133833.4087 | 97.28% | 2.725% | 294.8236 | 0 | 186.5393 | 16.9039 | 904.0243 | 482.7736 | 867.6273 | 30.542 | 477.8853 | 25825.6791 | 154652.4114 | 180955.9757 | 747680.5847 | 969430.3515 | 7.512% | 1048167.7758
LOGISTICS PLATFORM #313 | INDUSTRIAL | LOGISTICS PLATFORM | 45516.9436 | 2019 | 50030.5903 | 56966.9997 | 2500 | 2 | 24829.7086 | 5636.4973 | 48390.1441 | 30643.9427 | 1 | 87768.7334 | 84973.5854 | 12 | 0 | 0 | 0 | 6311.9237 | 4017.967 | 1 | 262341.3564 | 1580.7466 | 150239.4134 | 1606.2909 | 37749.5404 | 96.8273 | 166.8627 | 41.6279 | 156578.5781 | 468.4492 | 0 | 249547.4584 | 97.21% | 2.787% | 417.3275 | 0 | 301.246 | 16.5056 | 1120.5338 | 650.5022 | 882.437 | 54.498 | 661.5736 | 42493.6813 | 225408.9321 | 268564.187 | 1275780.83 | 1604657.8886 | 1.385% | 1627196.2645
LOGISTICS PLATFORM #314 | INDUSTRIAL | LOGISTICS PLATFORM | 69400.0728 | 2023 | 62763.7546 | 130118.0391 | 2500 | 4 | 24294.047 | 9221.9377 | 80832.2049 | 58998.9359 | 2 | 127668.6478 | 191842.1532 | 14 | 0 | 0 | 0 | 12993.6039 | 7724.2883 | 2 | 428578.6636 | 2148.0625 | 290528.2546 | 2291.8377 | 83937.0833 | 146.0195 | 206.9715 | 67.053 | 259832.2824 | 824.7424 | 0 | 385532.514 | 96.15% | 3.846% | 697.4581 | 0 | 396.625 | 28.3598 | 1710.5756 | 1018.8728 | 1405.467 | 65.6729 | 1554.0426 | 82167.4866 | 340753.9642 | 424475.4934 | 2144213.4293 | 2655068.4356 | 5.597% | 2812470.4504
LOGISTICS PLATFORM #315 | INDUSTRIAL | LOGISTICS PLATFORM | 68129.6897 | 2022 | 79868.6879 | 103024.5172 | 2500 | 2 | 23314.3004 | 6339.4688 | 90658.6098 | 60568.8198 | 2 | 120573.078 | 182844.8241 | 16 | 0 | 0 | 0 | 11042.2163 | 6439.3413 | 1 | 327934.3457 | 2182.6788 | 343217.235 | 2338.9426 | 59305.6035 | 138.6914 | 190.2732 | 45.0397 | 223233.2699 | 930.5828 | 0 | 361968.2686 | 97.56% | 2.441% | 757.6277 | 0 | 315.1634 | 25.7537 | 1410.7645 | 1127.0745 | 1428.7591 | 75.1998 | 1032.293 | 77457.6033 | 420998.4198 | 499488.316 | 2001057.5798 | 2600659.8222 | 10.02% | 2890137.9679
LOGISTICS PLATFORM #316 | INDUSTRIAL | LOGISTICS PLATFORM | 45958.1068 | 2022 | 49771.0731 | 65246.1221 | 2500 | 2 | 19624.9879 | 6916.005 | 64179.0643 | 44125.749 | 1 | 122986.206 | 139338.4418 | 11 | 0 | 0 | 0 | 8755.7004 | 5297.2994 | 1 | 300149.3359 | 1532.6508 | 172877.5714 | 1262.1323 | 38842.4881 | 80.8497 | 142.3206 | 40.5825 | 142646.59 | 482.65 | 0 | 272093.8125 | 96.33% | 3.667% | 413.0823 | 0 | 274.4138 | 18.2375 | 996.0326 | 611.8477 | 858.1244 | 34.4198 | 952.0677 | 45400.6719 | 262962.0118 | 309314.7513 | 1416943.4782 | 1784911.5003 | 14.44% | 2086141.7108
LOGISTICS PLATFORM #317 | INDUSTRIAL | LOGISTICS PLATFORM | 53763.3019 | 2015 | 53007.1244 | 62624.8107 | 2500 | 2 | 24982.4005 | 6372.2783 | 42167.7604 | 41332.2306 | 1 | 91400.4592 | 88087.1925 | 11 | 0 | 0 | 0 | 8086.9343 | 4390.8768 | 1 | 249480.6061 | 1176.7679 | 240552.9038 | 1510.8654 | 42791.5086 | 119.9028 | 175.7772 | 45.3276 | 165096.0281 | 508.6321 | 0 | 257211.4691 | 95.65% | 4.352% | 456.6319 | 0 | 334.7838 | 23.6083 | 1208.4736 | 974.9155 | 1279.0351 | 49.2433 | 986.3971 | 46494.1132 | 305620.1195 | 353100.6298 | 1408752.4092 | 1837249.6067 | 15.76% | 2180894.2199
LOGISTICS PLATFORM #318 | INDUSTRIAL | LOGISTICS PLATFORM | 53146.0126 | 2014 | 43437.7502 | 94204.6824 | 2500 | 4 | 19678.6812 | 6105.4225 | 56881.1276 | 28759.0637 | 2 | 83956.1079 | 135274.3272 | 10 | 0 | 0 | 0 | 8779.8368 | 3577.0349 | 1 | 286480.531 | 1447.1262 | 179570.3595 | 1596.982 | 33318.2847 | 101.9252 | 139.6682 | 33.2585 | 107074.098 | 550.775 | 0 | 286496.2445 | 94.68% | 5.32% | 678.5473 | 0 | 253.8163 | 26.8238 | 1399.8521 | 780.1923 | 1135.2748 | 64.1127 | 921.0749 | 42972.7024 | 262430.8951 | 306324.6723 | 1345670.7465 | 1703388.3836 | 10.08% | 1894377.7439
LOGISTICS PLATFORM #319 | INDUSTRIAL | LOGISTICS PLATFORM | 46566.9377 | 2019 | 47415.2981 | 82568.0883 | 2500 | 2 | 19539.6261 | 4955.083 | 44935.4275 | 32266.6929 | 1 | 77835.9825 | 102670.9536 | 8 | 0 | 0 | 0 | 9928.9655 | 3455.7297 | 1 | 270125.103 | 1173.6291 | 194027.1413 | 1826.2298 | 40016.9302 | 112.7253 | 163.0582 | 44.3165 | 111419.4154 | 488.9038 | 0 | 279947.3455 | 97.61% | 2.39% | 465.8018 | 0 | 249.0731 | 20.4255 | 1283.3135 | 619.0434 | 841.672 | 57.36 | 759.1112 | 53824.3875 | 263825.4349 | 318408.9337 | 1354095.7249 | 1744361.3556 | 12.31% | 1989189.3727
LOGISTICS PLATFORM #320 | INDUSTRIAL | LOGISTICS PLATFORM | 45519.9954 | 2019 | 52128.8518 | 70392.3668 | 2500 | 2 | 22805.4993 | 4387.2125 | 54768.9773 | 30341.6739 | 1 | 78634.0465 | 80923.4369 | 9 | 0 | 0 | 0 | 8744.1876 | 4437.4364 | 1 | 269022.4164 | 1532.0257 | 235203.9673 | 1498.6443 | 35197.3752 | 100.5091 | 170.0837 | 38.7059 | 119160.8914 | 627.074 | 0 | 207389.8257 | 96.97% | 3.028% | 521.8231 | 0 | 239.3279 | 23.2078 | 1223.6456 | 707.231 | 1170.9466 | 47.8019 | 957.8982 | 48761.7392 | 294884.6289 | 344604.2662 | 1296146.4917 | 1690426.2322 | 3.789% | 1756997.6079
LOGISTICS PLATFORM #321 | INDUSTRIAL | LOGISTICS PLATFORM | 62122.5136 | 2013 | 62163.0662 | 96570.1168 | 2500 | 4 | 19402.3597 | 5336.3457 | 46278.4323 | 33547.3713 | 1 | 137828.4321 | 146624.623 | 12 | 0 | 0 | 0 | 11479.7232 | 4536.2669 | 2 | 299394.8357 | 1412.5593 | 268085.6377 | 2095.7952 | 48011.9013 | 121.392 | 158.58 | 51.6963 | 181523.3471 | 586.4086 | 0 | 214654.0897 | 96.4% | 3.602% | 491.4589 | 0 | 281.4192 | 28.485 | 1197.1355 | 877.3348 | 1707.7054 | 50.5734 | 1025.0384 | 56247.6868 | 309620.543 | 366893.2682 | 1578518.3107 | 2020163.6979 | 6.846% | 2168624.6457
LOGISTICS PLATFORM #322 | INDUSTRIAL | LOGISTICS PLATFORM | 16618.6613 | 2012 | 16936.9476 | 19907.3373 | 2500 | 2 | 19654.9637 | 1470.7207 | 14759.6479 | 9762.1979 | 0 | 22508.2328 | 27843.8054 | 4 | 0 | 0 | 0 | 2344.2543 | 1161.0652 | 1 | 74153.2766 | 546.6095 | 62823.6602 | 529.7278 | 13218.1096 | 38.8015 | 45.2205 | 11.6521 | 32259.928 | 198.9893 | 0 | 62054.1695 | 95.3% | 4.695% | 180.4602 | 0 | 86.1592 | 6.4897 | 411.2186 | 234.363 | 378.229 | 19.9259 | 267.9217 | 13378.7374 | 101673.3238 | 115319.9829 | 374940.8441 | 511264.4013 | 10.63% | 572052.8491
LOGISTICS PLATFORM #323 | INDUSTRIAL | LOGISTICS PLATFORM | 43098.7826 | 2017 | 35793.6057 | 77811.584 | 2500 | 2 | 22603.9116 | 5000.203 | 40585.7408 | 33108.3798 | 1 | 77712.8787 | 99645.8582 | 9 | 0 | 0 | 0 | 5665.8054 | 4342.5652 | 1 | 263655.5378 | 1309.8489 | 134251.996 | 1725.5601 | 38396.2899 | 86.4069 | 124.68 | 29.9349 | 117280.2911 | 598.2505 | 0 | 180065.3526 | 96.44% | 3.564% | 470.5446 | 0 | 210.6476 | 15.4364 | 891.0378 | 491.2984 | 806.0482 | 50.5852 | 792.3356 | 44206.0052 | 270108.1117 | 315106.4525 | 1124200.8443 | 1488757.1419 | 11.86% | 1689062.2352
LOGISTICS PLATFORM #324 | INDUSTRIAL | LOGISTICS PLATFORM | 31727.1422 | 2012 | 27567.451 | 46402.1842 | 2500 | 2 | 23408.6758 | 2933.8594 | 30379.7435 | 22077.2731 | 1 | 45984.7703 | 60613.8255 | 6 | 0 | 0 | 0 | 4047.0529 | 2741.8897 | 1 | 150371.3046 | 1122.0195 | 120017.9715 | 1269.5355 | 19999.2172 | 60.8184 | 126.1765 | 22.0688 | 58207.5828 | 302.8441 | 0 | 136395.8245 | 93.26% | 6.742% | 355.0711 | 0 | 204.0979 | 15.5526 | 861.7449 | 447.365 | 545.5458 | 35.571 | 598.8581 | 28407.7454 | 208647.5485 | 237654.152 | 752658.1809 | 1035816.0827 | 9.517% | 1144762.8065
LOGISTICS PLATFORM #325 | INDUSTRIAL | LOGISTICS PLATFORM | 61399.4154 | 2021 | 67248.6579 | 125752.8946 | 2500 | 4 | 19846.4088 | 7985.207 | 62921.8488 | 45829.1425 | 2 | 125816.6672 | 118436.4573 | 14 | 0 | 0 | 0 | 11087.4028 | 5487.3519 | 2 | 262854.3376 | 1531.6521 | 233389.9613 | 1653.2906 | 73300.7644 | 149.7434 | 198.8668 | 56.7793 | 192750.7414 | 863.933 | 0 | 329636.4222 | 95.63% | 4.37% | 752.1353 | 0 | 322.1297 | 26.8267 | 1623.6414 | 1043.7826 | 1395.7064 | 55.7294 | 991.2602 | 76562.8343 | 252626.2272 | 330180.3217 | 1735616.4684 | 2148465.8555 | 14.24% | 2505061.4671
LOGISTICS PLATFORM #326 | INDUSTRIAL | LOGISTICS PLATFORM | 26108.7459 | 2015 | 23189.7792 | 41350.0182 | 2500 | 2 | 21341.7385 | 2796.7815 | 25579.6009 | 21238.6941 | 1 | 53105.2202 | 67433.0217 | 5 | 0 | 0 | 0 | 4321.6773 | 2017.9788 | 1 | 133961.4146 | 606.4865 | 116474.1374 | 888.6829 | 23066.2697 | 46.2512 | 75.6216 | 18.3634 | 71687.7286 | 355.1078 | 0 | 143293.8017 | 98.73% | 1.266% | 276.9875 | 0 | 135.6293 | 12.9851 | 515.0951 | 309.9502 | 696.8849 | 20.8214 | 352.1766 | 28531.9154 | 173261.427 | 202145.5189 | 743391.9469 | 985819.2748 | 3.667% | 1023348.8189
LOGISTICS PLATFORM #327 | INDUSTRIAL | LOGISTICS PLATFORM | 23907.3515 | 2018 | 26043.138 | 43551.4799 | 2500 | 2 | 22980.8088 | 2194.247 | 23884.1093 | 19562.5431 | 1 | 59241.494 | 50135.9326 | 4 | 0 | 0 | 0 | 3254.344 | 2577.1148 | 1 | 108501.3451 | 832.1099 | 89864.8298 | 720.3357 | 27011.8622 | 47.3271 | 88.2367 | 15.4317 | 74433.6179 | 247.0481 | 0 | 117108.828 | 95.16% | 4.84% | 288.2491 | 0 | 157.0541 | 11.8119 | 490.1113 | 269.4282 | 600.4701 | 23.0947 | 324.2336 | 24638.1963 | 122372.0212 | 147334.4512 | 656758.3382 | 829525.1958 | 8.298% | 904592.3449
LOGISTICS PLATFORM #328 | INDUSTRIAL | LOGISTICS PLATFORM | 65121.3918 | 2012 | 56937.6616 | 84779.8789 | 2500 | 2 | 23567.5811 | 6466.971 | 55525.5173 | 38473.4407 | 2 | 117797.8441 | 145813.9307 | 16 | 0 | 0 | 0 | 7512.6132 | 5215.5197 | 2 | 240478.9287 | 2017.5219 | 272694.2698 | 2319.1043 | 46951.9844 | 144.8631 | 165.8875 | 45.9335 | 196839.5093 | 729.9355 | 0 | 303937.6472 | 96.29% | 3.707% | 564.6616 | 0 | 395.8243 | 24.7542 | 1656.2047 | 1106.2661 | 1465.9433 | 64.908 | 910.9412 | 63901.6227 | 428615.8545 | 493428.4184 | 1598750.3468 | 2160062.7536 | 4.889% | 2271099.8544
LOGISTICS PLATFORM #329 | INDUSTRIAL | LOGISTICS PLATFORM | 31685.096 | 2012 | 36620.3322 | 49167.3534 | 2500 | 2 | 21007.4117 | 2825.0979 | 23518.0867 | 23261.6502 | 1 | 63111.5087 | 51398.2376 | 6 | 0 | 0 | 0 | 5052.45 | 2531.8683 | 1 | 175704.3796 | 985.8515 | 135740.4765 | 895.1038 | 26215.6945 | 50.3555 | 97.2205 | 29.0531 | 79061.5981 | 423.2635 | 0 | 139150.471 | 98% | 2% | 251.6552 | 0 | 193.7128 | 13.6159 | 616.9753 | 420.0797 | 805.3561 | 26.1135 | 427.8209 | 20189.1417 | 143385.6169 | 164002.5795 | 832279.0233 | 1032143.8804 | 9.287% | 1137816.7443
LOGISTICS PLATFORM #330 | INDUSTRIAL | LOGISTICS PLATFORM | 72551.8686 | 2019 | 91577.1925 | 123426.9483 | 2500 | 4 | 24619.0097 | 6967.7271 | 66323.9777 | 55821.4677 | 2 | 125989.6727 | 208409.5751 | 18 | 0 | 0 | 0 | 11056.1881 | 7297.0005 | 2 | 415219.2625 | 2481.6091 | 351137.322 | 1968.1643 | 68010.4856 | 147.6033 | 266.4542 | 55.2218 | 191519.7699 | 797.1808 | 0 | 377866.9957 | 97.43% | 2.567% | 723.2747 | 0 | 318.7626 | 25.629 | 1286.5422 | 1342.9317 | 1888.7622 | 67.1834 | 1383.0448 | 75479.3678 | 310794.8551 | 387657.2677 | 2128967.7374 | 2638255.3717 | 3.43% | 2731956.584
LOGISTICS PLATFORM #331 | INDUSTRIAL | LOGISTICS PLATFORM | 23227.532 | 2021 | 25857.4357 | 35622.3193 | 2500 | 2 | 21230.105 | 2637.9821 | 24354.3282 | 15689.3486 | 1 | 57536.2115 | 53995.5751 | 4 | 0 | 0 | 0 | 3621.8018 | 2593.4355 | 1 | 100649.8252 | 597.1801 | 97400.2818 | 644.769 | 27321.3773 | 52.5541 | 59.0942 | 16.079 | 70861.9916 | 314.4967 | 0 | 132150.2057 | 93.57% | 6.431% | 288.4264 | 0 | 135.0129 | 10.4396 | 565.7931 | 372.2191 | 467.037 | 17.2635 | 438.7931 | 19273.3446 | 105560.0634 | 125272.2011 | 653801.4702 | 804015.8403 | 11% | 903408.9802
LOGISTICS PLATFORM #332 | INDUSTRIAL | LOGISTICS PLATFORM | 41335.834 | 2019 | 56207.4859 | 83062.3402 | 2500 | 2 | 24886.9672 | 3701.4292 | 36123.972 | 24738.2295 | 1 | 74407.3887 | 90071.9648 | 9 | 0 | 0 | 0 | 8807.9972 | 3056.8201 | 1 | 262434.1417 | 1016.3951 | 177526.9443 | 1540.2108 | 39734.0094 | 78.4034 | 141.0752 | 24.1222 | 138066.4859 | 398.8128 | 0 | 231382.014 | 97.23% | 2.767% | 415.9186 | 0 | 176.1707 | 18.4373 | 944.202 | 549.9546 | 1159.5614 | 50.542 | 894.6922 | 46810.4534 | 187055.0094 | 234760.155 | 1288193.6745 | 1590645.594 | 11.13% | 1789841.8259
LOGISTICS PLATFORM #333 | INDUSTRIAL | LOGISTICS PLATFORM | 71583.982 | 2020 | 98670.1335 | 131317.975 | 2500 | 4 | 20905.7049 | 8669.7435 | 71902.4696 | 44064.6343 | 2 | 178536.0094 | 138345.6288 | 18 | 0 | 0 | 0 | 9528.5891 | 7040.2942 | 2 | 392146.2229 | 1921.3963 | 284969.7896 | 2580.8718 | 80359.8249 | 143.0249 | 287.2838 | 54.1748 | 183040.6945 | 795.5235 | 0 | 391042.4602 | 96.88% | 3.123% | 694.9346 | 0 | 440.7571 | 37.3798 | 1667.0831 | 1145.3469 | 1463.3211 | 55.6432 | 1417.9812 | 57263.9917 | 405503.8895 | 464185.8623 | 2102302.9442 | 2679816.2018 | 12.63% | 3067363.1078
LOGISTICS PLATFORM #334 | INDUSTRIAL | LOGISTICS PLATFORM | 34269.2075 | 2014 | 26599.6216 | 47352.2038 | 2500 | 2 | 24328.1504 | 3830.1219 | 26074.7919 | 24580.8063 | 1 | 66556.6671 | 69419.3959 | 8 | 0 | 0 | 0 | 5426.8174 | 2743.491 | 1 | 141686.8107 | 758.8143 | 125216.4814 | 1373.5603 | 29064.4759 | 79.0094 | 134.3321 | 25.2486 | 92334.9239 | 473.6476 | 0 | 165271.2888 | 96.37% | 3.631% | 385.8779 | 0 | 154.0374 | 13.1964 | 640.3758 | 395.1169 | 753.2395 | 36.4164 | 576.9856 | 29468.1678 | 187098.0965 | 217143.25 | 835466.7302 | 1088833.2227 | 4.389% | 1138816.846
LOGISTICS PLATFORM #335 | INDUSTRIAL | LOGISTICS PLATFORM | 66198.9248 | 2019 | 90727.3541 | 127298.1549 | 2500 | 4 | 19342.4877 | 7350.4719 | 87190.7017 | 41953.423 | 2 | 132757.1746 | 180151.2578 | 11 | 0 | 0 | 0 | 13822.5397 | 5840.4278 | 1 | 354229.717 | 1894.5236 | 221501.8691 | 2216.2182 | 72016.0157 | 127.8743 | 186.8461 | 56.5006 | 229656.815 | 861.0689 | 0 | 258391.1596 | 93.61% | 6.389% | 775.2323 | 0 | 392.2476 | 22.2931 | 1668.4259 | 1166.9534 | 1845.0541 | 74.0772 | 1036.5626 | 70568.1405 | 303385.4149 | 374990.118 | 1843486.0607 | 2307630.5125 | 2.435% | 2365225.6168
LOGISTICS PLATFORM #336 | INDUSTRIAL | LOGISTICS PLATFORM | 66131.6678 | 2023 | 97669.9014 | 135925.7245 | 2500 | 4 | 21024.0827 | 6416.5316 | 80235.2531 | 58123.6634 | 1 | 117991.7005 | 133344.2456 | 14 | 0 | 0 | 0 | 11856.3358 | 6231.746 | 2 | 395996.668 | 1645.2767 | 309230.0285 | 1630.6542 | 68307.4107 | 112.9361 | 180.3599 | 41.9313 | 219638.7305 | 952.6575 | 0 | 377700.1275 | 96.07% | 3.925% | 691.2062 | 0 | 383.9315 | 24.0393 | 1519.9735 | 781.4266 | 1534.3454 | 73.3074 | 1433.1012 | 61443.3485 | 409165.0084 | 472041.458 | 2078134.1692 | 2645506.1647 | 6.508% | 2829670.515
LOGISTICS PLATFORM #337 | INDUSTRIAL | LOGISTICS PLATFORM | 22874.7665 | 2012 | 24197.4048 | 34395.8085 | 2500 | 2 | 20784.5019 | 1929.5993 | 25574.5099 | 17925.5822 | 1 | 36021.3983 | 39918.1911 | 4 | 0 | 0 | 0 | 3639.2005 | 1904.0318 | 1 | 123554.4896 | 806.0821 | 85076.3515 | 929.9655 | 22427.1393 | 47.7401 | 60.0011 | 20.8006 | 45043.2595 | 320.1111 | 0 | 78932.159 | 94.87% | 5.133% | 262.0909 | 0 | 137.7356 | 11.2421 | 542.3786 | 301.2081 | 447.5877 | 27.5555 | 262.9728 | 20368.6384 | 120594.7345 | 141226.3458 | 558953.4359 | 731093.4558 | 10.44% | 816324.703
LOGISTICS PLATFORM #338 | INDUSTRIAL | LOGISTICS PLATFORM | 50044.7266 | 2010 | 46654.3433 | 53277.3319 | 2500 | 2 | 23782.0844 | 4813.0526 | 53191.8871 | 31080.6281 | 1 | 88116.2929 | 93579.1626 | 9 | 0 | 0 | 0 | 6955.8109 | 3132.4421 | 1 | 206804.2345 | 1750.3383 | 143185.4046 | 1306.1774 | 33271.9157 | 94.3644 | 155.4196 | 29.1914 | 108582.8632 | 573.6299 | 0 | 222093.2164 | 91.1% | 8.9% | 606.5438 | 0 | 296.6766 | 18.0287 | 1390.6914 | 777.7687 | 1299.2005 | 60.7901 | 906.7154 | 41562.9067 | 338356.7622 | 380826.3844 | 1112162.5764 | 1542775.4392 | 2.166% | 1576931.8676
LOGISTICS PLATFORM #339 | INDUSTRIAL | LOGISTICS PLATFORM | 16127.6678 | 2017 | 13771.8093 | 25831.124 | 2500 | 2 | 20213.5344 | 2074.317 | 15209.9179 | 9959.5856 | 1 | 25567.1001 | 34837.5381 | 4 | 0 | 0 | 0 | 3022.1789 | 1195.1272 | 0 | 99242.5524 | 550.0119 | 58115.1424 | 646.7645 | 15964.8559 | 37.7288 | 46.9098 | 14.6174 | 42128.3121 | 203.4108 | 0 | 57092.3199 | 96.83% | 3.174% | 162.0428 | 0 | 103.2579 | 8.3637 | 283.8358 | 251.9687 | 358.3619 | 18.8247 | 259.3851 | 14384.6821 | 107442.2196 | 122086.2868 | 412968.3786 | 555694.1862 | 10.75% | 622627.0758
LOGISTICS PLATFORM #340 | INDUSTRIAL | LOGISTICS PLATFORM | 65964.9833 | 2023 | 92869.1834 | 111249.4558 | 2500 | 4 | 22915.2315 | 9466.7016 | 58315.5889 | 46356.2287 | 1 | 114714.7649 | 125782.4504 | 15 | 0 | 0 | 0 | 11096.7092 | 7019.0371 | 2 | 341777.9841 | 2108.1835 | 226219.1831 | 1783.007 | 81349.2184 | 158.3324 | 204.7833 | 43.865 | 165315.8355 | 716.9724 | 0 | 289886.3259 | 94.18% | 5.82% | 595.0615 | 0 | 430.0734 | 32.5045 | 1437.5611 | 942.711 | 1495.632 | 67.9917 | 1393.2679 | 71578.1503 | 292667.1145 | 365638.5327 | 1755643.573 | 2218091.2347 | 6.434% | 2370616.8826
LOGISTICS PLATFORM #341 | INDUSTRIAL | LOGISTICS PLATFORM | 52948.3631 | 2023 | 69704.0874 | 83230.4542 | 2500 | 2 | 19392.2421 | 6784.1298 | 47361.0203 | 49953.3962 | 2 | 117355.1437 | 117507.9193 | 9 | 0 | 0 | 0 | 10835.8281 | 6119.925 | 1 | 248446.5327 | 1378.5247 | 279732.5091 | 1885.9576 | 51032.7744 | 127.0546 | 209.4523 | 42.8676 | 138897.5848 | 498.9687 | 0 | 327599.2976 | 97.35% | 2.649% | 652.5195 | 0 | 253.2888 | 20.8509 | 994.8868 | 967.3928 | 955.2594 | 63.8586 | 942.0912 | 43998.4945 | 346839.4285 | 391780.0142 | 1585740.5328 | 2061829.6781 | 2.043% | 2104839.1155
LOGISTICS PLATFORM #342 | INDUSTRIAL | LOGISTICS PLATFORM | 23787.0695 | 2020 | 22534.0924 | 40464.1416 | 2500 | 2 | 18681.2603 | 2461.1492 | 30526.3997 | 15634.5905 | 1 | 53670.1457 | 42778.3566 | 4 | 0 | 0 | 0 | 3826.6208 | 1931.2961 | 1 | 110775.8234 | 646.9413 | 105087.9627 | 955.7806 | 18390.8211 | 52.3967 | 89.4715 | 17.572 | 61850.3291 | 330.4045 | 0 | 98738.8838 | 93.96% | 6.041% | 214.8942 | 0 | 149.3703 | 10.9737 | 610.3159 | 399.767 | 627.2024 | 21.1556 | 343.6422 | 26463.0851 | 102899.2654 | 129705.9927 | 637398.6688 | 799017.9159 | 12.51% | 913234.5906
LOGISTICS PLATFORM #343 | INDUSTRIAL | LOGISTICS PLATFORM | 28604.1824 | 2018 | 36039.4349 | 51177.702 | 2500 | 2 | 20809.2018 | 3962.2303 | 25930.674 | 20601.5185 | 1 | 54019.6094 | 50305.761 | 5 | 0 | 0 | 0 | 4234.7846 | 2686.8642 | 1 | 147815.348 | 818.9354 | 139581.888 | 768.2016 | 28208.6206 | 69.6863 | 79.8577 | 21.4126 | 87363.7212 | 296.4965 | 0 | 164620.4911 | 95.5% | 4.498% | 288.1153 | 0 | 149.6403 | 12.3423 | 756.3496 | 365.9779 | 646.4882 | 26.7303 | 520.8544 | 26073.852 | 164249.2032 | 190843.9097 | 856160.9742 | 1092847.0773 | 13.14% | 1258110.3198
LOGISTICS PLATFORM #344 | INDUSTRIAL | LOGISTICS PLATFORM | 22890.7513 | 2017 | 22628.487 | 44530.7438 | 2500 | 2 | 24850.8882 | 2283.2167 | 20176.4864 | 16836.7175 | 1 | 41114.1266 | 42019.6339 | 6 | 0 | 0 | 0 | 2942.3866 | 1733.2251 | 1 | 92243.2205 | 567.6099 | 79378.824 | 790.589 | 16786.5597 | 41.0822 | 88.9681 | 21.2744 | 68891.7248 | 335.5211 | 0 | 127716.3878 | 98.07% | 1.934% | 237.082 | 0 | 129.7354 | 9.385 | 561.6789 | 372.0983 | 447.0892 | 23.6838 | 469.2184 | 18864.025 | 105971.5873 | 125304.8307 | 599006.4009 | 756768.1108 | 5.56% | 801319.7274
LOGISTICS PLATFORM #345 | INDUSTRIAL | LOGISTICS PLATFORM | 30600.1907 | 2023 | 34660.2662 | 50928.2379 | 2500 | 2 | 20674.1586 | 3036.7897 | 40171.9562 | 24455.37 | 1 | 51411.0391 | 89284.5462 | 8 | 0 | 0 | 0 | 5279.4381 | 2672.6702 | 1 | 158409.167 | 1000.5433 | 114053.2096 | 1128.0881 | 26074.5801 | 58.2498 | 87.7611 | 23.1196 | 81962.897 | 432.5941 | 0 | 190785.0731 | 95.01% | 4.988% | 314.8313 | 0 | 156.9017 | 13.9135 | 645.5987 | 406.5609 | 606.0151 | 32.4584 | 557.0475 | 24450.6602 | 178822.0805 | 203829.7882 | 865476.2919 | 1111788.8535 | 14.91% | 1306562.615
LOGISTICS PLATFORM #346 | INDUSTRIAL | LOGISTICS PLATFORM | 25355.4965 | 2010 | 20257.0713 | 35244.0558 | 2500 | 2 | 20979.7978 | 2959.7313 | 17992.2047 | 17051.3745 | 1 | 35204.4077 | 48507.7195 | 5 | 0 | 0 | 0 | 3353.5757 | 2360.4776 | 1 | 125453.1861 | 614.0076 | 90765.8305 | 827.4721 | 14624.1893 | 42.9718 | 97.6713 | 19.3321 | 69332.8278 | 360.3957 | 0 | 107816.8784 | 96.14% | 3.863% | 300.9479 | 0 | 109.0204 | 9.6361 | 473.2308 | 407.1357 | 436.2107 | 24.3989 | 291.6946 | 25037.5674 | 122367.6075 | 147696.8694 | 599370.8268 | 769563.8345 | 2.072% | 785848.2772
LOGISTICS PLATFORM #347 | INDUSTRIAL | LOGISTICS PLATFORM | 58588.3555 | 2021 | 64982.6074 | 95818.4717 | 2500 | 4 | 18127.8201 | 5782.4205 | 63983.6913 | 46894.3484 | 1 | 127987.5686 | 122641.3063 | 11 | 0 | 0 | 0 | 8567.5536 | 5544.199 | 2 | 298966.7768 | 1718.879 | 258177.8826 | 1783.3234 | 44059.6404 | 124.7628 | 203.9672 | 43.3869 | 211216.0029 | 836.0259 | 0 | 249808.2636 | 98.11% | 1.887% | 558.1792 | 0 | 256.4924 | 21.2425 | 1089.5693 | 1070.4546 | 1432.591 | 51.9373 | 850.784 | 51690.8927 | 315938.2069 | 368479.8836 | 1634347.6944 | 2077456.6356 | 1.986% | 2119558.6299
LOGISTICS PLATFORM #348 | INDUSTRIAL | LOGISTICS PLATFORM | 41369.0862 | 2020 | 53090.2163 | 83052.001 | 2500 | 2 | 22816.8253 | 4340.4517 | 52396.0138 | 31949.8203 | 1 | 73195.3596 | 85397.2746 | 9 | 0 | 0 | 0 | 6283.9189 | 4144.96 | 1 | 215521.9367 | 1398.4691 | 201579.1927 | 1620.6022 | 34646.8126 | 103.0763 | 143.0152 | 38.5097 | 119369.7588 | 405.5911 | 0 | 185633.2773 | 96.45% | 3.553% | 448.3481 | 0 | 232.9884 | 15.5191 | 735.8931 | 551.9649 | 1010.4727 | 39.2121 | 651.159 | 38801.0928 | 279992.8968 | 319445.1487 | 1179819.9898 | 1554342.0329 | 6.409% | 1660778.2777
LOGISTICS PLATFORM #349 | INDUSTRIAL | LOGISTICS PLATFORM | 27777.3873 | 2011 | 26738.3433 | 34370.7148 | 2500 | 2 | 17851.0061 | 2628.9606 | 22683.3101 | 14760.1613 | 1 | 49499.3703 | 42707.3288 | 5 | 0 | 0 | 0 | 4255.7659 | 2289.212 | 1 | 101293.8578 | 764.1149 | 84635.2655 | 709.2642 | 22379.9596 | 64.3407 | 91.2769 | 16.4374 | 51441.5538 | 350.5242 | 0 | 100921.6276 | 97.71% | 2.286% | 318.5912 | 0 | 173.905 | 9.746 | 726.2094 | 329.7438 | 528.7086 | 29.5649 | 430.1575 | 17942.0022 | 159591.6178 | 177963.7775 | 584663.4533 | 800228.6782 | 12.73% | 916987.6719
LOGISTICS PLATFORM #350 | INDUSTRIAL | LOGISTICS PLATFORM | 57008.4544 | 2014 | 45949.1897 | 78704.6725 | 2500 | 2 | 20226.6095 | 5463.9568 | 62734.0449 | 34509.5896 | 2 | 83111.9373 | 122336.5248 | 14 | 0 | 0 | 0 | 9508.262 | 4060.236 | 1 | 224981.8736 | 1682.3911 | 252178.1728 | 1645.7205 | 39695.9993 | 115.0203 | 186.6097 | 42.9591 | 176857.5984 | 618.0794 | 0 | 273635.4615 | 95.34% | 4.664% | 444.4402 | 0 | 358.9144 | 22.3515 | 1546.683 | 812.8477 | 1119.8484 | 60.349 | 821.2954 | 55814.3425 | 342614.0479 | 399249.6858 | 1462760.4024 | 1945658.4267 | 1.872% | 1982781.8745
LOGISTICS PLATFORM #351 | INDUSTRIAL | LOGISTICS PLATFORM | 29345.0133 | 2010 | 31111.3099 | 38755.6193 | 2500 | 2 | 22129.767 | 2908.5322 | 30049.6559 | 15275.6023 | 1 | 46353.1609 | 66011.939 | 6 | 0 | 0 | 0 | 4746.9862 | 1649.9514 | 1 | 137736.8137 | 936.6389 | 91079.9509 | 1195.8853 | 20674.2027 | 62.6607 | 108.4282 | 25.1798 | 61454.9449 | 416.8063 | 0 | 141352.8223 | 98.17% | 1.825% | 336.237 | 0 | 135.0714 | 15.6184 | 662.8317 | 445.4605 | 803.2029 | 25.9875 | 486.9893 | 21160.7068 | 185114.7057 | 206762.4017 | 696302.8298 | 938339.0887 | 13.49% | 1084607.9964
LOGISTICS PLATFORM #352 | INDUSTRIAL | LOGISTICS PLATFORM | 34319.5626 | 2013 | 28642.93 | 40260.5866 | 2500 | 2 | 23086.7939 | 2619.5726 | 33535.8513 | 20232.1469 | 1 | 75320.3414 | 87186.3391 | 6 | 0 | 0 | 0 | 3994.2334 | 2147.6515 | 1 | 180474.0192 | 783.9419 | 138540.7988 | 859.8203 | 29602.4186 | 59.9872 | 88.9985 | 26.7433 | 85237.8557 | 445.2704 | 0 | 122937.1788 | 95.14% | 4.862% | 320.6689 | 0 | 149.1229 | 14.6521 | 810.2263 | 395.0565 | 823.7267 | 39.6318 | 475.3573 | 29217.6112 | 229556.6963 | 259249.6648 | 843719.9904 | 1135653.7483 | 10.85% | 1273836.2784
LOGISTICS PLATFORM #353 | INDUSTRIAL | LOGISTICS PLATFORM | 17571.882 | 2011 | 20235.1447 | 22662.5677 | 2500 | 2 | 21849.4908 | 1326.9598 | 14286.7265 | 12509.6176 | 0 | 31667.439 | 34929.4728 | 4 | 0 | 0 | 0 | 1934.0031 | 1294.7659 | 1 | 68803.833 | 525.1685 | 55699.4606 | 516.967 | 14019.5594 | 38.1354 | 58.1536 | 12.719 | 51450.0053 | 254.4755 | 0 | 76645.8497 | 92.26% | 7.744% | 198.9441 | 0 | 84.0078 | 6.4892 | 422.1346 | 278.0992 | 403.3258 | 19.0173 | 216.7605 | 11117.9154 | 90837.3087 | 102171.9845 | 406875.2296 | 526481.2082 | 13.97% | 611958.5539
LOGISTICS PLATFORM #354 | INDUSTRIAL | LOGISTICS PLATFORM | 42870.3392 | 2020 | 48033.1963 | 85700.8066 | 2500 | 4 | 18697.7176 | 5205.5307 | 45322.9989 | 41058.4986 | 1 | 95431.9551 | 99501.7365 | 10 | 0 | 0 | 0 | 8977.1227 | 4004.9486 | 1 | 190438.5381 | 1196.2911 | 179555.2243 | 1049.5832 | 46724.4678 | 94.026 | 112.0976 | 39.6123 | 143944.4665 | 546.5683 | 0 | 258723.8536 | 94.8% | 5.201% | 547.0307 | 0 | 241.3652 | 22.0727 | 1115.2583 | 764.4791 | 868.9909 | 39.2186 | 896.6617 | 34205.7785 | 230525.4044 | 265627.8447 | 1269566.7687 | 1601145.2208 | 12.21% | 1823733.9921
LOGISTICS PLATFORM #355 | INDUSTRIAL | LOGISTICS PLATFORM | 51739.4682 | 2009 | 55258.5878 | 83736.255 | 2500 | 2 | 21384.751 | 5552.3576 | 35707.2452 | 27132.6985 | 2 | 65760.5516 | 105980.1066 | 9 | 0 | 0 | 0 | 6675.6054 | 3573.2209 | 1 | 251878.8803 | 1670.7253 | 161308.8402 | 1789.1799 | 31357.6181 | 108.7806 | 181.1272 | 46.9665 | 141121.0553 | 669.5676 | 0 | 232984.085 | 95.92% | 4.082% | 520.5822 | 0 | 264.0725 | 25.0383 | 1236.6988 | 957.7612 | 991.6258 | 58.5687 | 672.7488 | 47679.2742 | 309971.3362 | 358323.3592 | 1229610.1703 | 1639297.73 | 14.31% | 1913038.6841
LOGISTICS PLATFORM #356 | INDUSTRIAL | LOGISTICS PLATFORM | 24849.9054 | 2015 | 23933.2942 | 38725.9339 | 2500 | 2 | 18459.6562 | 2425.5154 | 27420.2156 | 14176.2701 | 1 | 44095.777 | 48758.075 | 6 | 0 | 0 | 0 | 3967.1524 | 1803.1753 | 1 | 135588.7266 | 535.8703 | 107627.9683 | 783.9664 | 25797.3804 | 54.3954 | 68.0653 | 20.2387 | 54496.2083 | 333.2074 | 0 | 116036.9941 | 96.47% | 3.532% | 312.6938 | 0 | 150.3571 | 9.8481 | 525.3577 | 408.8776 | 646.7526 | 26.5948 | 490.4149 | 25964.5588 | 103621.9211 | 130076.8948 | 663335.3727 | 818590.1017 | 13.78% | 949437.4016
LOGISTICS PLATFORM #357 | INDUSTRIAL | LOGISTICS PLATFORM | 70379.2171 | 2013 | 73056.809 | 104646.8743 | 2500 | 2 | 24636.8256 | 7876.9346 | 56890.574 | 44346.1563 | 1 | 111151.7897 | 152641.5547 | 13 | 0 | 0 | 0 | 12973.8439 | 4549.825 | 2 | 289975.3769 | 1965.2528 | 215676.274 | 1757.0558 | 68181.5126 | 112.7965 | 277.8375 | 46.1993 | 163407.7669 | 856.7507 | 0 | 333995.9685 | 97.89% | 2.114% | 612.1948 | 0 | 339.2934 | 24.0129 | 1878.5408 | 832.0977 | 1903.3828 | 70.737 | 1082.1894 | 70879.9144 | 429921.9384 | 501884.0422 | 1691365.3832 | 2294277.7717 | 6.651% | 2457752.5791
LOGISTICS PLATFORM #358 | INDUSTRIAL | LOGISTICS PLATFORM | 67441.5285 | 2010 | 73741.6374 | 88767.242 | 2500 | 2 | 22283.9692 | 5088.4726 | 70882.2732 | 37399.8789 | 2 | 136028.9631 | 144749.8294 | 13 | 0 | 0 | 0 | 11355.8906 | 5315.5615 | 1 | 262382.4159 | 1710.8102 | 224418.527 | 2471.3834 | 60235.2071 | 140.2873 | 260.82 | 46.8184 | 133087.5392 | 681.505 | 0 | 297580.0446 | 93.84% | 6.161% | 544.9971 | 0 | 371.7922 | 33.5124 | 1714.1151 | 1090.2731 | 1812.6043 | 66.187 | 1144.7938 | 57571.3755 | 349918.1084 | 408634.2777 | 1572559.476 | 2056585.0629 | 13.41% | 2374999.0999
LOGISTICS PLATFORM #359 | INDUSTRIAL | LOGISTICS PLATFORM | 18814.33 | 2020 | 23046.2713 | 32470.2807 | 2500 | 2 | 19702.2499 | 1697.3478 | 18778.7127 | 17363.0045 | 0 | 30424.253 | 47148.7694 | 5 | 0 | 0 | 0 | 3944.8182 | 2116.3014 | 0 | 108100.1809 | 482.027 | 80858.5983 | 614.7289 | 18527.4288 | 48.0801 | 71.4041 | 14.77 | 43136.1651 | 217.104 | 0 | 85687.6161 | 97.59% | 2.413% | 198.846 | 0 | 91.6012 | 7.5281 | 396.5337 | 261.666 | 405.1938 | 14.4305 | 352.8616 | 14030.7857 | 82268.5986 | 96652.246 | 514840.5978 | 640761.9022 | 14.55% | 749874.4689
LOGISTICS PLATFORM #360 | INDUSTRIAL | LOGISTICS PLATFORM | 30675.7147 | 2021 | 38245.5762 | 41735.2578 | 2500 | 2 | 24407.1011 | 3722.8792 | 32951.889 | 29761.2547 | 1 | 55711.791 | 88610.6609 | 6 | 0 | 0 | 0 | 4353.6822 | 2321.5115 | 1 | 131337.6614 | 838.0687 | 144197.2254 | 972.9633 | 27327.4452 | 64.8061 | 77.7179 | 22.4435 | 108701.4544 | 413.5344 | 0 | 186738.2097 | 94.67% | 5.331% | 271.5917 | 0 | 140.8932 | 16.3179 | 757.9755 | 437.7724 | 676.9939 | 25.3995 | 539.1646 | 24706.3314 | 192132.1214 | 217377.6174 | 883619.9387 | 1142271.7873 | 2.87% | 1176018.2039
LOGISTICS PLATFORM #361 | INDUSTRIAL | LOGISTICS PLATFORM | 15240.5642 | 2020 | 20023.5185 | 22164.1751 | 2500 | 2 | 23502.1926 | 1372.3937 | 15623.6644 | 10568.4652 | 0 | 29032.8361 | 43628.541 | 3 | 0 | 0 | 0 | 2646.0828 | 1707.0733 | 1 | 74683.9487 | 520.7382 | 75811.3718 | 443.8474 | 15257.4428 | 27.1993 | 47.6855 | 12.3388 | 33318.2976 | 176.6426 | 0 | 84704.3089 | 97.02% | 2.977% | 188.1578 | 0 | 91.1218 | 5.4597 | 302.8992 | 203.16 | 375.1575 | 12.7352 | 213.7959 | 18014.4849 | 72646.1966 | 90874.4773 | 438376.8939 | 553886.8538 | 14.55% | 648236.0056
LOGISTICS PLATFORM #362 | INDUSTRIAL | LOGISTICS PLATFORM | 72299.5095 | 2009 | 58590.1125 | 114808.3286 | 2500 | 4 | 22130.0609 | 6173.6762 | 54076.2006 | 51110.5039 | 2 | 116874.4862 | 148899.3391 | 13 | 0 | 0 | 0 | 7818.3648 | 5138.4679 | 2 | 338356.2019 | 2425.6412 | 255574.4966 | 2571.283 | 50618.0059 | 181.5372 | 191.5239 | 59.5197 | 177619.3039 | 982.3314 | 0 | 287941.5769 | 95.67% | 4.331% | 695.4653 | 0 | 394.9265 | 25.7059 | 1732.8671 | 1204.0214 | 1835.121 | 85.2125 | 821.3816 | 61720.3298 | 393059.4079 | 455601.1193 | 1687169.715 | 2218606.6688 | 4.474% | 2322514.8047
LOGISTICS PLATFORM #363 | INDUSTRIAL | LOGISTICS PLATFORM | 19480.4978 | 2021 | 26381.5712 | 39966.2747 | 2500 | 2 | 22286.9582 | 2414.3166 | 17546.0858 | 12497.5155 | 0 | 42101.7094 | 36036.9537 | 5 | 0 | 0 | 0 | 4081.0259 | 2006.3237 | 1 | 94475.5107 | 601.3878 | 64471.6284 | 495.0232 | 22396.4112 | 43.4118 | 78.2599 | 17.0411 | 61775.8137 | 182.5477 | 0 | 101723.1144 | 97.13% | 2.869% | 239.9788 | 0 | 101.7565 | 9.1112 | 338.8708 | 360.038 | 423.5446 | 14.6452 | 294.2047 | 22885.9906 | 88473.6631 | 111653.8585 | 550643.4493 | 686205.983 | 6.433% | 733387.6419
LOGISTICS PLATFORM #364 | INDUSTRIAL | LOGISTICS PLATFORM | 31325.9025 | 2017 | 32933.3877 | 55419.2879 | 2500 | 2 | 19411.1557 | 2768.4791 | 26981.887 | 20199.4471 | 1 | 49950.8424 | 60788.209 | 8 | 0 | 0 | 0 | 4001.1192 | 2096.8226 | 1 | 166755.6284 | 789.9243 | 133872.5918 | 1056.9798 | 30660.8194 | 72.0157 | 118.0051 | 22.6901 | 79131.7681 | 287.3055 | 0 | 155666.3233 | 95.79% | 4.214% | 260.4105 | 0 | 171.0783 | 10.8275 | 599.4978 | 353.1439 | 672.6096 | 38.3866 | 581.4784 | 28758.6097 | 184435.364 | 213775.4521 | 855237.8742 | 1116043.3651 | 9.492% | 1233090.7781
LOGISTICS PLATFORM #365 | INDUSTRIAL | LOGISTICS PLATFORM | 57437.7334 | 2012 | 64754.2077 | 81155.8957 | 2500 | 2 | 20261.7119 | 6485.5722 | 65526.0797 | 33599.2545 | 1 | 124811.9753 | 123075.1259 | 10 | 0 | 0 | 0 | 6552.056 | 5275.8236 | 1 | 261672.1572 | 1753.0158 | 205907.5231 | 1585.8332 | 36286.6022 | 127.6462 | 214.1868 | 49.3905 | 106659.8683 | 697.7411 | 0 | 258050.5472 | 95.79% | 4.21% | 443.2419 | 0 | 262.6839 | 23.2986 | 1121.2951 | 660.4526 | 1559.6264 | 48.0495 | 893.1579 | 41683.6766 | 316170.3559 | 358747.1904 | 1390568.3636 | 1813227.0573 | 12.36% | 2068952.3445
LOGISTICS PLATFORM #366 | INDUSTRIAL | LOGISTICS PLATFORM | 61418.3811 | 2020 | 61011.025 | 103290.3422 | 2500 | 4 | 21273.3901 | 5638.8954 | 62605.8252 | 36308.0343 | 2 | 102294.1249 | 138464.9162 | 16 | 0 | 0 | 0 | 9527.5177 | 6044.6502 | 1 | 275653.7718 | 1773.5306 | 300162.0797 | 1696.2457 | 46751.3596 | 144.6348 | 213.914 | 57.6018 | 183279.5489 | 656.473 | 0 | 242463.2881 | 94.55% | 5.447% | 576.5656 | 0 | 398.3723 | 30.7856 | 1676.693 | 968.4037 | 1121.8734 | 50.4912 | 1270.6552 | 75085.1105 | 412644.9988 | 489000.7645 | 1642086.3053 | 2225945.2451 | 10.78% | 2494798.3795
LOGISTICS PLATFORM #367 | INDUSTRIAL | LOGISTICS PLATFORM | 39024.9781 | 2016 | 38259.5842 | 63657.8123 | 2500 | 2 | 21884.7487 | 5078.9659 | 44911.8742 | 20956.054 | 1 | 89187.4301 | 76788.6703 | 10 | 0 | 0 | 0 | 7587.6168 | 3131.6051 | 1 | 238797.561 | 906.0902 | 186982.8713 | 1404.8333 | 40331.1175 | 96.4236 | 102.3026 | 26.2907 | 85037.794 | 371.6477 | 0 | 168054.2907 | 94.87% | 5.131% | 407.4405 | 0 | 248.5448 | 17.6782 | 732.6423 | 493.3779 | 974.155 | 31.8851 | 776.9582 | 34080.2763 | 218188.6368 | 253045.8714 | 1114977.9578 | 1427163.4457 | 1.399% | 1447414.1788
LOGISTICS PLATFORM #368 | INDUSTRIAL | LOGISTICS PLATFORM | 23009.8165 | 2012 | 24657.4895 | 25062.3858 | 2500 | 2 | 17818.25 | 2065.1186 | 21025.7558 | 12397.231 | 1 | 42386.3924 | 52460.916 | 6 | 0 | 0 | 0 | 2594.5052 | 1994.2954 | 1 | 109181.367 | 711.7727 | 84531.0161 | 848.3 | 22021.4231 | 48.1718 | 74.0511 | 15.3846 | 52994.0765 | 273.8212 | 0 | 84920.3118 | 93.75% | 6.248% | 245.8618 | 0 | 97.3846 | 9.5507 | 642.1849 | 428.7837 | 393.0281 | 24.9565 | 433.9366 | 22912.5339 | 112964.9088 | 136311.3793 | 550417.771 | 716150.2389 | 11.64% | 810475.752
LOGISTICS PLATFORM #369 | INDUSTRIAL | LOGISTICS PLATFORM | 20551.9471 | 2016 | 23590.3768 | 28648.0807 | 2500 | 2 | 22427.3927 | 2191.7498 | 17494.4015 | 17137.1526 | 0 | 41388.0807 | 52689.4285 | 3 | 0 | 0 | 0 | 2661.6497 | 1846.6992 | 1 | 80118.4601 | 714.3502 | 68670.9827 | 688.5239 | 19462.5579 | 32.5148 | 50.5051 | 18.1106 | 51951.7175 | 298.4684 | 0 | 89537.9277 | 95.5% | 4.505% | 241.8265 | 0 | 105.4331 | 9.1093 | 385.3578 | 273.4112 | 505.5467 | 22.4848 | 402.2419 | 19774.2062 | 121725.584 | 141902.0321 | 490405.0767 | 653467.1295 | 10.86% | 733070.7971
LOGISTICS PLATFORM #370 | INDUSTRIAL | LOGISTICS PLATFORM | 71590.6753 | 2015 | 62781.2052 | 98577.8643 | 2500 | 4 | 20654.5944 | 9097.4533 | 71343.0108 | 59792.7674 | 2 | 102590.9618 | 130528.5826 | 14 | 0 | 0 | 0 | 13512.0546 | 5565.0141 | 1 | 355670.3695 | 2143.1952 | 280720.7041 | 2893.3591 | 75954.4478 | 134.92 | 233.3209 | 65.2714 | 232517.8659 | 718.6309 | 0 | 375680.6656 | 93.99% | 6.014% | 826.8574 | 0 | 341.6347 | 24.4127 | 1396.9133 | 1184.2072 | 1904.4239 | 64.4829 | 1297.6564 | 60036.4635 | 341523.1832 | 402857.3032 | 1898884.9005 | 2370423.2909 | 10.81% | 2657864.0795
LOGISTICS PLATFORM #371 | INDUSTRIAL | LOGISTICS PLATFORM | 55638.09 | 2009 | 50623.5988 | 64423.3849 | 2500 | 2 | 18688.225 | 6035.1955 | 47429.5475 | 31432.0225 | 2 | 88640.2562 | 129496.6678 | 12 | 0 | 0 | 0 | 6244.6211 | 4957.1284 | 1 | 197779.1684 | 1698.6777 | 218807.6433 | 1518.2183 | 32635.8017 | 131.5243 | 191.3744 | 34.0486 | 123108.6062 | 510.2591 | 0 | 223511.5675 | 97.89% | 2.107% | 475.4652 | 0 | 242.5098 | 18.1885 | 1289.2884 | 647.0461 | 1331.8885 | 67.637 | 618.1411 | 53259.1879 | 340063.7818 | 393941.1108 | 1242502.6108 | 1706662.8213 | 10.5% | 1906950.6537
LOGISTICS PLATFORM #372 | INDUSTRIAL | LOGISTICS PLATFORM | 54666.2379 | 2011 | 56169.1494 | 76444.6956 | 2500 | 2 | 21814.8908 | 4030.3978 | 43378.0082 | 40163.0105 | 1 | 99819.9303 | 88099.8628 | 12 | 0 | 0 | 0 | 7581.7682 | 3360.8135 | 1 | 209015.9882 | 1305.4872 | 188806.9622 | 1365.6361 | 44469.4996 | 86.7458 | 161.2448 | 32.648 | 102727.6155 | 740.2742 | 0 | 229421.9795 | 92.92% | 7.077% | 686.0723 | 0 | 235.5048 | 22.9824 | 1169.5984 | 903.9089 | 1196.988 | 43.1711 | 873.3343 | 35234.6861 | 259977.4742 | 296085.4947 | 1205110.1879 | 1550945.6561 | 6.753% | 1663271.6576
LOGISTICS PLATFORM #373 | INDUSTRIAL | LOGISTICS PLATFORM | 29751.8803 | 2021 | 38731.9408 | 38194.3396 | 2500 | 2 | 24626.1991 | 3871.6589 | 32457.9213 | 20824.2987 | 1 | 48925.4839 | 70246.4597 | 6 | 0 | 0 | 0 | 5432.546 | 2392.2664 | 1 | 195562.2623 | 657.4024 | 132116.7583 | 1123.1359 | 32847.8021 | 62.1231 | 104.2927 | 25.5825 | 85143.5135 | 364.3289 | 0 | 150296.5173 | 93.6% | 6.398% | 294.174 | 0 | 119.2105 | 14.9768 | 794.1768 | 551.1592 | 784.0249 | 28.6676 | 431.0214 | 32561.9402 | 130596.9565 | 163589.9181 | 876593.0801 | 1078459.8451 | 3.215% | 1114287.6347
LOGISTICS PLATFORM #374 | INDUSTRIAL | LOGISTICS PLATFORM | 60238.5464 | 2009 | 41639.9319 | 71056.2646 | 2500 | 2 | 20588.16 | 6837.9964 | 58235.725 | 43056.904 | 2 | 75413.252 | 138163.6716 | 10 | 0 | 0 | 0 | 9105.1996 | 5040.3862 | 2 | 305355.163 | 1766.1565 | 166721.8964 | 1609.0709 | 40486.9735 | 117.4664 | 185.31 | 40.3677 | 145525.474 | 566.0044 | 0 | 190993.2277 | 93.39% | 6.615% | 768.4909 | 0 | 338.1526 | 27.903 | 1313.0762 | 687.7671 | 1638.2261 | 66.7792 | 833.2745 | 41246.6642 | 314335.1995 | 356415.1382 | 1284335.2358 | 1710475.7462 | 15.11% | 2014951.8173
LOGISTICS PLATFORM #375 | INDUSTRIAL | LOGISTICS PLATFORM | 19162.0013 | 2022 | 25151.1659 | 38044.4636 | 2500 | 2 | 24122.926 | 2412.5858 | 19046.2674 | 13332.3883 | 0 | 48775.7278 | 43465.6867 | 3 | 0 | 0 | 0 | 3910.8433 | 1626.2496 | 1 | 87939.8519 | 496.8042 | 76635.5072 | 650.4072 | 19414.6096 | 45.5931 | 65.2554 | 18.2713 | 53456.5039 | 255.0861 | 0 | 101351.5021 | 95.23% | 4.77% | 155.5434 | 0 | 100.9192 | 10.0513 | 327.1646 | 287.7444 | 484.5344 | 21.878 | 297.4626 | 17257.3197 | 123489.2589 | 141044.0412 | 554234.2824 | 729426.6864 | 15.17% | 859905.2302
LOGISTICS PLATFORM #376 | INDUSTRIAL | LOGISTICS PLATFORM | 72658.1485 | 2014 | 71277.8409 | 116369.1112 | 2500 | 4 | 19790.407 | 8227.336 | 53718.6484 | 48048.0611 | 2 | 129231.0983 | 151164.9146 | 13 | 0 | 0 | 0 | 9035.3838 | 4895.6951 | 2 | 285598.4401 | 2020.0115 | 250407.9221 | 1835.8628 | 64058.7662 | 153.2646 | 277.6241 | 49.2363 | 180955.1345 | 738.291 | 0 | 360646.1663 | 95.86% | 4.139% | 562.5954 | 0 | 374.5872 | 36.8059 | 1262.196 | 1011.9426 | 1940.4705 | 62.2269 | 1013.9402 | 58331.4972 | 344559.1464 | 403904.5837 | 1757026.8236 | 2245419.0017 | 3.923% | 2337104.5519
LOGISTICS PLATFORM #377 | INDUSTRIAL | LOGISTICS PLATFORM | 57106.7706 | 2011 | 59419.5771 | 93422.3147 | 2500 | 4 | 19936.8532 | 4524.078 | 54925.6357 | 38257.8546 | 1 | 108883.3853 | 132111.0124 | 11 | 0 | 0 | 0 | 7080.6833 | 4982.8988 | 1 | 259406.3946 | 1704.5241 | 232609.5578 | 1958.6968 | 48250.2031 | 134.9092 | 187.9237 | 36.3088 | 113036.7315 | 608.1304 | 0 | 226530.6571 | 94.01% | 5.987% | 634.0655 | 0 | 373.9331 | 19.3237 | 1443.4298 | 688.6535 | 1308.4755 | 44.8498 | 988.5317 | 50205.3831 | 335210.9969 | 386404.9117 | 1397737.4711 | 1856037.7938 | 14.92% | 2181508.2716
LOGISTICS PLATFORM #378 | INDUSTRIAL | LOGISTICS PLATFORM | 71974.857 | 2023 | 71670.4376 | 113497.9232 | 2500 | 4 | 20556.3644 | 10205.2503 | 97939.2481 | 65898.2143 | 2 | 192778.5354 | 223890.8229 | 18 | 0 | 0 | 0 | 11012.7511 | 6561.149 | 2 | 356169.5779 | 1721.3564 | 369516.8201 | 2606.1494 | 71288.9328 | 127.6107 | 258.7186 | 48.4873 | 216982.6015 | 904.2258 | 0 | 347271.1934 | 97.09% | 2.915% | 912.0458 | 0 | 432.9734 | 37.8087 | 1322.2236 | 1238.0281 | 1844.8494 | 67.9996 | 1556.9653 | 71240.7105 | 312820.1933 | 385617.8692 | 2150443.8013 | 2652972.4388 | 11.05% | 2982543.3164
LOGISTICS PLATFORM #379 | INDUSTRIAL | LOGISTICS PLATFORM | 31299.6777 | 2017 | 39983.8783 | 43193.5124 | 2500 | 2 | 18778.8619 | 3265.1802 | 32081.668 | 19942.6176 | 1 | 48799.7218 | 66069.5416 | 6 | 0 | 0 | 0 | 6362.8467 | 3300.4029 | 1 | 170007.5325 | 894.4169 | 145417.4458 | 1101.8815 | 27477.3323 | 78.5147 | 92.7726 | 29.7791 | 104369.0705 | 340.4464 | 0 | 118509.0343 | 95.38% | 4.624% | 318.4145 | 0 | 166.7035 | 10.3389 | 635.7541 | 539.5183 | 816.5756 | 28.6161 | 460.1137 | 30795.1353 | 172425.4865 | 203680.7355 | 855775.3572 | 1103757.7705 | 7.876% | 1198121.3635
LOGISTICS PLATFORM #380 | INDUSTRIAL | LOGISTICS PLATFORM | 41083.1035 | 2023 | 49043.8398 | 75328.8031 | 2500 | 2 | 20607.2264 | 5979.6289 | 54119.2979 | 30142.4062 | 1 | 72440.2318 | 80030.2856 | 8 | 0 | 0 | 0 | 7224.8733 | 3611.7776 | 1 | 208562.4739 | 991.6729 | 181975.1954 | 1040.9516 | 49034.8552 | 101.7496 | 129.0733 | 38.3647 | 103872.5578 | 585.3763 | 0 | 180869.0114 | 96.22% | 3.784% | 399.1149 | 0 | 259.2619 | 21.2789 | 1082.9498 | 638.8698 | 742.5659 | 43.1853 | 801.5405 | 42330.7481 | 180022.8311 | 223155.1196 | 1156346.0033 | 1449199.9739 | 9.826% | 1607122.1032
LOGISTICS PLATFORM #381 | INDUSTRIAL | LOGISTICS PLATFORM | 39608.8421 | 2020 | 36841.6442 | 76973.7089 | 2500 | 2 | 17625.3438 | 5591.2261 | 38201.1648 | 28439.0157 | 1 | 78011.6643 | 115001.0028 | 10 | 0 | 0 | 0 | 7309.4213 | 4434.9426 | 1 | 211212.0311 | 917.0757 | 202986.592 | 1461.5923 | 32951.7435 | 78.703 | 121.0318 | 26.5166 | 135399.5929 | 388.6242 | 0 | 215981.1519 | 96.46% | 3.544% | 409.3412 | 0 | 200.5211 | 13.9052 | 879.1349 | 663.644 | 756.7104 | 31.272 | 550.5634 | 36503.6487 | 213253.5797 | 250307.7919 | 1195242.2782 | 1505361.8959 | 3.069% | 1553028.7839
LOGISTICS PLATFORM #382 | INDUSTRIAL | LOGISTICS PLATFORM | 26668.8629 | 2021 | 36479.7312 | 53787.3587 | 2500 | 2 | 24205.4074 | 3181.5149 | 23453.0408 | 26065.7031 | 1 | 44944.9878 | 80328.945 | 6 | 0 | 0 | 0 | 3905.2055 | 3131.4709 | 1 | 152003.7586 | 941.1896 | 124291.4683 | 896.5777 | 27882.5902 | 61.8656 | 89.2667 | 17.9384 | 90233.302 | 254.6947 | 0 | 124076.3339 | 98.56% | 1.439% | 316.4877 | 0 | 131.9291 | 11.2452 | 608.524 | 324.1753 | 745.5582 | 27.6584 | 417.6325 | 23904.0333 | 132925.8159 | 157247.4817 | 774454.4406 | 960716.6223 | 14.43% | 1122696.9024
LOGISTICS PLATFORM #383 | INDUSTRIAL | LOGISTICS PLATFORM | 23618.5086 | 2019 | 29440.0669 | 41452.7566 | 2500 | 2 | 18806.3653 | 2569.6649 | 24628.6386 | 14767.3421 | 1 | 43061.6417 | 42073.2169 | 5 | 0 | 0 | 0 | 5054.9526 | 2012.3458 | 1 | 110657.6565 | 606.0166 | 90989.5347 | 688.7069 | 26246.6867 | 37.2797 | 89.9676 | 14.8304 | 50500.7137 | 294.2361 | 0 | 141456.0953 | 97.94% | 2.06% | 286.9375 | 0 | 136.7331 | 12.2776 | 547.1692 | 310.1202 | 480.588 | 23.4883 | 395.7454 | 26722.6208 | 151866.3421 | 178984.7083 | 650797.0052 | 856411.6108 | 6.09% | 911950.1042
LOGISTICS PLATFORM #384 | INDUSTRIAL | LOGISTICS PLATFORM | 50414.9628 | 2015 | 55932.1598 | 80150.3751 | 2500 | 2 | 20487.659 | 5230.6105 | 40607.0655 | 34407.2458 | 1 | 90339.5592 | 97223.7993 | 9 | 0 | 0 | 0 | 6276.8285 | 3985.6572 | 1 | 223575.398 | 1315.8603 | 183000.9879 | 1692.2774 | 47607.2407 | 100.5198 | 160.6094 | 34.7466 | 110901.7348 | 641.8874 | 0 | 246298.3454 | 97.25% | 2.755% | 550.7675 | 0 | 265.7148 | 21.3409 | 1170.7654 | 724.1993 | 1320.0803 | 38.2054 | 996.9407 | 47745.1081 | 234873.8975 | 283615.9463 | 1257106.1355 | 1599303.6662 | 3.006% | 1648871.0525
LOGISTICS PLATFORM #385 | INDUSTRIAL | LOGISTICS PLATFORM | 66759.0345 | 2013 | 53879.8721 | 77217.8725 | 2500 | 2 | 17733.727 | 7590.9983 | 61846.3499 | 42582.6026 | 2 | 101861.9552 | 141679.2624 | 15 | 0 | 0 | 0 | 8991.0081 | 4537.7839 | 2 | 247496.6518 | 1872.6287 | 284163.3883 | 2615.2547 | 52705.8744 | 145.9875 | 186.976 | 45.68 | 155536.563 | 902.6673 | 0 | 299242.8082 | 96.53% | 3.474% | 833.0522 | 0 | 353.8202 | 35.1217 | 1550.512 | 931.8743 | 1605.2317 | 74.1165 | 952.6146 | 46522.3386 | 347790.2699 | 395265.2231 | 1564152.4296 | 2051078.3382 | 8.708% | 2246715.4632
LOGISTICS PLATFORM #386 | INDUSTRIAL | LOGISTICS PLATFORM | 63015.881 | 2014 | 66431.545 | 75701.3084 | 2500 | 2 | 22005.7083 | 5191.8455 | 69425.7983 | 45538.5069 | 1 | 92110.6725 | 118809.3981 | 16 | 0 | 0 | 0 | 8193.7043 | 4688.7623 | 2 | 354365.0883 | 1446.6674 | 212902.3445 | 1987.6124 | 55108.2353 | 145.5493 | 160.3906 | 43.1491 | 135054.9689 | 740.6969 | 0 | 342157.9799 | 96.06% | 3.939% | 706.3353 | 0 | 367.8424 | 32.2542 | 1733.8618 | 1127.1364 | 1593.2859 | 66.7249 | 1112.2087 | 61945.982 | 301739.696 | 364797.8867 | 1615110.1074 | 2038406.4146 | 8.247% | 2221625.74
LOGISTICS PLATFORM #387 | INDUSTRIAL | LOGISTICS PLATFORM | 50913.1971 | 2017 | 50258.3206 | 74473.7105 | 2500 | 2 | 23914.6392 | 6362.3914 | 41835.726 | 36692.8785 | 2 | 90742.5802 | 116863.2509 | 9 | 0 | 0 | 0 | 8064.1359 | 5170.7908 | 1 | 271449.8807 | 1689.8692 | 192219.869 | 1354.0933 | 44724.4686 | 119.4636 | 158.741 | 33.8314 | 117562.1199 | 654.7886 | 0 | 184009.1789 | 96.08% | 3.922% | 638.169 | 0 | 287.5338 | 20.7793 | 1160.0068 | 680.0427 | 961.577 | 48.8722 | 786.8219 | 38679.8205 | 311456.157 | 350922.7994 | 1238139.5948 | 1647073.9367 | 13.09% | 1895066.031
LOGISTICS PLATFORM #388 | INDUSTRIAL | LOGISTICS PLATFORM | 47838.7273 | 2020 | 45750.1078 | 79577.0834 | 2500 | 2 | 20153.1594 | 4406.9748 | 62240.7155 | 44342.2414 | 1 | 80817.1838 | 129662.1785 | 12 | 0 | 0 | 0 | 10175.5109 | 4275.486 | 1 | 194288.7236 | 1274.6181 | 191190.8251 | 1372.8792 | 50763.6694 | 94.7265 | 138.8187 | 31.6169 | 130745.6519 | 482.38 | 0 | 226787.5523 | 97.24% | 2.762% | 455.8944 | 0 | 267.3997 | 20.9758 | 901.5652 | 615.4265 | 994.976 | 50.6825 | 655.7675 | 44093.7141 | 250457.3381 | 295206.8197 | 1235870.6252 | 1586603.6079 | 3.093% | 1637242.8793
LOGISTICS PLATFORM #389 | INDUSTRIAL | LOGISTICS PLATFORM | 18642.6939 | 2012 | 17000.7512 | 30042.1688 | 2500 | 2 | 22959.4708 | 2119.9612 | 20402.5612 | 11829.9024 | 0 | 27766.6703 | 35348.2988 | 5 | 0 | 0 | 0 | 2614.4813 | 1643.1693 | 0 | 92432.6437 | 479.4441 | 76263.0091 | 460.3079 | 14170.4922 | 33.866 | 57.7545 | 15.619 | 35576.9216 | 198.0571 | 0 | 80520.3045 | 94.46% | 5.539% | 145.358 | 0 | 99.9485 | 6.8828 | 503.5483 | 332.1588 | 387.4996 | 15.3713 | 273.5787 | 16345.9692 | 103659.5314 | 120279.0794 | 461640.7333 | 606048.1409 | 4.538% | 634858.5685
LOGISTICS PLATFORM #390 | INDUSTRIAL | LOGISTICS PLATFORM | 55414.9557 | 2015 | 60948.7541 | 77000.7675 | 2500 | 2 | 19980.1591 | 7150.3552 | 50942.2191 | 39235.243 | 2 | 123541.3318 | 109044.0385 | 12 | 0 | 0 | 0 | 9205.6884 | 4263.1348 | 1 | 247462.9905 | 1843.3741 | 196428.0834 | 2064.783 | 44829.0064 | 114.0109 | 138.6756 | 45.2703 | 131316.3661 | 810.777 | 0 | 300842.0719 | 94.79% | 5.207% | 570.0447 | 0 | 291.577 | 23.7715 | 1443.0301 | 874.5085 | 1035.4767 | 61.0125 | 709.3956 | 50014.5647 | 247062.59 | 297786.5504 | 1434472.8187 | 1798032.3637 | 7.989% | 1954151.519
LOGISTICS PLATFORM #391 | INDUSTRIAL | LOGISTICS PLATFORM | 21951.4645 | 2008 | 22827.7242 | 31321.2347 | 2500 | 2 | 18800.696 | 2056.8999 | 19432.6566 | 9942.1263 | 0 | 29399.1717 | 49894.4944 | 4 | 0 | 0 | 0 | 2524.8371 | 1337.7031 | 1 | 71019.9372 | 627.2906 | 77049.5863 | 770.7107 | 18811.2243 | 54.3305 | 62.6196 | 14.2547 | 37243.7332 | 235.7905 | 0 | 64392.5655 | 97.85% | 2.153% | 260.5719 | 0 | 127.0634 | 10.9402 | 491.6264 | 305.9489 | 608.123 | 22.7876 | 246.5911 | 12525.4048 | 96537.412 | 109309.408 | 435798.3024 | 571302.1461 | 14.26% | 666338.1231
LOGISTICS PLATFORM #392 | INDUSTRIAL | LOGISTICS PLATFORM | 32387.2266 | 2009 | 22212.131 | 49413.9011 | 2500 | 2 | 21696.1866 | 2879.0699 | 23269.0948 | 20410.0416 | 1 | 41607.5575 | 59848.326 | 6 | 0 | 0 | 0 | 4610.1214 | 2676.9153 | 1 | 114409.5793 | 800.4163 | 92752.4596 | 1284.0909 | 26429.9232 | 58.6062 | 98.1263 | 27.0329 | 87719.0848 | 318.8277 | 0 | 152089.1288 | 93.97% | 6.034% | 407.6536 | 0 | 209.1683 | 17.148 | 600.1612 | 372.573 | 620.1116 | 28.1342 | 535.1802 | 30313.2132 | 200295.6483 | 231144.0417 | 717196.2397 | 983143.8744 | 9.478% | 1086081.9787
LOGISTICS PLATFORM #393 | INDUSTRIAL | LOGISTICS PLATFORM | 29037.0521 | 2014 | 26048.8389 | 53096.3069 | 2500 | 2 | 21742.8641 | 3357.2097 | 30607.952 | 20348.3088 | 1 | 57369.0006 | 63648.364 | 7 | 0 | 0 | 0 | 4342.3521 | 2402.6108 | 1 | 155640.4437 | 917.3348 | 114710.993 | 713.98 | 19181.7592 | 60.6157 | 114.5588 | 22.5636 | 84746.2423 | 401.0632 | 0 | 110392.0985 | 97.56% | 2.44% | 249.779 | 0 | 170.3848 | 12.036 | 521.6339 | 366.6678 | 556.368 | 35.1553 | 540.6894 | 27253.3783 | 176400.3475 | 204194.4152 | 751366.7968 | 983861.3732 | 6.761% | 1055205.5056
LOGISTICS PLATFORM #394 | INDUSTRIAL | LOGISTICS PLATFORM | 32971.9045 | 2013 | 24723.1931 | 47857.7353 | 2500 | 2 | 21670.4526 | 3562.0055 | 33803.2737 | 25910.9286 | 1 | 50032.6371 | 55389.9337 | 8 | 0 | 0 | 0 | 4928.0794 | 3276.5006 | 1 | 152235.1334 | 931.8438 | 131882.6864 | 1310.5535 | 30497.1881 | 74.1732 | 114.9762 | 26.9217 | 95343.3444 | 353.2858 | 0 | 142854.1298 | 97.2% | 2.798% | 372.0147 | 0 | 178.8588 | 11.5665 | 910.9146 | 567.6046 | 644.8495 | 27.1873 | 557.0906 | 29211.744 | 143247.1966 | 173016.0312 | 827719.3932 | 1041551.3677 | 1.233% | 1054552.4264
LOGISTICS PLATFORM #395 | INDUSTRIAL | LOGISTICS PLATFORM | 42175.4032 | 2012 | 48529.5348 | 61431.7229 | 2500 | 2 | 24242.2101 | 4776.265 | 47366.948 | 31468.7175 | 1 | 70332.8445 | 86780.4248 | 7 | 0 | 0 | 0 | 7530.2187 | 3634.1868 | 1 | 240330.8795 | 1501.023 | 175415.4923 | 1441.9149 | 41055.6623 | 85.0274 | 127.4723 | 28.7698 | 84054.0909 | 409.5685 | 0 | 182859.738 | 93.1% | 6.904% | 390.4359 | 0 | 229.6965 | 20.5969 | 1075.087 | 698.9705 | 783.4485 | 47.6104 | 751.4516 | 33853.1334 | 239496.9775 | 274101.5625 | 1102660.5721 | 1428627.0786 | 4.121% | 1490031.9234
LOGISTICS PLATFORM #396 | INDUSTRIAL | LOGISTICS PLATFORM | 47171.1316 | 2017 | 55737.913 | 58084.885 | 2500 | 2 | 22774.1664 | 4257.6198 | 48649.1089 | 27805.6305 | 1 | 78741.0004 | 84803.5161 | 10 | 0 | 0 | 0 | 7872.4634 | 3889.0959 | 1 | 259838.7862 | 1370.6897 | 186212.6122 | 1168.2812 | 35361.4775 | 100.4914 | 131.3892 | 42.7441 | 151850.136 | 415.3466 | 0 | 271707.7336 | 97.06% | 2.94% | 558.2218 | 0 | 211.8366 | 15.3278 | 1106.78 | 850.8581 | 1328.6212 | 53.2164 | 815.2402 | 45134.0829 | 285826.3058 | 331775.6289 | 1342677.2792 | 1748930.1149 | 7.133% | 1883270.5833
LOGISTICS PLATFORM #397 | INDUSTRIAL | LOGISTICS PLATFORM | 29159.7395 | 2015 | 27242.7055 | 35453.6255 | 2500 | 2 | 24525.6461 | 2861.5976 | 35250.7842 | 19056.089 | 1 | 65410.5524 | 66669.7131 | 7 | 0 | 0 | 0 | 4661.0154 | 2211.941 | 1 | 116142.6339 | 980.7117 | 90236.7267 | 983.0348 | 22803.0276 | 51.7208 | 78.487 | 21.2738 | 94686.1348 | 336.1937 | 0 | 155633.077 | 95.08% | 4.918% | 248.0204 | 0 | 134.8353 | 9.5794 | 565.5188 | 509.2927 | 791.7703 | 22.4512 | 578.7421 | 25821.9582 | 174318.8621 | 200719.5625 | 747986.3219 | 984291.2291 | 1.491% | 999185.1754
LOGISTICS PLATFORM #398 | INDUSTRIAL | LOGISTICS PLATFORM | 22769.5646 | 2020 | 22930.5735 | 32325.5608 | 2500 | 2 | 17810.122 | 2072.1084 | 29148.2499 | 20157.6261 | 1 | 58585.88 | 44657.6613 | 4 | 0 | 0 | 0 | 3269.896 | 2557.0442 | 1 | 119792.1249 | 647.2205 | 77446.0934 | 747.4515 | 17268.7549 | 42.4445 | 75.0051 | 21.5158 | 61576.8649 | 253.1302 | 0 | 136516.701 | 95.67% | 4.326% | 220.3239 | 0 | 136.1685 | 12.0493 | 429.472 | 294.1614 | 467.81 | 19.0433 | 448.7491 | 18453.6614 | 112290.8483 | 131193.2588 | 649008.0934 | 818469.0802 | 14.88% | 961516.223
LOGISTICS PLATFORM #399 | INDUSTRIAL | LOGISTICS PLATFORM | 41025.3778 | 2012 | 38570.5438 | 60187.9825 | 2500 | 2 | 23905.0523 | 4791.3539 | 41287.6464 | 33446.8488 | 1 | 68834.1193 | 93060.2069 | 8 | 0 | 0 | 0 | 5106.2666 | 3683.5609 | 1 | 200840.309 | 1366.6069 | 119385.0149 | 1563.942 | 35882.1596 | 79.361 | 122.206 | 37.3268 | 82593.1053 | 404.0544 | 0 | 202359.7435 | 93.7% | 6.3% | 462.7513 | 0 | 271.0432 | 17.8489 | 837.06 | 513.2686 | 1017.5654 | 44.5861 | 739.5095 | 41896.2581 | 248523.1211 | 291158.8887 | 994744.5404 | 1330805.1695 | 6.457% | 1422664.5534
LOGISTICS PLATFORM #400 | INDUSTRIAL | LOGISTICS PLATFORM | 58682.6251 | 2018 | 77844.4458 | 102791.2497 | 2500 | 2 | 23840.5725 | 5979.5815 | 54311.7842 | 39560.6018 | 2 | 128147.8561 | 138777.272 | 15 | 0 | 0 | 0 | 8163.3532 | 4734.1655 | 2 | 273622.1142 | 1681.2412 | 213908.1385 | 1730.2193 | 41197.0716 | 135.5097 | 196.0758 | 43.0995 | 123242.9807 | 692.3307 | 0 | 255984.5361 | 92.65% | 7.348% | 741.0244 | 0 | 327.7692 | 23.932 | 1525.1887 | 959.3171 | 1242.8853 | 52.2394 | 778.2414 | 67488.2057 | 330380.5589 | 398647.006 | 1510805.4701 | 1994855.27 | 7.67% | 2160568.6108
LOGISTICS PLATFORM #401 | INDUSTRIAL | LOGISTICS PLATFORM | 53149.6799 | 2012 | 47664.9067 | 82276.9486 | 2500 | 4 | 18012.6109 | 5651.2505 | 56468.6867 | 32673.0824 | 2 | 87990.4193 | 95802.0674 | 13 | 0 | 0 | 0 | 7435.0303 | 4252.8045 | 1 | 268150.4709 | 1646.3778 | 236992.4077 | 2010.2569 | 53020.1827 | 95.1377 | 184.7594 | 35.2453 | 101096.2818 | 575.2747 | 0 | 232314.9949 | 97.85% | 2.145% | 522.7632 | 0 | 224.5662 | 24.2823 | 1432.9892 | 886.4737 | 1313.237 | 49.4127 | 735.4876 | 49569.3073 | 355622.5356 | 405927.3305 | 1361382.211 | 1834497.653 | 6.701% | 1966266.5366
LOGISTICS PLATFORM #402 | INDUSTRIAL | LOGISTICS PLATFORM | 55914.9277 | 2013 | 49222.998 | 80096.9716 | 2500 | 2 | 19740.5905 | 5343.7459 | 48725.5537 | 29930.5384 | 1 | 120963.8233 | 128206.7269 | 12 | 0 | 0 | 0 | 6520.1725 | 4094.4565 | 1 | 240692.2785 | 1555.6124 | 190662.6476 | 1764.1859 | 41337.6257 | 127.571 | 199.7977 | 41.1279 | 132029.2715 | 600.4725 | 0 | 243167.1602 | 93.89% | 6.112% | 512.6352 | 0 | 261.7744 | 27.6063 | 1084.7665 | 783.989 | 1410.1033 | 68.9384 | 1045.5719 | 35867.1269 | 353395.7084 | 390308.4072 | 1321326.4208 | 1774365.9956 | 3.809% | 1844620.7945
LOGISTICS PLATFORM #403 | INDUSTRIAL | LOGISTICS PLATFORM | 60759.4279 | 2021 | 85447.221 | 103774.9341 | 2500 | 4 | 22453.4623 | 7404.4669 | 74180.9008 | 44463.4551 | 2 | 116448.8669 | 170907.8271 | 13 | 0 | 0 | 0 | 11023.1595 | 5020.9053 | 2 | 406083.1446 | 1904.5276 | 275828.816 | 2255.0923 | 54262.3981 | 124.8066 | 194.1527 | 41.8588 | 181762.8762 | 608.9302 | 0 | 355623.4268 | 95.47% | 4.527% | 639.9613 | 0 | 340.1999 | 23.8284 | 1108.8342 | 1132.0734 | 1433.2821 | 47.7525 | 1278.8926 | 52700.8495 | 301739.9649 | 355719.7071 | 1916621.6198 | 2371875.2974 | 11.19% | 2670628.0021
LOGISTICS PLATFORM #404 | INDUSTRIAL | LOGISTICS PLATFORM | 18187.7857 | 2015 | 16887.0347 | 27326.8041 | 2500 | 2 | 21000.7198 | 2255.8751 | 20206.0727 | 10759.8423 | 1 | 33174.1153 | 42204.6178 | 4 | 0 | 0 | 0 | 3041.0255 | 1816.4316 | 1 | 91239.2164 | 471.7521 | 63682.1929 | 653.3585 | 11975.0229 | 32.6217 | 49.752 | 13.8525 | 41526.3863 | 218.2813 | 0 | 95993.3928 | 97.85% | 2.15% | 159.8534 | 0 | 79.7565 | 6.6416 | 448.3928 | 275.5284 | 403.0694 | 21.4306 | 328.5602 | 13229.411 | 115547.208 | 129105.1791 | 465703.5139 | 617470.7393 | 6.552% | 660760.8232
LOGISTICS PLATFORM #405 | INDUSTRIAL | LOGISTICS PLATFORM | 63050.0961 | 2011 | 45148.9028 | 102178.0596 | 2500 | 2 | 23427.9074 | 4709.4715 | 52923.0366 | 36745.8904 | 2 | 108812.7883 | 137901.501 | 16 | 0 | 0 | 0 | 8399.3591 | 5318.2181 | 2 | 327465.4888 | 2164.0775 | 183986.1858 | 1599.1028 | 49473.1213 | 149.0776 | 157.5585 | 39.3393 | 142369.704 | 855.6351 | 0 | 214511.3 | 96.15% | 3.849% | 611.9009 | 0 | 325.6053 | 24.1712 | 1547.9325 | 727.9924 | 1282.9424 | 66.4226 | 899.3101 | 58590.0015 | 322193.8045 | 381683.1161 | 1423488.4748 | 1861408.1707 | 14.41% | 2174918.8938
LOGISTICS PLATFORM #406 | INDUSTRIAL | LOGISTICS PLATFORM | 53260.2449 | 2015 | 44035.7069 | 84066.0521 | 2500 | 2 | 22360.0541 | 5656.6559 | 64102.9587 | 38437.1808 | 1 | 116769.2738 | 118902.734 | 11 | 0 | 0 | 0 | 7201.4637 | 4445.2379 | 1 | 274501.3036 | 1547.5166 | 161795.9295 | 1781.0504 | 39400.6576 | 108.6064 | 157.0164 | 36.734 | 138759.7395 | 770.3896 | 0 | 261332.1552 | 94.19% | 5.813% | 463.9653 | 0 | 325.2878 | 19.092 | 1241.4833 | 716.0025 | 1118.0494 | 49.7327 | 687.1185 | 50302.9266 | 283723.9837 | 334714.0288 | 1375749.1496 | 1772088.5221 | 14.49% | 2072315.082
LOGISTICS PLATFORM #407 | INDUSTRIAL | LOGISTICS PLATFORM | 72123.8708 | 2021 | 95650.9919 | 149106.1683 | 2500 | 4 | 21161.045 | 7977.9876 | 72779.825 | 44849.2341 | 2 | 168984.9673 | 147849.3889 | 13 | 0 | 0 | 0 | 13658.6487 | 5257.0173 | 2 | 490735.8979 | 2360.5447 | 240055.1173 | 1800.0899 | 75365.8001 | 116.4258 | 207.7294 | 42.0525 | 213787.3659 | 894.7316 | 0 | 282620.4188 | 96.94% | 3.06% | 649.0939 | 0 | 466.6117 | 29.4179 | 1322.7429 | 826.8399 | 1285.0493 | 55.4436 | 1558.1031 | 62157.4501 | 427279.5221 | 490995.0752 | 2098517.8081 | 2713662.53 | 2.875% | 2793992.6324
LOGISTICS PLATFORM #408 | INDUSTRIAL | LOGISTICS PLATFORM | 24177.5343 | 2019 | 25036.6663 | 48995.454 | 2500 | 2 | 20118.3943 | 3086.2018 | 31411.9464 | 14389.1408 | 1 | 58373.5174 | 48625.0157 | 6 | 0 | 0 | 0 | 4207.1455 | 2417.9109 | 1 | 132430.1597 | 735.0329 | 77350.6275 | 769.6074 | 24141.4363 | 45.2377 | 67.7204 | 20.8684 | 65670.6277 | 260.4989 | 0 | 89174.0941 | 96.86% | 3.142% | 186.1212 | 0 | 109.8754 | 8.4226 | 613.7398 | 436.3837 | 503.0027 | 20.0899 | 327.8853 | 27823.2886 | 118177.1025 | 146328.2764 | 651706.8617 | 830679.2893 | 15.67% | 985055.6341
LOGISTICS PLATFORM #409 | INDUSTRIAL | LOGISTICS PLATFORM | 57484.2825 | 2017 | 49774.6288 | 81309.6233 | 2500 | 2 | 23267.6897 | 6279.5977 | 63014.4567 | 41525.1012 | 2 | 133863.8827 | 122255.4112 | 14 | 0 | 0 | 0 | 8789.4912 | 4211.075 | 2 | 349642.733 | 1500.9903 | 237956.6164 | 2268.5647 | 39935.3865 | 100.7794 | 159.9278 | 54.4966 | 145832.2111 | 589.9576 | 0 | 218745.3592 | 98.25% | 1.749% | 633.6183 | 0 | 275.6462 | 18.6491 | 1217.3769 | 969.6423 | 1534.7021 | 58.083 | 784.7517 | 59024.8794 | 337267.2396 | 397076.8707 | 1538354.9764 | 2005578.207 | 9.827% | 2224150.4539
LOGISTICS PLATFORM #410 | INDUSTRIAL | LOGISTICS PLATFORM | 53097.9494 | 2012 | 49883.8594 | 77442.5018 | 2500 | 2 | 19418.7408 | 5229.6301 | 49113.974 | 34010.2076 | 2 | 86417.2076 | 133219.4066 | 9 | 0 | 0 | 0 | 7286.1744 | 4116.2642 | 1 | 302212.5893 | 1181.2622 | 153077.8247 | 1970.8651 | 44447.9695 | 132.406 | 188.4748 | 36.8293 | 126959.2591 | 500.8422 | 0 | 198783.6057 | 95.27% | 4.728% | 488.0518 | 0 | 305.5685 | 18.7373 | 1453.2158 | 720.0219 | 1045.9055 | 54.3169 | 845.3094 | 36548.9215 | 336017.7263 | 373411.9572 | 1255413.824 | 1686209.1678 | 6.399% | 1801479.8364
LOGISTICS PLATFORM #411 | INDUSTRIAL | LOGISTICS PLATFORM | 23335.137 | 2013 | 27066.2806 | 37179.7358 | 2500 | 2 | 22857.5747 | 2773.8059 | 21030.0551 | 19317.0158 | 1 | 38298.2958 | 52847.916 | 4 | 0 | 0 | 0 | 4211.0815 | 1686.2579 | 1 | 97922.155 | 693.7851 | 73134.4119 | 773.8714 | 16822.5143 | 46.2183 | 90.4753 | 14.099 | 47770.4106 | 306.4654 | 0 | 107357.6125 | 97.8% | 2.201% | 246.4315 | 0 | 117.8528 | 7.8705 | 590.6806 | 321.1917 | 509.8904 | 26.9097 | 341.4218 | 17621.9234 | 156201.7166 | 174165.0618 | 542264.9827 | 741343.1809 | 12.59% | 848077.3045
LOGISTICS PLATFORM #412 | INDUSTRIAL | LOGISTICS PLATFORM | 22550.4472 | 2014 | 27284.1015 | 34873.5042 | 2500 | 2 | 24359.5553 | 2592.9181 | 22606.8065 | 14299.036 | 1 | 45727.2558 | 43599.1866 | 4 | 0 | 0 | 0 | 3263.7147 | 1751.4692 | 0 | 133383.861 | 540.6449 | 85710.6509 | 894.1574 | 17248.4438 | 52.1556 | 88.1053 | 19.3196 | 58102.1012 | 247.1257 | 0 | 89773.3181 | 94.02% | 5.979% | 223.5648 | 0 | 111.8068 | 8.3845 | 435.2892 | 376.002 | 399.3904 | 20.495 | 448.3157 | 23799.3968 | 112349.2987 | 136597.0112 | 602615.6278 | 768317.8964 | 4.433% | 803957.2409
LOGISTICS PLATFORM #413 | INDUSTRIAL | LOGISTICS PLATFORM | 68233.2764 | 2023 | 69576.1632 | 113492.3902 | 2500 | 4 | 22192.5718 | 7610.4969 | 60405.2557 | 43823.376 | 2 | 130588.4383 | 152919.365 | 17 | 0 | 0 | 0 | 13809.6774 | 7762.021 | 2 | 358572.1573 | 1730.6488 | 375489.4958 | 1737.2462 | 62114.9926 | 123.1372 | 207.8173 | 48.0467 | 160790.2276 | 773.7984 | 0 | 272087.2178 | 98.38% | 1.619% | 701.0372 | 0 | 368.7964 | 34.1177 | 1848.4642 | 1115.1673 | 1638.8352 | 73.6323 | 1117.9384 | 72593.9806 | 415831.5392 | 489543.4583 | 1904655.482 | 2509908.1105 | 3.724% | 2606982.9839
LOGISTICS PLATFORM #414 | INDUSTRIAL | LOGISTICS PLATFORM | 42136.0798 | 2013 | 40534.9364 | 63121.8703 | 2500 | 2 | 17714.6242 | 4922.5072 | 36203.619 | 25686.7885 | 1 | 66941.5152 | 102208.6388 | 11 | 0 | 0 | 0 | 5868.6048 | 4171.1615 | 1 | 154131.5426 | 1353.6917 | 155272.9054 | 1151.6163 | 38237.5201 | 68.1625 | 162.0585 | 28.1905 | 89891.4602 | 606.275 | 0 | 205669.1263 | 97.09% | 2.913% | 349.5925 | 0 | 245.3731 | 14.4826 | 1115.5445 | 768.2443 | 1172.4223 | 35.0885 | 609.2357 | 43008.9228 | 276137.7189 | 319755.8774 | 1013642.6796 | 1394358.7717 | 4.057% | 1453319.6074
LOGISTICS PLATFORM #415 | INDUSTRIAL | LOGISTICS PLATFORM | 61420.5976 | 2011 | 55100.6106 | 88101.9171 | 2500 | 2 | 19890.5091 | 5104.9475 | 59268.7814 | 34936.2929 | 2 | 96867.3186 | 109305.719 | 15 | 0 | 0 | 0 | 8406.7457 | 5691.239 | 1 | 254470.5144 | 1329.4267 | 167764.7215 | 1674.0587 | 46024.6125 | 95.7924 | 180.4933 | 41.1202 | 145390.0555 | 869.2051 | 0 | 198829.7274 | 96.24% | 3.764% | 729.5551 | 0 | 251.9638 | 25.9285 | 1571.1036 | 1017.7795 | 1356.495 | 65.3108 | 831.5547 | 39194.1409 | 312213.9034 | 352239.5989 | 1306865.9604 | 1738384.1594 | 13.79% | 2016568.7374
LOGISTICS PLATFORM #416 | INDUSTRIAL | LOGISTICS PLATFORM | 50493.021 | 2015 | 57170.9736 | 59784.1861 | 2500 | 2 | 22659.1224 | 5564.7979 | 58756.5505 | 42487.7644 | 1 | 107931.9453 | 94802.8881 | 13 | 0 | 0 | 0 | 6735.2747 | 3214.4736 | 1 | 239486.6319 | 1624.1253 | 172971.2924 | 1419.4253 | 44284.7733 | 91.0737 | 150.7228 | 44.5684 | 139191.1637 | 653.8219 | 0 | 232507.1231 | 96.5% | 3.496% | 451.7339 | 0 | 237.232 | 17.7819 | 1310.792 | 806.1578 | 1285.429 | 55.5017 | 952.6994 | 34526.5537 | 209232.8883 | 244712.1415 | 1278193.5258 | 1580368.869 | 4.805% | 1660138.6069
LOGISTICS PLATFORM #417 | INDUSTRIAL | LOGISTICS PLATFORM | 36962.7601 | 2024 | 39522.841 | 76884.5916 | 2500 | 2 | 19967.5624 | 4325.1829 | 38957.4851 | 37618.0842 | 1 | 87565.8503 | 96428.5791 | 6 | 0 | 0 | 0 | 7991.4623 | 3103.8306 | 1 | 169839.6748 | 1201.322 | 183389.1976 | 976.7648 | 28619.1581 | 61.5069 | 110.6454 | 24.0192 | 118362.0871 | 334.8822 | 0 | 206430.3074 | 97.36% | 2.639% | 422.7983 | 0 | 217.733 | 16.6471 | 843.5082 | 480.9648 | 662.2403 | 40.8389 | 824.4996 | 41881.4374 | 213338.8357 | 256044.7727 | 1121149.785 | 1440362.4823 | 11.42% | 1626063.0744
LOGISTICS PLATFORM #418 | INDUSTRIAL | LOGISTICS PLATFORM | 37258.4519 | 2019 | 40112.3587 | 59542.7527 | 2500 | 2 | 20659.3484 | 4733.9802 | 49813.5216 | 32165.0728 | 1 | 57302.9429 | 82568.1272 | 7 | 0 | 0 | 0 | 7871.2849 | 3805.4637 | 1 | 220693.3781 | 1072.7495 | 166752.3535 | 1288.2014 | 28166.513 | 76.1153 | 99.1539 | 35.7545 | 115550.4639 | 368.7265 | 0 | 160309.977 | 95.86% | 4.14% | 318.6521 | 0 | 220.7357 | 14.3433 | 939.2314 | 634.6731 | 980.6016 | 44.4292 | 819.6871 | 30947.4185 | 248228.3382 | 279995.4439 | 1054923.3637 | 1396991.0931 | 13.3% | 1611226.624
LOGISTICS PLATFORM #419 | INDUSTRIAL | LOGISTICS PLATFORM | 55610.5114 | 2014 | 41841.6836 | 100915.9098 | 2500 | 4 | 20667.7277 | 6798.4762 | 64948.7889 | 38331.3798 | 1 | 82833.6205 | 94601.1748 | 9 | 0 | 0 | 0 | 9604.6143 | 4301.62 | 1 | 318876.5773 | 1618.6789 | 160816.5618 | 1850.8108 | 40836.7024 | 125.2577 | 180.5639 | 48.3459 | 143494.6927 | 599.5538 | 0 | 302428.4934 | 97.5% | 2.501% | 678.1893 | 0 | 319.1305 | 24.6091 | 1021.1488 | 984.7584 | 1521.1709 | 60.205 | 777.4698 | 48894.3127 | 267447.3425 | 317119.125 | 1445181.3857 | 1815595.8318 | 5.654% | 1924395.7782
LOGISTICS PLATFORM #420 | INDUSTRIAL | LOGISTICS PLATFORM | 40995.122 | 2017 | 36221.7633 | 49630.6129 | 2500 | 2 | 17584.395 | 3439.382 | 41351.5722 | 36883.7129 | 1 | 69062.7518 | 89356.1953 | 9 | 0 | 0 | 0 | 7003.3499 | 3267.1608 | 1 | 185848.0072 | 1096.2253 | 187380.3174 | 1009.2287 | 28292.832 | 86.4459 | 151.8467 | 29.1689 | 113032.8067 | 447.876 | 0 | 207712.2173 | 92.84% | 7.158% | 516.5201 | 0 | 207.4969 | 14.678 | 1082.0315 | 692.003 | 1012.6175 | 38.4432 | 565.051 | 35067.4681 | 231187.0774 | 266819.5965 | 1076093.9711 | 1403156.8369 | 11.63% | 1587753.9014
LOGISTICS PLATFORM #421 | INDUSTRIAL | LOGISTICS PLATFORM | 41313.4369 | 2023 | 46118.5827 | 79115.6055 | 2500 | 2 | 22031.1478 | 4415.7511 | 55717.3519 | 38849.1277 | 1 | 78980.4257 | 104675.45 | 9 | 0 | 0 | 0 | 8384.7058 | 3171.166 | 1 | 252883.2962 | 1072.3577 | 187736.2532 | 1225.7321 | 51525.0698 | 73.717 | 120.2697 | 30.8705 | 131823.875 | 368.539 | 0 | 264259.823 | 97.48% | 2.524% | 384.4917 | 0 | 202.4646 | 21.3743 | 766.1941 | 684.9595 | 1085.0527 | 40.3925 | 846.8667 | 43142.1755 | 221681.7191 | 265670.7613 | 1328571.3058 | 1654598.2905 | 13.93% | 1922467.9763
LOGISTICS PLATFORM #422 | INDUSTRIAL | LOGISTICS PLATFORM | 25778.3303 | 2008 | 16960.3928 | 28623.9989 | 2500 | 2 | 21838.5447 | 2802.972 | 22759.8089 | 16220.6219 | 1 | 33210.8313 | 43291.415 | 4 | 0 | 0 | 0 | 4169.3753 | 1441.7121 | 1 | 123971.4895 | 720.5228 | 71685.7132 | 746.4241 | 22405.1273 | 43.7612 | 103.5246 | 19.2869 | 61251.1838 | 340.6502 | 0 | 100832.2112 | 94.46% | 5.537% | 295.2144 | 0 | 106.457 | 8.7426 | 527.4761 | 319.0098 | 644.1729 | 28.5753 | 347.8038 | 14705.5967 | 155361.3748 | 170414.7753 | 554418.3095 | 749124.0175 | 9.545% | 828174.0201
LOGISTICS PLATFORM #423 | INDUSTRIAL | LOGISTICS PLATFORM | 71080.5265 | 2018 | 78965.9429 | 122448.1297 | 2500 | 4 | 19385.4816 | 7454.3742 | 83891.1959 | 62164.1279 | 2 | 120504.0832 | 140047.9644 | 15 | 0 | 0 | 0 | 14746.85 | 7440.7274 | 2 | 353607.4336 | 1824.1387 | 237563.4632 | 2217.1149 | 59179.2946 | 116.0194 | 227.5196 | 64.0705 | 176304.4004 | 716.6105 | 0 | 289271.5094 | 96.18% | 3.821% | 849.8242 | 0 | 415.6511 | 24.3674 | 1322.1957 | 884.346 | 1851.387 | 65.5466 | 1044.8079 | 77037.9254 | 367032.9447 | 445115.6779 | 1816798.2184 | 2370178.5035 | 2.99% | 2443223.4917
LOGISTICS PLATFORM #424 | INDUSTRIAL | LOGISTICS PLATFORM | 33137.5326 | 2011 | 27570.8587 | 49195.9981 | 2500 | 2 | 24928.6 | 3187.2041 | 30317.4079 | 18334.8596 | 1 | 58143.2529 | 53707.8973 | 5 | 0 | 0 | 0 | 4728.5215 | 3111.107 | 1 | 165804.8463 | 894.3002 | 94292.6468 | 1262.7126 | 29124.4102 | 61.5372 | 114.9098 | 22.723 | 87238.599 | 474.9134 | 0 | 137488.7945 | 97.37% | 2.631% | 327.5717 | 0 | 210.1428 | 11.4481 | 737.9577 | 535.1345 | 661.5603 | 27.2873 | 514.0325 | 24963.3568 | 168811.6124 | 194289.0017 | 794630.0915 | 1033139.7272 | 4.979% | 1087270.1503
LOGISTICS PLATFORM #425 | INDUSTRIAL | LOGISTICS PLATFORM | 24080.9432 | 2012 | 26675.6169 | 27421.29 | 2500 | 2 | 23787.8802 | 1858.9565 | 17194.2136 | 14760.1385 | 1 | 52184.655 | 46329.0283 | 5 | 0 | 0 | 0 | 3529.359 | 2256.7388 | 1 | 96615.9549 | 769.7006 | 67432.6469 | 892.7788 | 17442.0635 | 59.4104 | 92.6923 | 15.4387 | 72022.3525 | 306.3183 | 0 | 121549.1273 | 95.21% | 4.794% | 220.0976 | 0 | 112.2706 | 9.31 | 675.3913 | 349.3518 | 412.3514 | 26.0075 | 411.0159 | 21820.9622 | 104674.6523 | 126906.6303 | 585165.3575 | 743214.1141 | 8.168% | 809315.1331
LOGISTICS PLATFORM #426 | INDUSTRIAL | LOGISTICS PLATFORM | 46293.9656 | 2024 | 45281.6285 | 98521.1185 | 2500 | 4 | 20989.5961 | 6587.0199 | 66758.9252 | 38952.7877 | 1 | 79707.9491 | 119998.4007 | 11 | 0 | 0 | 0 | 10836.0898 | 4811.1274 | 1 | 283917.8754 | 1239.7642 | 205757.8222 | 1862.5219 | 48085.7657 | 107.8761 | 144.8322 | 39.9606 | 144308.9561 | 486.3883 | 0 | 188459.0615 | 95.74% | 4.262% | 416.4397 | 0 | 251.7533 | 19.5226 | 804.2752 | 632.548 | 904.2884 | 42.2693 | 993.4218 | 46138.3021 | 224718.4098 | 271850.1338 | 1345835.7899 | 1674080.3593 | 9.794% | 1855850.1907
LOGISTICS PLATFORM #427 | INDUSTRIAL | LOGISTICS PLATFORM | 34971.4612 | 2019 | 42643.8132 | 48470.0961 | 2500 | 2 | 23699.0564 | 4243.7103 | 43478.5086 | 26400.0607 | 1 | 83086.5719 | 93658.951 | 6 | 0 | 0 | 0 | 6374.9046 | 3827.6902 | 1 | 195448.1787 | 1141.9499 | 156407.8677 | 902.263 | 38882.9091 | 63.5927 | 99.513 | 24.8129 | 114096.9623 | 408.7444 | 0 | 140850.4906 | 97.43% | 2.571% | 328.1872 | 0 | 183.8966 | 11.6119 | 654.6882 | 439.0919 | 891.8796 | 32.2785 | 750.4161 | 40748.04 | 210574.4255 | 252072.8816 | 1001871.3283 | 1292624.9104 | 14.18% | 1506288.5753
LOGISTICS PLATFORM #428 | INDUSTRIAL | LOGISTICS PLATFORM | 23857.442 | 2016 | 28006.446 | 27377.4535 | 2500 | 2 | 22468.9025 | 2677.3629 | 23944.7335 | 13264.7534 | 1 | 55041.312 | 59549.8974 | 5 | 0 | 0 | 0 | 4321.6483 | 2326.5628 | 1 | 95571.6354 | 646.6567 | 114710.9945 | 939.0078 | 24834.7783 | 41.1702 | 80.8683 | 19.4285 | 55595.4436 | 300.0069 | 0 | 92600.5796 | 93.51% | 6.485% | 260.205 | 0 | 118.9269 | 12.3305 | 639.5119 | 324.6697 | 475.3202 | 24.6874 | 454.9866 | 24207.504 | 108527.7994 | 133190.2901 | 614753.9981 | 784079.4081 | 2.674% | 805624.3726
LOGISTICS PLATFORM #429 | INDUSTRIAL | LOGISTICS PLATFORM | 38107.8973 | 2022 | 40880.405 | 70417.3828 | 2500 | 2 | 21641.7539 | 5220.2839 | 37708.2815 | 37162.2343 | 1 | 94009.6634 | 82639.057 | 8 | 0 | 0 | 0 | 8237.9503 | 2994.6484 | 1 | 255566.1873 | 815.7125 | 157095.0109 | 1281.3568 | 41439.1881 | 86.0814 | 115.1465 | 27.5449 | 116335.1534 | 466.1862 | 0 | 175075.7847 | 96.68% | 3.318% | 355.2029 | 0 | 176.1982 | 13.6658 | 655.6821 | 485.4829 | 877.5521 | 40.3248 | 781.4914 | 34364.3689 | 185936.5012 | 221082.3615 | 1154813.3561 | 1438586.8098 | 5.618% | 1524225.2617
LOGISTICS PLATFORM #430 | INDUSTRIAL | LOGISTICS PLATFORM | 38131.9068 | 2009 | 28466.9981 | 40487.596 | 2500 | 2 | 23390.8315 | 3835.1059 | 25022.7105 | 18196.8542 | 1 | 60997.3276 | 68833.6738 | 9 | 0 | 0 | 0 | 5812.601 | 3197.2638 | 1 | 166084.0664 | 916.6788 | 152915.1448 | 1417.846 | 31545.2812 | 58.9202 | 149.122 | 24.223 | 81999.831 | 401.1903 | 0 | 182712.5175 | 92.6% | 7.397% | 399.6294 | 0 | 165.4297 | 13.6452 | 1062.6756 | 645.4762 | 820.4282 | 34.2101 | 547.4021 | 30568.9447 | 207364.2338 | 238480.5806 | 891432.7937 | 1167901.4606 | 14.54% | 1366565.817
LOGISTICS PLATFORM #431 | INDUSTRIAL | LOGISTICS PLATFORM | 63924.669 | 2014 | 50025.0535 | 97981.2747 | 2500 | 4 | 17720.0794 | 7570.2348 | 69711.3845 | 47239.5626 | 1 | 144977.5323 | 153003.6876 | 12 | 0 | 0 | 0 | 9906.19 | 6010.8847 | 1 | 296901.8934 | 2066.5844 | 261860.469 | 2114.6069 | 58923.53 | 149.5023 | 157.1018 | 39.0975 | 151846.5486 | 722.8585 | 0 | 339807.9882 | 98.3% | 1.696% | 638.1132 | 0 | 351.1255 | 27.2888 | 1466.8871 | 862.7029 | 1102.5176 | 59.4443 | 795.5214 | 52642.2943 | 418536.0041 | 471973.8198 | 1701921.3661 | 2251822.7627 | 13.85% | 2613858.4274
LOGISTICS PLATFORM #432 | INDUSTRIAL | LOGISTICS PLATFORM | 73502.7622 | 2015 | 63413.5242 | 94140.0678 | 2500 | 4 | 18375.8138 | 8520.7547 | 77878.5153 | 47448.9719 | 2 | 110163.5126 | 169734.6927 | 19 | 0 | 0 | 0 | 12322.1134 | 7573.0541 | 2 | 285600.484 | 2464.7911 | 241322.4879 | 2311.3584 | 78172.6498 | 135.2861 | 278.1774 | 62.1911 | 239582.8343 | 826.6186 | 0 | 291594.263 | 97.24% | 2.755% | 653.5592 | 0 | 464.9087 | 39.1854 | 1400.8116 | 1353.9345 | 1644.1744 | 86.168 | 1486.2732 | 50988.4058 | 327576.8383 | 380051.5173 | 1734798.4957 | 2211853.1704 | 4.002% | 2304073.1836
LOGISTICS PLATFORM #433 | INDUSTRIAL | LOGISTICS PLATFORM | 41602.4736 | 2019 | 52419.1361 | 77057.1842 | 2500 | 2 | 21314.4981 | 4500.4439 | 38350.3824 | 31395.961 | 1 | 72467.2189 | 99521.0448 | 11 | 0 | 0 | 0 | 7523.8048 | 3613.8254 | 1 | 211287.0052 | 1423.1699 | 150702.1087 | 1239.3893 | 35983.7554 | 102.5636 | 166.9116 | 40.0182 | 92868.4114 | 516.6374 | 0 | 199223.5837 | 98.11% | 1.892% | 382.5142 | 0 | 215.2615 | 20.7305 | 1002.2651 | 623.4884 | 924.0857 | 50.2545 | 636.2668 | 41203.2451 | 229107.2768 | 270946.7886 | 1094727.113 | 1424048.6056 | 15.42% | 1683689.531
LOGISTICS PLATFORM #434 | INDUSTRIAL | LOGISTICS PLATFORM | 31521.4383 | 2010 | 22550.2295 | 43209.1842 | 2500 | 2 | 24874.0303 | 3416.6875 | 24615.2989 | 20615.6198 | 1 | 64229.2669 | 56259.5007 | 8 | 0 | 0 | 0 | 3356.3472 | 2433.3261 | 1 | 156285.1294 | 754.2164 | 112766.7036 | 1041.6406 | 25326.9589 | 53.4338 | 124.7958 | 21.851 | 79758.8119 | 346.5869 | 0 | 95110.6584 | 94.98% | 5.025% | 271.1358 | 0 | 147.0027 | 11.6396 | 733.5091 | 556.1814 | 797.0565 | 29.1498 | 419.4431 | 22758.3173 | 143963.2733 | 167141.0338 | 727876.5537 | 934430.316 | 1.749% | 951060.8434
LOGISTICS PLATFORM #435 | INDUSTRIAL | LOGISTICS PLATFORM | 59575.8874 | 2017 | 60702.9515 | 111710.0426 | 2500 | 4 | 19005.4569 | 6882.5175 | 76703.1643 | 36759.5119 | 2 | 99491.7486 | 151160.117 | 14 | 0 | 0 | 0 | 7442.9645 | 4573.3988 | 2 | 229729.8153 | 1713.2173 | 233792.0148 | 1984.7896 | 48628.4792 | 105.2166 | 197.3433 | 36.4881 | 124553.8374 | 687.0026 | 0 | 253242.3109 | 96% | 4.003% | 484.0774 | 0 | 306.4739 | 24.2313 | 1572.9731 | 817.2556 | 1603.5408 | 69.6883 | 883.8847 | 55540.363 | 373491.0513 | 429915.2989 | 1457502.426 | 1966211.1793 | 5.382% | 2078046.7399
LOGISTICS PLATFORM #436 | INDUSTRIAL | LOGISTICS PLATFORM | 71924.1549 | 2013 | 58877.9948 | 101513.2807 | 2500 | 4 | 20631.5388 | 5831.0426 | 82996.5969 | 57251.855 | 2 | 101286.0355 | 151239.7228 | 18 | 0 | 0 | 0 | 11705.8836 | 6527.6192 | 2 | 410050.3176 | 2426.6709 | 267396.0952 | 2878.736 | 48214.1277 | 149.4484 | 256.6159 | 52.0344 | 202578.5775 | 736.2503 | 0 | 230907.2305 | 95.81% | 4.19% | 579.3062 | 0 | 453.161 | 36.0304 | 1334.3464 | 851.9557 | 1846.5854 | 60.9791 | 1025.1205 | 54124.6315 | 347590.0843 | 402739.8362 | 1764348.0065 | 2270912.343 | 6.986% | 2441466.0554
LOGISTICS PLATFORM #437 | INDUSTRIAL | LOGISTICS PLATFORM | 64888.5938 | 2020 | 77288.6826 | 104778.02 | 2500 | 2 | 24108.9842 | 5684.7108 | 67720.8982 | 54338.6071 | 1 | 154011.5039 | 174944.2796 | 11 | 0 | 0 | 0 | 10504.4957 | 5588.4542 | 2 | 323900.2774 | 2133.7084 | 301054.0929 | 2263.8946 | 61733.0217 | 116.9358 | 208.5264 | 45.315 | 148183.7457 | 834.7002 | 0 | 289206.0212 | 95.47% | 4.534% | 622.6426 | 0 | 339.5319 | 31.0559 | 1477.9309 | 1182.8049 | 1586.7541 | 58.2058 | 1130.5619 | 57531.6491 | 424745.0674 | 483407.2783 | 1757972.8034 | 2312912.2136 | 14.76% | 2713384.5101
LOGISTICS PLATFORM #438 | INDUSTRIAL | LOGISTICS PLATFORM | 61711.3519 | 2010 | 51537.3916 | 91134.4235 | 2500 | 4 | 19523.4659 | 6755.4942 | 52099.5452 | 38871.7168 | 2 | 103602.977 | 95705.6671 | 14 | 0 | 0 | 0 | 7000.8844 | 5397.9496 | 2 | 283362.0724 | 1566.112 | 246283.075 | 1866.0864 | 52939.0226 | 109.0287 | 156.5224 | 45.6992 | 112440.3423 | 666.1827 | 0 | 252412.0366 | 93.37% | 6.63% | 715.0925 | 0 | 354.2084 | 22.0822 | 1647.0107 | 733.8235 | 1311.4187 | 71.1478 | 707.2422 | 37705.3336 | 271706.8105 | 310119.3864 | 1435880.8751 | 1815526.0162 | 13.28% | 2093458.545
LOGISTICS PLATFORM #439 | INDUSTRIAL | LOGISTICS PLATFORM | 40700.2669 | 2015 | 30908.9397 | 48189.3702 | 2500 | 2 | 19921.4198 | 4365.1338 | 40077.029 | 32753.6462 | 1 | 61767.974 | 83706.8041 | 7 | 0 | 0 | 0 | 5030.2776 | 2624.5226 | 1 | 188002.1015 | 1204.8542 | 140269.3945 | 1563.6662 | 42835.4805 | 104.1712 | 103.5331 | 38.5185 | 87996.7808 | 542.1358 | 0 | 213972.4034 | 94.78% | 5.223% | 346.0946 | 0 | 177.3889 | 16.8216 | 895.0847 | 576.9814 | 791.4292 | 36.6522 | 705.8899 | 41223.6964 | 264531.3335 | 306460.9197 | 999539.7076 | 1352598.7348 | 6.351% | 1444324.0939
LOGISTICS PLATFORM #440 | INDUSTRIAL | LOGISTICS PLATFORM | 23234.2433 | 2010 | 17766.6093 | 36844.5572 | 2500 | 2 | 18744.4385 | 2582.291 | 24611.369 | 17129.9685 | 1 | 30111.1868 | 49716.8821 | 5 | 0 | 0 | 0 | 3088.2797 | 1383.6888 | 1 | 102607.8841 | 802.0695 | 87175.6079 | 641.7075 | 17542.4767 | 36.3606 | 69.8843 | 17.4708 | 54533.5905 | 329.4492 | 0 | 80968.1473 | 92.03% | 7.97% | 224.8799 | 0 | 139.0068 | 10.0722 | 595.5156 | 328.0478 | 398.8282 | 27.0354 | 381.222 | 14775.0258 | 120385.2491 | 135541.4969 | 517520.2271 | 672949.8832 | 2.771% | 692125.6193
LOGISTICS PLATFORM #441 | INDUSTRIAL | LOGISTICS PLATFORM | 42286.4113 | 2019 | 48394.1814 | 70196.0786 | 2500 | 2 | 21916.4623 | 5402.1316 | 43435.9274 | 25137.1005 | 1 | 71239.2566 | 101319.6778 | 8 | 0 | 0 | 0 | 6460.9856 | 2953.5154 | 1 | 243732.1734 | 1197.2679 | 132822.7705 | 1632.8333 | 41237.074 | 103.4736 | 137.7443 | 27.6678 | 109324.6891 | 529.343 | 0 | 227238.1168 | 93.92% | 6.08% | 510.4686 | 0 | 248.6168 | 20.699 | 845.058 | 594.8316 | 1051.9836 | 48.222 | 896.8021 | 42952.9379 | 270749.1102 | 314598.8502 | 1143203.4992 | 1503234.4619 | 11.52% | 1698892.7772
LOGISTICS PLATFORM #442 | INDUSTRIAL | LOGISTICS PLATFORM | 20194.2527 | 2011 | 20361.9674 | 26394.9959 | 2500 | 2 | 18920.1671 | 2181.5041 | 21266.1783 | 11998.7241 | 1 | 42407.4785 | 32451.4054 | 4 | 0 | 0 | 0 | 3176.5567 | 1172.5843 | 1 | 108910.6415 | 458.0866 | 76514.8649 | 623.4416 | 14897.1061 | 33.2565 | 75.3815 | 16.7004 | 42535.1639 | 252.2911 | 0 | 101890.5405 | 94.98% | 5.02% | 253.4519 | 0 | 131.7316 | 9.8439 | 467.1984 | 269.4769 | 384.4757 | 17.2287 | 307.2772 | 13780.5826 | 101772.424 | 115860.2838 | 521752.2736 | 659894.6272 | 10.85% | 740234.6772
LOGISTICS PLATFORM #443 | INDUSTRIAL | LOGISTICS PLATFORM | 67860.3024 | 2014 | 74665.2903 | 124125.7548 | 2500 | 4 | 23959.5302 | 5279.4014 | 57829.0313 | 37240.4073 | 2 | 116501.7369 | 138671.4836 | 17 | 0 | 0 | 0 | 9986.3914 | 4624.6642 | 2 | 296862.7491 | 1552.2002 | 196186.6692 | 2122.8346 | 47451.6952 | 132.8081 | 213.271 | 60.5668 | 186977.734 | 894.7873 | 0 | 299477.3874 | 94.37% | 5.626% | 551.1437 | 0 | 330.7731 | 21.8549 | 1291.2766 | 799.9928 | 1892.785 | 57.3431 | 1000.4401 | 70565.8679 | 359401.1717 | 430967.4797 | 1633917.5323 | 2134086.7984 | 9.516% | 2358512.7127
LOGISTICS PLATFORM #444 | INDUSTRIAL | LOGISTICS PLATFORM | 25900.8824 | 2013 | 24721.0069 | 36895.1081 | 2500 | 2 | 17801.8036 | 2425.7499 | 25703.3256 | 16536.6644 | 1 | 53642.7585 | 64683.3293 | 4 | 0 | 0 | 0 | 3455.9566 | 1609.8613 | 1 | 102461.7579 | 641.9879 | 77888.3652 | 665.2608 | 22266.0259 | 47.5153 | 66.4859 | 19.6144 | 51543.9976 | 255.3042 | 0 | 136552.4515 | 98.19% | 1.812% | 218.7148 | 0 | 105.1516 | 13.1992 | 504.7709 | 461.3602 | 656.6176 | 28.5133 | 495.8336 | 17599.8419 | 144488.5426 | 162584.2181 | 618317.0954 | 814122.5585 | 7.25% | 877764.1927
LOGISTICS PLATFORM #445 | INDUSTRIAL | LOGISTICS PLATFORM | 65480.4803 | 2018 | 68274.7848 | 84495.9943 | 2500 | 2 | 22828.2582 | 6870.0604 | 79036.9209 | 39432.8757 | 2 | 138532.9696 | 169429.8716 | 12 | 0 | 0 | 0 | 8740.9463 | 5467.339 | 1 | 322207.8578 | 2122.9666 | 289609.2871 | 2517.9816 | 69325.3293 | 104.1154 | 163.5953 | 45.4405 | 186043.0422 | 747.2274 | 0 | 375486.1063 | 94.73% | 5.266% | 759.8724 | 0 | 288.8612 | 32.7169 | 1297.7185 | 843.6964 | 1402.467 | 62.4047 | 1297.2566 | 58480.4474 | 386279.8167 | 446057.5208 | 1862890.9461 | 2394729.3173 | 5.295% | 2528626.9026
LOGISTICS PLATFORM #446 | INDUSTRIAL | LOGISTICS PLATFORM | 69153.0144 | 2022 | 66261.6824 | 129355.6621 | 2500 | 4 | 19447.1087 | 10361.283 | 75291.5638 | 55181.0137 | 2 | 165879.1915 | 191374.7431 | 12 | 0 | 0 | 0 | 12428.0629 | 6467.0056 | 2 | 313381.0294 | 2103.2024 | 330644.7101 | 1693.5 | 61041.2497 | 170.32 | 173.7323 | 62.1996 | 183143.5279 | 791.3967 | 0 | 298876.3095 | 93.85% | 6.151% | 867.8972 | 0 | 324.7709 | 26.2285 | 1833.0754 | 983.733 | 1724.9137 | 65.983 | 1601.4933 | 60717.375 | 335020.0348 | 397338.903 | 1884193.8193 | 2367019.8858 | 14.57% | 2770694.2411
LOGISTICS PLATFORM #447 | INDUSTRIAL | LOGISTICS PLATFORM | 26523.6664 | 2011 | 23833.7777 | 30642.4631 | 2500 | 2 | 24670.2523 | 2573.8743 | 29965.7586 | 13898.3137 | 1 | 40893.0445 | 44981.2987 | 6 | 0 | 0 | 0 | 3999.4087 | 2094.8253 | 1 | 128577.1414 | 793.3656 | 98458.3484 | 902.0209 | 15996.0766 | 54.1221 | 86.7687 | 25.2091 | 49189.6103 | 340.5882 | 0 | 94843.6835 | 98.26% | 1.736% | 263.7617 | 0 | 133.7521 | 13.6439 | 489.433 | 384.0436 | 684.1037 | 26.7956 | 357.1585 | 21715.2353 | 110104.7224 | 132177.1163 | 599897.2331 | 762359.4666 | 7.645% | 825461.9387
LOGISTICS PLATFORM #448 | INDUSTRIAL | LOGISTICS PLATFORM | 23440.7714 | 2019 | 29903.9743 | 47386.5691 | 2500 | 2 | 24951.5702 | 2957.6638 | 20113.1722 | 20298.2548 | 1 | 37551.4772 | 42465.5722 | 6 | 0 | 0 | 0 | 3497.5854 | 1912.3813 | 1 | 127037.2428 | 567.5557 | 111372.498 | 699.7577 | 24894.9081 | 49.9284 | 65.9474 | 21.4094 | 59542.1315 | 211.0483 | 0 | 101870.2105 | 93.02% | 6.985% | 274.9145 | 0 | 136.7385 | 10.402 | 626.2985 | 357.8703 | 591.5115 | 25.6667 | 491.0368 | 18532.7957 | 151319.02 | 170342.8526 | 649239.14 | 852753.7175 | 14.24% | 994313.9499
LOGISTICS PLATFORM #449 | INDUSTRIAL | LOGISTICS PLATFORM | 29721.0911 | 2016 | 35682.2244 | 54816.4971 | 2500 | 2 | 24633.8005 | 3877.1111 | 34047.1391 | 18370.9915 | 1 | 63176.5774 | 62367.1748 | 7 | 0 | 0 | 0 | 4723.3033 | 2937.0765 | 1 | 147181.7518 | 707.5039 | 89314.2555 | 1024.3397 | 24769.4805 | 53.2844 | 73.3245 | 25.4607 | 63434.4778 | 415.8327 | 0 | 108744.6752 | 97.9% | 2.098% | 376.3076 | 0 | 138.6998 | 11.4786 | 535.9171 | 412.9384 | 561.3297 | 33.9188 | 400.9086 | 24252.4777 | 193330.2658 | 217983.6521 | 729877.4266 | 988561.5578 | 13.37% | 1141109.8582
LOGISTICS PLATFORM #450 | INDUSTRIAL | LOGISTICS PLATFORM | 59868.361 | 2013 | 59402.6755 | 91246.2703 | 2500 | 2 | 21802.6371 | 6354.0175 | 46861.9545 | 30852.046 | 1 | 120365.9429 | 97127.8682 | 14 | 0 | 0 | 0 | 6803.4243 | 5263.8506 | 1 | 329894.1915 | 1914.6886 | 261991.0517 | 2248.8261 | 37281.1598 | 123.4167 | 219.3234 | 53.5358 | 140602.1863 | 622.8586 | 0 | 305806.9178 | 96.83% | 3.172% | 595.0283 | 0 | 378.1779 | 31.1066 | 1193.8791 | 856.2559 | 1020.3917 | 73.6276 | 983.0243 | 46722.3817 | 373983.7669 | 421689.1729 | 1588749.7984 | 2069218.8194 | 8.738% | 2267347.6096
LOGISTICS PLATFORM #451 | INDUSTRIAL | LOGISTICS PLATFORM | 18489.5146 | 2011 | 13480.5769 | 30246.5434 | 2500 | 2 | 20225.781 | 1570.4545 | 16091.426 | 11917.4713 | 0 | 39348.2472 | 41714.074 | 4 | 0 | 0 | 0 | 2440.2624 | 1116.4973 | 0 | 64360.7123 | 446.8579 | 51831.832 | 681.8902 | 14532.4709 | 28.5885 | 68.1068 | 14.6386 | 35670.3273 | 171.7193 | 0 | 92094.004 | 96.81% | 3.192% | 167.0166 | 0 | 113.7314 | 7.5017 | 489.5608 | 294.9635 | 521.9773 | 21.3142 | 294.301 | 17107.8891 | 104190.2599 | 121592.4501 | 415503.371 | 553744.2702 | 15.23% | 653202.1483
LOGISTICS PLATFORM #452 | INDUSTRIAL | LOGISTICS PLATFORM | 29868.8461 | 2019 | 34152.1622 | 39722.4087 | 2500 | 2 | 23306.3898 | 3454.4692 | 30916.0946 | 25482.0591 | 1 | 53744.8444 | 53466.9952 | 6 | 0 | 0 | 0 | 5817.2899 | 3034.628 | 1 | 190063.2599 | 831.8351 | 114298.236 | 1101.4165 | 22553.8705 | 48.1798 | 92.2824 | 22.1661 | 96206.1351 | 310.2966 | 0 | 125244.0644 | 95.6% | 4.399% | 347.7331 | 0 | 130.8077 | 10.3474 | 649.877 | 547.3955 | 764.5741 | 27.1869 | 606.3237 | 34074.4827 | 154220.682 | 188901.4885 | 839148.7541 | 1076385.891 | 12.65% | 1232312.9238
LOGISTICS PLATFORM #453 | INDUSTRIAL | LOGISTICS PLATFORM | 64355.7973 | 2020 | 61274.0396 | 99118.6195 | 2500 | 4 | 18927.5925 | 7551.8222 | 83565.2629 | 58379.535 | 2 | 115744.5375 | 116041.9525 | 11 | 0 | 0 | 0 | 12762.0538 | 4650.5373 | 1 | 339772.9562 | 2216.3006 | 283676.921 | 2491.6926 | 66986.7476 | 123.0958 | 182.297 | 61.631 | 143357.7757 | 670.6718 | 0 | 363117.1947 | 93.98% | 6.019% | 701.5053 | 0 | 308.3205 | 23.2604 | 1677.3738 | 726.8563 | 1135.8951 | 57.2228 | 1104.742 | 48803.2235 | 427211.458 | 477119.4234 | 1824226.6927 | 2411868.975 | 13.73% | 2795559.9532
LOGISTICS PLATFORM #454 | INDUSTRIAL | LOGISTICS PLATFORM | 29837.1827 | 2024 | 31750.307 | 59597.419 | 2500 | 2 | 24363.2128 | 4532.5968 | 30338.4619 | 26547.6964 | 1 | 63110.569 | 60172.5813 | 6 | 0 | 0 | 0 | 6412.5429 | 3642.46 | 1 | 167917.9471 | 742.8134 | 135799.3415 | 1036.6779 | 23254.3113 | 69.3516 | 73.0869 | 25.1999 | 86462.4874 | 424.58 | 0 | 186173.1137 | 96.52% | 3.485% | 353.5463 | 0 | 167.3654 | 12.8795 | 630.2897 | 416.9653 | 755.6816 | 31.4764 | 476.8529 | 29442.8551 | 171613.9662 | 201533.6742 | 910319.0868 | 1153554.5142 | 2.139% | 1178768.736
LOGISTICS PLATFORM #455 | INDUSTRIAL | LOGISTICS PLATFORM | 61162.3547 | 2021 | 85445.9161 | 125733.7572 | 2500 | 4 | 22697.8884 | 7513.8401 | 59682.5198 | 49019.5588 | 2 | 105956.1701 | 176878.1523 | 10 | 0 | 0 | 0 | 13462.4187 | 5902.471 | 2 | 367176.664 | 1476.2048 | 251158.5075 | 1874.3902 | 45075.6163 | 99.0832 | 194.5858 | 52.6535 | 162448.2861 | 863.6797 | 0 | 279995.8725 | 96.04% | 3.963% | 627.1426 | 0 | 294.2859 | 27.5722 | 1294.5226 | 866.3384 | 1370.8133 | 64.4197 | 1280.0472 | 54882.8282 | 345039.5736 | 401202.449 | 1709427.7936 | 2178844.2687 | 11.7% | 2467490.4236
LOGISTICS PLATFORM #456 | INDUSTRIAL | LOGISTICS PLATFORM | 42968.6568 | 2016 | 51957.8479 | 58873.4925 | 2500 | 2 | 22271.3118 | 4266.1929 | 33346.4658 | 29514.6665 | 1 | 79012.4027 | 109292.487 | 7 | 0 | 0 | 0 | 7463.0909 | 3079.0412 | 1 | 228623.9804 | 962.0192 | 134850.5943 | 1286.6084 | 38791.9312 | 106.8133 | 157.0049 | 39.8417 | 126321.4559 | 451.2698 | 0 | 191526.0844 | 91.99% | 8.009% | 543.311 | 0 | 277.0507 | 19.6981 | 1138.0177 | 782.5759 | 1123.7583 | 35.9892 | 770.8418 | 39070.2113 | 262889.8968 | 302730.9498 | 1111985.2283 | 1478875.1369 | 7.373% | 1596587.6831
LOGISTICS PLATFORM #457 | INDUSTRIAL | LOGISTICS PLATFORM | 59178.6097 | 2009 | 47920.8251 | 61570.8202 | 2500 | 2 | 21868.7352 | 5013.5691 | 51329.0436 | 41373.3403 | 1 | 73446.168 | 92143.4862 | 10 | 0 | 0 | 0 | 8084.0805 | 3902.2295 | 1 | 247078.7456 | 2029.7609 | 182616.4661 | 2247.7042 | 46762.7576 | 118.1209 | 191.754 | 42.1799 | 155643.4368 | 542.5032 | 0 | 193557.8989 | 94.64% | 5.361% | 726.6077 | 0 | 313.7655 | 22.7236 | 1260.018 | 739.6678 | 1187.7214 | 57.3468 | 833.0339 | 46743.021 | 342140.0484 | 389716.1033 | 1231505.1115 | 1673483.3592 | 3.78% | 1739218.7016
LOGISTICS PLATFORM #458 | INDUSTRIAL | LOGISTICS PLATFORM | 46109.9048 | 2023 | 55604.4325 | 71305.6061 | 2500 | 2 | 21313.8991 | 5721.1701 | 58151.5738 | 46849.3408 | 1 | 79662.8971 | 95712.0225 | 8 | 0 | 0 | 0 | 7803.1166 | 5307.2024 | 1 | 237547.7575 | 1429.9748 | 183873.5862 | 1256.4311 | 55473.21 | 90.495 | 146.3362 | 34.5181 | 174299.8904 | 445.6335 | 0 | 284972.3156 | 96.99% | 3.006% | 460.6845 | 0 | 230.5286 | 19.1519 | 893.7378 | 575.6411 | 1244.7361 | 46.4467 | 688.7128 | 53101.1265 | 262767.9896 | 316557.829 | 1404699.5027 | 1790860.9867 | 3.959% | 1864686.5315
LOGISTICS PLATFORM #459 | INDUSTRIAL | LOGISTICS PLATFORM | 68261.7712 | 2017 | 86668.3744 | 126501.7663 | 2500 | 4 | 23218.1791 | 8298.4227 | 86715.8493 | 44008.96 | 2 | 161511.2024 | 122811.9086 | 14 | 0 | 0 | 0 | 10599.0988 | 4780.8221 | 2 | 416248.3721 | 1612.1088 | 279055.9414 | 1994.1614 | 68712.9264 | 167.957 | 220.6362 | 46.3985 | 217981.7492 | 906.0277 | 0 | 317061.617 | 97.16% | 2.836% | 672.1734 | 0 | 396.1193 | 27.0876 | 1422.3319 | 933.1771 | 1435.85 | 65.8106 | 1312.6968 | 62640.5854 | 314940.1495 | 378893.4317 | 2048745.0705 | 2535515.6814 | 8.03% | 2756888.1541
LOGISTICS PLATFORM #460 | INDUSTRIAL | LOGISTICS PLATFORM | 50827.2415 | 2023 | 66006.4038 | 88779.4364 | 2500 | 2 | 23395.5165 | 5957.2775 | 55856.303 | 42420.5931 | 1 | 97916.7692 | 123979.8406 | 11 | 0 | 0 | 0 | 7448.1176 | 5214.1499 | 1 | 271303.4279 | 1509.0443 | 262382.492 | 1667.5174 | 56558.8119 | 124.9483 | 197.7336 | 45.6457 | 165661.7889 | 644.3494 | 0 | 319188.6044 | 95.69% | 4.308% | 482.067 | 0 | 285.0332 | 19.7905 | 1033.4176 | 745.4857 | 1063.1966 | 59.0247 | 923.1262 | 56339.3867 | 311384.5975 | 368647.1104 | 1604214.5209 | 2046363.039 | 14% | 2379562.527
LOGISTICS PLATFORM #461 | INDUSTRIAL | LOGISTICS PLATFORM | 57530.7498 | 2022 | 76667.726 | 79203.7931 | 2500 | 2 | 22942.8158 | 8329.738 | 57704.8689 | 53597.2275 | 2 | 126834.4075 | 145438.1001 | 14 | 0 | 0 | 0 | 7920.9355 | 5209.2161 | 2 | 330625.9833 | 1450.1493 | 201583.7825 | 1764.2098 | 49286.7159 | 129.3527 | 148.1278 | 49.1872 | 150829.1908 | 737.2996 | 0 | 271813.8089 | 96.78% | 3.223% | 587.443 | 0 | 325.3119 | 28.8168 | 1344.1277 | 1015.0836 | 1074.7925 | 48.2996 | 1340.491 | 48088.3421 | 279694.8917 | 329123.7248 | 1582646.1426 | 2008822.1247 | 9.464% | 2218804.0916
LOGISTICS PLATFORM #462 | INDUSTRIAL | LOGISTICS PLATFORM | 50168.3161 | 2014 | 44410.1482 | 73263.329 | 2500 | 2 | 24002.5243 | 6246.3129 | 51718.6216 | 35050.6491 | 1 | 88720.3148 | 92424.8196 | 10 | 0 | 0 | 0 | 6848.6267 | 3953.7758 | 1 | 186699.1744 | 1749.3336 | 228981.6143 | 1476.3068 | 51093.6679 | 94.9388 | 156.3734 | 48.0693 | 152393.5964 | 631.851 | 0 | 249207.3765 | 95.17% | 4.825% | 428.8431 | 0 | 269.3815 | 17.0513 | 1205.8546 | 804.1828 | 1060.0063 | 58.7237 | 970.8644 | 40171.4141 | 305200.1644 | 346342.4429 | 1319565.935 | 1741912.7786 | 7.632% | 1885831.4058
LOGISTICS PLATFORM #463 | INDUSTRIAL | LOGISTICS PLATFORM | 50963.924 | 2010 | 50647.2952 | 74403.9106 | 2500 | 2 | 21908.6193 | 4895.1569 | 37176.9063 | 29511.5808 | 1 | 87375.2177 | 119030.0619 | 13 | 0 | 0 | 0 | 7243.0512 | 3152.5559 | 1 | 222108.1989 | 1345.175 | 161895.4651 | 1780.9565 | 36983.3391 | 89.0182 | 129.9029 | 38.6973 | 143890.0313 | 567.5776 | 0 | 153233.359 | 95.46% | 4.542% | 544.999 | 0 | 208.753 | 26.9601 | 1315.2594 | 814.9326 | 1017.8523 | 57.8331 | 732.727 | 44204.064 | 343351.5749 | 388288.3659 | 1143669.0053 | 1596377.2253 | 8.452% | 1743759.1608
LOGISTICS PLATFORM #464 | INDUSTRIAL | LOGISTICS PLATFORM | 71525.8583 | 2009 | 77653.2274 | 72115.569 | 2500 | 2 | 20625.1821 | 5505.6377 | 75380.5564 | 41896.7976 | 2 | 105131.9415 | 121728.0066 | 14 | 0 | 0 | 0 | 8955.6595 | 4776.3418 | 2 | 282970.6618 | 2368.1128 | 210100.888 | 1774.3142 | 40352.3841 | 178.9783 | 258.1458 | 63.6126 | 177880.7798 | 675.4857 | 0 | 308145.3148 | 95.57% | 4.432% | 761.5739 | 0 | 444.601 | 27.7398 | 1491.307 | 878.4418 | 1624.9627 | 70.5822 | 849.0327 | 58856.4854 | 299242.6673 | 358948.1854 | 1574890.0545 | 2009835.3918 | 3.59% | 2084684.2261
LOGISTICS PLATFORM #465 | INDUSTRIAL | LOGISTICS PLATFORM | 37642.8428 | 2022 | 53738.1413 | 63790.8825 | 2500 | 2 | 23976.9495 | 4198.6769 | 47993.084 | 27990.0485 | 1 | 79996.8621 | 109855.4496 | 7 | 0 | 0 | 0 | 5881.2523 | 3864.6184 | 1 | 165018.171 | 1103.7901 | 172719.4119 | 1439.4569 | 40991.9412 | 78.3198 | 130.5527 | 33.2662 | 137215.2533 | 345.3336 | 0 | 216052.5101 | 96.55% | 3.446% | 312.4848 | 0 | 153.4471 | 19.7232 | 853.1672 | 627.4239 | 733.2633 | 28.7459 | 545.9678 | 39255.5664 | 167803.3805 | 207604.9147 | 1124085.9709 | 1374851.2323 | 11.07% | 1546032.6499
LOGISTICS PLATFORM #466 | INDUSTRIAL | LOGISTICS PLATFORM | 51343.1069 | 2020 | 60076.4209 | 78976.4634 | 2500 | 2 | 19565.9975 | 4738.332 | 43658.289 | 40314.0917 | 1 | 86860.7583 | 129635.3024 | 12 | 0 | 0 | 0 | 10448.4842 | 5517.2584 | 1 | 224390.9591 | 1314.5768 | 202813.8469 | 1922.7211 | 42333.7868 | 117.3178 | 183.0375 | 44.9608 | 113495.191 | 580.7758 | 0 | 231438.9682 | 95.3% | 4.698% | 444.3388 | 0 | 314.5871 | 22.8174 | 1254.4171 | 770.8095 | 1048.6454 | 51.4776 | 975.9996 | 63151.7633 | 338607.9496 | 402735.7125 | 1304661.2455 | 1786572.2147 | 5.114% | 1882856.5394
LOGISTICS PLATFORM #467 | INDUSTRIAL | LOGISTICS PLATFORM | 44596.3921 | 2016 | 50737.0004 | 78371.2619 | 2500 | 2 | 24846.0811 | 5895.6469 | 54431.2663 | 31222.3858 | 1 | 70185.8678 | 119223.624 | 10 | 0 | 0 | 0 | 7859.9092 | 4150.9424 | 1 | 218650.9581 | 1154.427 | 157780.1093 | 1592.3834 | 42265.2065 | 102.1217 | 154.2115 | 35.5338 | 95797.728 | 564.1314 | 0 | 177921.3707 | 97.56% | 2.436% | 562.302 | 0 | 200.6398 | 23.7186 | 1071.7584 | 830.5643 | 1257.2074 | 53.5872 | 748.9705 | 30632.8815 | 279793.8232 | 311175.6753 | 1094819.7417 | 1457402.7079 | 7.97% | 1583618.2589
LOGISTICS PLATFORM #468 | INDUSTRIAL | LOGISTICS PLATFORM | 21184.9423 | 2010 | 15506.8272 | 29572.1462 | 2500 | 2 | 22275.0369 | 2436.2348 | 19103.2079 | 10676.2026 | 1 | 30341.3319 | 44648.7342 | 6 | 0 | 0 | 0 | 3061.6498 | 1312.3932 | 0 | 91636.914 | 507.1068 | 71181.0034 | 553.6792 | 14260.5751 | 39.3888 | 64.0632 | 16.6546 | 57635.7808 | 294.7139 | 0 | 91507.189 | 94.92% | 5.077% | 242.7385 | 0 | 111.9889 | 7.7824 | 373.8709 | 347.4998 | 389.2276 | 17.489 | 383.2503 | 14380.4338 | 94909.938 | 109673.6222 | 493212.4597 | 631605.6898 | 7.809% | 685102.2483
LOGISTICS PLATFORM #469 | INDUSTRIAL | LOGISTICS PLATFORM | 24468.3765 | 2008 | 23403.2764 | 32807.565 | 2500 | 2 | 22741.05 | 2317.319 | 17074.4308 | 11571.6268 | 1 | 32016.4531 | 53503.7353 | 5 | 0 | 0 | 0 | 2974.4028 | 2160.2531 | 0 | 100717.8421 | 574.912 | 98764.8954 | 656.737 | 14721.5156 | 39.772 | 93.5031 | 17.0461 | 53908.4829 | 302.9417 | 0 | 90966.0477 | 97.25% | 2.75% | 217.388 | 0 | 116.787 | 10.2004 | 441.9397 | 441.1995 | 585.9049 | 22.1312 | 421.6963 | 16394.9244 | 113723.3823 | 130540.003 | 538937.785 | 696263.0174 | 1.159% | 704427.9298
LOGISTICS PLATFORM #470 | INDUSTRIAL | LOGISTICS PLATFORM | 58845.4594 | 2010 | 54945.2279 | 93247.3303 | 2500 | 2 | 24323.5941 | 4514.4227 | 61976.7097 | 30165.384 | 2 | 100714.9583 | 107740.2366 | 14 | 0 | 0 | 0 | 6458.0653 | 4123.0177 | 1 | 272519.9531 | 1858.2339 | 178103.9262 | 1896.7686 | 47818.345 | 146.7958 | 180.8774 | 42.4801 | 123402.0318 | 759.6929 | 0 | 184701.1473 | 96.54% | 3.464% | 535.2443 | 0 | 391.5388 | 24.5716 | 1012.0514 | 924.3917 | 1397.6105 | 53.3176 | 832.4814 | 36868.9805 | 268510.0492 | 306211.5112 | 1276758.6495 | 1632827.1997 | 13.52% | 1888011.6082
LOGISTICS PLATFORM #471 | INDUSTRIAL | LOGISTICS PLATFORM | 44624.9568 | 2020 | 37764.7228 | 85433.6665 | 2500 | 2 | 22576.8642 | 5832.8393 | 55931.1842 | 31108.4356 | 1 | 72065.7537 | 100263.5012 | 10 | 0 | 0 | 0 | 7666.2548 | 4985.9346 | 1 | 283382.5526 | 1048.6462 | 142197.0317 | 1679.4872 | 51879.7 | 96.4469 | 166.9168 | 29.2481 | 112211.5378 | 422.635 | 0 | 222092.9798 | 94.91% | 5.087% | 506.9564 | 0 | 206.6366 | 21.4871 | 1199.7344 | 654.6878 | 986.0181 | 40.0816 | 999.3936 | 45268.4339 | 227071.5455 | 273339.373 | 1234234.4341 | 1560309.1221 | 4.54% | 1634511.6994
LOGISTICS PLATFORM #472 | INDUSTRIAL | LOGISTICS PLATFORM | 61629.5465 | 2023 | 62748.4223 | 128071.3411 | 2500 | 4 | 21998.1087 | 8119.1735 | 89090.9047 | 62303.221 | 1 | 161511.3728 | 191796.3487 | 10 | 0 | 0 | 0 | 11194.897 | 5571.4174 | 2 | 351134.0853 | 2091.7055 | 244853.5133 | 1549.4737 | 48927.8471 | 139.8841 | 197.1396 | 37.8043 | 141756.141 | 565.3136 | 0 | 378405.853 | 97.06% | 2.936% | 590.6025 | 0 | 358.2101 | 27.0873 | 1505.3949 | 1076.2548 | 1098.3917 | 71.8141 | 1155.0256 | 60907.262 | 285639.4095 | 347701.697 | 1879757.9576 | 2329829.4897 | 4.492% | 2439398.2457
LOGISTICS PLATFORM #473 | INDUSTRIAL | LOGISTICS PLATFORM | 37932.4855 | 2016 | 41257.312 | 44512.0288 | 2500 | 2 | 21576.3514 | 3131.4627 | 46695.8384 | 22418.3269 | 1 | 56801.6776 | 68607.7187 | 8 | 0 | 0 | 0 | 7250.7159 | 3574.2756 | 1 | 164500.7905 | 1023.9157 | 153316.4247 | 962.096 | 40803.6158 | 82.8897 | 94.6692 | 28.0635 | 88251.6684 | 393.5257 | 0 | 146196.8358 | 98.66% | 1.34% | 304.4104 | 0 | 216.2521 | 15.9169 | 687.285 | 432.4537 | 790.1934 | 39.5052 | 565.2533 | 38700.1504 | 178854.3325 | 218119.7362 | 935217.5159 | 1212036.8264 | 13.62% | 1403165.1423
LOGISTICS PLATFORM #474 | INDUSTRIAL | LOGISTICS PLATFORM | 33175.2939 | 2014 | 34493.6131 | 51348.8181 | 2500 | 2 | 18129.2457 | 2613.3789 | 32249.8477 | 18892.9643 | 1 | 55809.3665 | 81304.1815 | 8 | 0 | 0 | 0 | 6337.5125 | 2459.613 | 1 | 127908.3838 | 768.4817 | 125539.0268 | 1180.9042 | 32800.5762 | 69.828 | 84.0449 | 24.0684 | 81611.3188 | 414.6171 | 0 | 179712.8862 | 94.75% | 5.251% | 327.2308 | 0 | 172.8612 | 13.1479 | 769.2783 | 508.2013 | 757.0739 | 35.5698 | 525.5244 | 27734.5276 | 149978.6838 | 178238.7357 | 842520.9611 | 1064475.8317 | 12.85% | 1221455.0199
LOGISTICS PLATFORM #475 | INDUSTRIAL | LOGISTICS PLATFORM | 33627.2086 | 2018 | 32427.7658 | 50673.2662 | 2500 | 2 | 24590.7159 | 3682.823 | 38908.3514 | 29933.4142 | 1 | 62402.1216 | 90631.2445 | 9 | 0 | 0 | 0 | 6703.2133 | 2931.5493 | 1 | 149421.1134 | 790.3257 | 140256.4021 | 1009.7751 | 30570.5596 | 73.46 | 87.7161 | 31.8877 | 106723.6308 | 452.0964 | 0 | 157312.3103 | 95.41% | 4.588% | 261.7777 | 0 | 180.3453 | 14.6529 | 912.5017 | 523.3337 | 899.8667 | 35.3002 | 560.1681 | 30077.853 | 155110.2516 | 185748.2727 | 899062.0016 | 1131340.2212 | 10.93% | 1270225.3723
LOGISTICS PLATFORM #476 | INDUSTRIAL | LOGISTICS PLATFORM | 20243.7953 | 2013 | 23309.108 | 33974.4407 | 2500 | 2 | 22568.3598 | 2112.3994 | 22211.2479 | 14758.3365 | 1 | 32421.1702 | 37388.6579 | 4 | 0 | 0 | 0 | 3816.9113 | 1937.1582 | 0 | 71128.9146 | 557.1693 | 91742.1192 | 718.9816 | 12875.2372 | 33.0628 | 68.8928 | 17.8008 | 40784.4789 | 295.3184 | 0 | 80698.2606 | 97.88% | 2.122% | 247.1444 | 0 | 131.9673 | 7.7678 | 392.9568 | 249.5895 | 409.8871 | 23.6705 | 311.1934 | 21435.3088 | 127208.1823 | 148954.6845 | 489754.0826 | 668320.4364 | 8.427% | 729825.2971
LOGISTICS PLATFORM #477 | INDUSTRIAL | LOGISTICS PLATFORM | 25384.1345 | 2012 | 20043.3207 | 29931.2375 | 2500 | 2 | 18242.4745 | 2577.9085 | 27933.5826 | 18868.2496 | 1 | 53021.5503 | 40412.5543 | 6 | 0 | 0 | 0 | 3165.2523 | 1722.9895 | 1 | 120861.9645 | 736.4329 | 82188.6691 | 646.9892 | 23549.8478 | 51.6882 | 100.9399 | 23.6056 | 65275.9682 | 319.167 | 0 | 126782.829 | 94.61% | 5.386% | 195.3077 | 0 | 125.0638 | 9.8436 | 595.6024 | 442.8212 | 434.1329 | 26.314 | 475.7494 | 21726.568 | 119137.419 | 141339.7364 | 637523.0961 | 808493.2381 | 8.739% | 885911.9715
LOGISTICS PLATFORM #478 | INDUSTRIAL | LOGISTICS PLATFORM | 48547.9953 | 2017 | 39686.2542 | 79798.504 | 2500 | 2 | 19369.9974 | 4966.3607 | 62267.8209 | 33680.0579 | 1 | 102716.0199 | 97152.287 | 8 | 0 | 0 | 0 | 7328.2336 | 4631.8259 | 2 | 256309.7851 | 1151.9479 | 204001.0901 | 1781.0095 | 49495.288 | 102.7945 | 135.3397 | 31.7835 | 133207.0017 | 531.5693 | 0 | 188152.1824 | 98.57% | 1.433% | 447.9896 | 0 | 263.6779 | 17.3051 | 927.6143 | 788.7323 | 1204.1366 | 40.2168 | 903.1158 | 41757.158 | 292205.2449 | 334865.5187 | 1295768.2945 | 1694110.0413 | 14.21% | 1974791.3282
LOGISTICS PLATFORM #479 | INDUSTRIAL | LOGISTICS PLATFORM | 51358.4202 | 2021 | 60605.8945 | 81480.0866 | 2500 | 2 | 23564.6087 | 7126.3579 | 60960.3367 | 48658.7599 | 1 | 105161.566 | 126105.7368 | 11 | 0 | 0 | 0 | 7339.3517 | 4801.3225 | 2 | 271346.6751 | 1720.0437 | 246187.2158 | 1912.151 | 53753.5644 | 97.9518 | 178.211 | 42.427 | 163320.7685 | 636.4108 | 0 | 270500.6935 | 95.66% | 4.344% | 633.8324 | 0 | 276.3544 | 23.9799 | 1254.4137 | 799.0093 | 993.8496 | 45.7304 | 1100.1989 | 58368.1744 | 216844.7254 | 276313.0987 | 1535233.8177 | 1886423.4778 | 4.341% | 1972021.2317
LOGISTICS PLATFORM #480 | INDUSTRIAL | LOGISTICS PLATFORM | 68421.7332 | 2015 | 78409.9411 | 111917.18 | 2500 | 4 | 19373.6836 | 5736.6085 | 72394.7451 | 46503.4899 | 2 | 127672.8197 | 139711.8283 | 17 | 0 | 0 | 0 | 9233.2328 | 4806.7984 | 2 | 313394.807 | 1684.1458 | 314249.3458 | 1962.5193 | 59684.4517 | 165.6657 | 263.3497 | 58.717 | 214043.8946 | 629.7245 | 0 | 307141.3249 | 94.3% | 5.7% | 638.9352 | 0 | 427.7157 | 33.6444 | 1533.9784 | 1168.6561 | 1286.0207 | 74.6083 | 897.239 | 48620.0247 | 335546.1547 | 385063.4184 | 1852192.4344 | 2337853.0323 | 3.281% | 2417169.1212
LOGISTICS PLATFORM #481 | INDUSTRIAL | LOGISTICS PLATFORM | 38549.7511 | 2021 | 34226.7742 | 61913.1949 | 2500 | 2 | 23781.0588 | 3861.2098 | 38283.2244 | 32618.2608 | 1 | 79943.8125 | 117649.855 | 8 | 0 | 0 | 0 | 8071.884 | 4195.4021 | 1 | 170517.7351 | 1196.9752 | 183471.1535 | 1307.9507 | 44799.7614 | 95.2548 | 128.117 | 30.629 | 115590.4361 | 395.1875 | 0 | 176632.5832 | 98.58% | 1.418% | 312.6509 | 0 | 220.9244 | 14.889 | 741.7725 | 713.3076 | 1064.595 | 31.9652 | 598.0993 | 48352.6245 | 258601.3469 | 307552.0707 | 1066076.3318 | 1422676.7018 | 8.81% | 1560132.018
LOGISTICS PLATFORM #482 | INDUSTRIAL | LOGISTICS PLATFORM | 37360.0201 | 2020 | 36536.3138 | 69144.1063 | 2500 | 2 | 24456.5354 | 3560.8151 | 32858.5066 | 36005.2717 | 1 | 81998.7309 | 103726.0368 | 6 | 0 | 0 | 0 | 7355.0361 | 3678.0613 | 1 | 204707.7544 | 1034.8033 | 192634.9102 | 1348.4352 | 33099.3304 | 92.0349 | 126.1179 | 25.1511 | 104996.936 | 357.0561 | 0 | 140534.3517 | 98.33% | 1.67% | 436.9219 | 0 | 242.7083 | 18.0727 | 683.5746 | 458.9649 | 927.3479 | 35.9303 | 650.2716 | 43535.4479 | 252670.3726 | 296856.0922 | 1066482.0505 | 1427422.8225 | 6.455% | 1525913.4291
LOGISTICS PLATFORM #483 | INDUSTRIAL | LOGISTICS PLATFORM | 15653.4857 | 2020 | 14133.3135 | 22070.7159 | 2500 | 2 | 21753.607 | 1483.5077 | 19136.0423 | 11952.3534 | 0 | 34280.7421 | 35295.1961 | 3 | 0 | 0 | 0 | 2977.2572 | 1770.9165 | 0 | 87466.9457 | 338.068 | 50615.0896 | 498.8049 | 18263.2867 | 32.5944 | 46.4372 | 10.3197 | 54526.7565 | 144.9284 | 0 | 75314.8967 | 97.17% | 2.835% | 166.4687 | 0 | 95.0681 | 8.0901 | 343.174 | 248.7179 | 430.7407 | 12.8956 | 213.7279 | 18788.2644 | 89912.3699 | 108914.3622 | 437481.8519 | 563775.0507 | 6.805% | 604944.2255
LOGISTICS PLATFORM #484 | INDUSTRIAL | LOGISTICS PLATFORM | 15824.3859 | 2014 | 14926.9676 | 24585.2702 | 2500 | 2 | 23201.0276 | 1948.2771 | 15357.7206 | 8426.3684 | 0 | 24466.4511 | 29337.3467 | 3 | 0 | 0 | 0 | 1873.5025 | 1543.2309 | 0 | 57335.7781 | 377.6675 | 64916.0747 | 521.7798 | 14542.5194 | 39.5826 | 60.0096 | 12.476 | 35543.6201 | 220.9453 | 0 | 63675.4565 | 95.02% | 4.984% | 131.16 | 0 | 105.1773 | 7.1329 | 340.0684 | 197.9503 | 274.3499 | 16.358 | 302.563 | 17037.9315 | 90378.6515 | 107719.1461 | 372033.7851 | 497558.6892 | 12.37% | 567784.7458
LOGISTICS PLATFORM #485 | INDUSTRIAL | LOGISTICS PLATFORM | 18498.3459 | 2021 | 16799.4571 | 35916.0876 | 2500 | 2 | 18987.3789 | 2064.4758 | 17689.1901 | 15302.516 | 1 | 42299.6403 | 44729.3052 | 4 | 0 | 0 | 0 | 4063.4706 | 1857.7454 | 0 | 114103.6976 | 520.4793 | 89571.0794 | 708.8757 | 17395.9321 | 31.0901 | 57.5806 | 12.2428 | 67390.122 | 166.8335 | 0 | 92506.1696 | 97.12% | 2.88% | 203.476 | 0 | 76.3347 | 8.4825 | 408.8858 | 269.9665 | 395.0067 | 18.1365 | 368.0765 | 20231.3614 | 122928.9931 | 143528.4309 | 571396.8639 | 738714.0243 | 3.521% | 765677.0708
LOGISTICS PLATFORM #486 | INDUSTRIAL | LOGISTICS PLATFORM | 57306.5442 | 2021 | 80667.5039 | 83773.919 | 2500 | 2 | 20917.6374 | 5572.8897 | 78300.8977 | 35369.737 | 1 | 126690.7367 | 126996.8093 | 13 | 0 | 0 | 0 | 9579.8116 | 5059.2485 | 2 | 350485.8061 | 1748.419 | 236757.5274 | 2087.3652 | 45972.2478 | 131.9706 | 202.6528 | 33.8015 | 163601.1161 | 730.9438 | 0 | 299182.4376 | 94.95% | 5.054% | 709.5989 | 0 | 334.2756 | 29.2928 | 1267.3622 | 714.8895 | 1423.8168 | 44.9318 | 1080.1759 | 52605.0189 | 295297.8216 | 348983.0164 | 1690698.4994 | 2115600.4744 | 12.61% | 2420842.6271
LOGISTICS PLATFORM #487 | INDUSTRIAL | LOGISTICS PLATFORM | 39878.3823 | 2019 | 45102.6003 | 79558.2744 | 2500 | 2 | 23135.854 | 3727.4345 | 51903.8143 | 28760.2975 | 1 | 97215.5721 | 90225.9355 | 8 | 0 | 0 | 0 | 8260.114 | 3515.2483 | 1 | 185096.3482 | 1266.8006 | 200293.6848 | 1413.7051 | 39611.4253 | 89.1263 | 102.8327 | 29.482 | 141032.0175 | 493.4484 | 0 | 176030.4899 | 95.24% | 4.765% | 413.3753 | 0 | 201.2165 | 13.648 | 764.3617 | 523.8194 | 1090.2489 | 30.3452 | 702.939 | 32412.4928 | 166852.9824 | 199968.4142 | 1176946.9955 | 1436870.103 | 9.494% | 1587600.4618
LOGISTICS PLATFORM #488 | INDUSTRIAL | LOGISTICS PLATFORM | 22831.9603 | 2016 | 20252.8342 | 38151.667 | 2500 | 2 | 19190.0667 | 3027.6118 | 25169.1107 | 18249.9255 | 1 | 45493.1522 | 60081.4589 | 5 | 0 | 0 | 0 | 3727.9614 | 2051.6819 | 1 | 101587.5163 | 592.2548 | 96413.2406 | 815.2629 | 17597.6871 | 57.3437 | 82.1527 | 17.9182 | 54575.6766 | 306.809 | 0 | 102444.5697 | 93.89% | 6.109% | 278.3504 | 0 | 149.9677 | 11.7704 | 394.8062 | 370.7666 | 540.9905 | 20.5804 | 390.5184 | 17127.234 | 98069.8572 | 115587.6097 | 585836.8383 | 733405.514 | 5.311% | 774539.6201
LOGISTICS PLATFORM #489 | INDUSTRIAL | LOGISTICS PLATFORM | 44854.7769 | 2022 | 53758.0197 | 65282.2683 | 2500 | 2 | 17610.7105 | 4630.7645 | 48400.7885 | 39332.3342 | 1 | 116023.4014 | 115444.0435 | 11 | 0 | 0 | 0 | 7834.1506 | 4471.0231 | 1 | 242581.8063 | 1014.3377 | 204225.3311 | 1489.9948 | 49639.0788 | 69.4214 | 152.3469 | 29.7939 | 101230.348 | 552.7765 | 0 | 237239.7544 | 93.94% | 6.063% | 558.5431 | 0 | 287.4944 | 22.3262 | 1141.5519 | 585.672 | 1136.0311 | 35.4324 | 783.9156 | 53425.0574 | 253981.4141 | 308190.387 | 1295489.3908 | 1652424.5132 | 15.12% | 1946790.0731
LOGISTICS PLATFORM #490 | INDUSTRIAL | LOGISTICS PLATFORM | 48256.9518 | 2015 | 59760.0085 | 63883.0653 | 2500 | 2 | 18010.7772 | 4939.0053 | 49742.1294 | 37596.6984 | 2 | 86885.4492 | 80432.7063 | 13 | 0 | 0 | 0 | 7785.4613 | 3101.5239 | 1 | 270989.8998 | 1587.8674 | 190266.457 | 1363.8224 | 34203.256 | 76.1386 | 129.1586 | 45.0864 | 108521.6456 | 563.4341 | 0 | 198774.4929 | 97.44% | 2.559% | 537.5354 | 0 | 314.5162 | 19.2126 | 1040.732 | 688.7834 | 932.0064 | 57.965 | 770.2779 | 35402.1767 | 217088.7132 | 253261.1679 | 1238890.3683 | 1560123.8001 | 3.889% | 1623260.0328
LOGISTICS PLATFORM #491 | INDUSTRIAL | LOGISTICS PLATFORM | 50365.1227 | 2011 | 49884.4306 | 60158.2973 | 2500 | 2 | 19853.6999 | 5672.3576 | 38926.2674 | 37701.2291 | 1 | 68695.3929 | 102621.6747 | 12 | 0 | 0 | 0 | 7785.7428 | 4614.5994 | 1 | 187539.1474 | 1657.347 | 215633.7791 | 1912.422 | 30191.7937 | 109.861 | 142.4863 | 30.8291 | 112812.6468 | 490.7342 | 0 | 233047.101 | 95.82% | 4.181% | 544.4827 | 0 | 293.5312 | 24.3768 | 1232.4479 | 903.7235 | 1152.7378 | 42.3704 | 853.6399 | 48075.6644 | 328841.8597 | 377771.164 | 1180289.8271 | 1622870.2798 | 12.29% | 1850217.2154
LOGISTICS PLATFORM #492 | INDUSTRIAL | LOGISTICS PLATFORM | 25446.7875 | 2017 | 22987.1017 | 31321.8451 | 2500 | 2 | 24305.8283 | 2964.9688 | 30029.7945 | 21830.7294 | 1 | 47851.6302 | 62459.4022 | 4 | 0 | 0 | 0 | 3736.7158 | 2487.4606 | 1 | 142818.7763 | 723.6726 | 79291.4364 | 870.5378 | 23971.9154 | 46.3257 | 67.3019 | 16.9734 | 81405.5309 | 351.9259 | 0 | 99260.6817 | 93.15% | 6.845% | 296.3676 | 0 | 159.0852 | 8.3078 | 648.0764 | 323.4211 | 511.015 | 24.0669 | 473.123 | 25947.6293 | 121533.6829 | 147954.4352 | 653413.8564 | 831606.0534 | 8.399% | 907857.8176
LOGISTICS PLATFORM #493 | INDUSTRIAL | LOGISTICS PLATFORM | 42921.9781 | 2018 | 41108.9556 | 55746.5471 | 2500 | 2 | 17538.8879 | 4994.668 | 39650.5228 | 31992.1484 | 1 | 90291.6014 | 105230.7114 | 11 | 0 | 0 | 0 | 5474.6697 | 4064.7154 | 1 | 273159.7667 | 1449.4079 | 186774.7454 | 1269.1196 | 41859.0618 | 76.8929 | 159.8865 | 29.98 | 136535.756 | 387.4988 | 0 | 193316.5146 | 97.61% | 2.389% | 360.6693 | 0 | 285.7134 | 16.6626 | 942.7755 | 779.0948 | 1015.1693 | 51.0304 | 819.2514 | 44124.8233 | 273260.2924 | 318204.3671 | 1229956.4434 | 1605691.0155 | 3.583% | 1665364.3876
LOGISTICS PLATFORM #494 | INDUSTRIAL | LOGISTICS PLATFORM | 40913.2745 | 2009 | 44519.4481 | 48988.6385 | 2500 | 2 | 20557.1648 | 3637.248 | 29070.4465 | 28749.0785 | 1 | 79223.7797 | 85307.7789 | 7 | 0 | 0 | 0 | 4793.9393 | 3702.7948 | 1 | 139512.8393 | 1133.9456 | 134385.4889 | 1368.9373 | 29882.558 | 94.3686 | 118.163 | 38.1011 | 93217.4178 | 572.7609 | 0 | 149268.2905 | 96.92% | 3.078% | 508.5989 | 0 | 181.8935 | 15.827 | 768.5898 | 462.3462 | 824.3041 | 42.2437 | 510.9313 | 28399.305 | 183730.9857 | 212641.2219 | 866686.8935 | 1119333.8734 | 15% | 1316816.1189
LOGISTICS PLATFORM #495 | INDUSTRIAL | LOGISTICS PLATFORM | 39092.7664 | 2014 | 31320.7805 | 68304.438 | 2500 | 2 | 20089.2424 | 3622.0686 | 41378.6839 | 31634.7799 | 1 | 61441.794 | 87035.1372 | 7 | 0 | 0 | 0 | 6536.5026 | 3519.3967 | 1 | 153274.862 | 1156.7937 | 126255.6119 | 1111.629 | 26571.2486 | 80.2784 | 113.5117 | 31.9024 | 97273.4327 | 555.1907 | 0 | 180524.6651 | 97.05% | 2.945% | 382.9035 | 0 | 160.7499 | 17.2458 | 1009.6114 | 705.1847 | 1052.7696 | 33.9907 | 729.295 | 30180.4799 | 185143.1274 | 216052.9023 | 910035.096 | 1165374.2268 | 13.75% | 1351179.009
LOGISTICS PLATFORM #496 | INDUSTRIAL | LOGISTICS PLATFORM | 43666.9723 | 2021 | 49456.5542 | 73354.4774 | 2500 | 2 | 19807.6357 | 5741.4017 | 44503.4274 | 33512.5692 | 1 | 100571.0569 | 111827.2015 | 9 | 0 | 0 | 0 | 9206.7579 | 4603.3013 | 1 | 190265.3473 | 1233.3826 | 226184.8807 | 1691.8963 | 43439.4329 | 107.9095 | 133.6814 | 41.2784 | 103114.2911 | 533.8429 | 0 | 179131.0056 | 97.93% | 2.07% | 432.2542 | 0 | 278.9002 | 16.6534 | 1079.955 | 813.4587 | 780.7996 | 52.1575 | 848.7053 | 46587.051 | 214265.7759 | 261701.5322 | 1203636.9909 | 1539255.0775 | 3.188% | 1589949.2355
LOGISTICS PLATFORM #497 | INDUSTRIAL | LOGISTICS PLATFORM | 64355.0072 | 2018 | 60573.2202 | 127454.8369 | 2500 | 4 | 18315.4721 | 8114.8067 | 83865.3062 | 40489.1094 | 2 | 102606.3805 | 176693.5398 | 14 | 0 | 0 | 0 | 8521.125 | 4618.5926 | 2 | 340406.2421 | 1887.1881 | 229823.5657 | 2044.5645 | 65259.7614 | 164.56 | 187.8821 | 42.192 | 217933.8847 | 628.7092 | 0 | 352879.4978 | 94% | 6.002% | 549.4063 | 0 | 371.2994 | 23.6065 | 1670.2504 | 1161.1222 | 1521.9908 | 71.0829 | 1193.6323 | 49166.3448 | 364045.4511 | 414405.4282 | 1812143.5797 | 2304601.432 | 10.06% | 2562322.5324
LOGISTICS PLATFORM #498 | INDUSTRIAL | LOGISTICS PLATFORM | 25755.5656 | 2017 | 29063.8336 | 50073.5765 | 2500 | 2 | 23944.0163 | 2866.6451 | 22224.2417 | 14486.8558 | 1 | 46633.4313 | 54667.2373 | 6 | 0 | 0 | 0 | 3604.8637 | 1843.6709 | 1 | 102233.4631 | 899.0898 | 103059.5482 | 883.2037 | 19119.9205 | 51.0139 | 90.8333 | 16.7093 | 85453.0117 | 352.7836 | 0 | 98736.4 | 92.47% | 7.53% | 291.9446 | 0 | 136.1538 | 10.155 | 711.1597 | 379.7552 | 451.5487 | 23.1155 | 353.9806 | 28338.8585 | 147592.6641 | 176285.5032 | 651585.5173 | 856666.8815 | 15.17% | 1009863.7897
LOGISTICS PLATFORM #499 | INDUSTRIAL | LOGISTICS PLATFORM | 28530.2513 | 2021 | 36631.531 | 43159.9095 | 2500 | 2 | 20500.4152 | 3933.1031 | 31377.557 | 17892.7024 | 1 | 64351.6377 | 71066.0208 | 5 | 0 | 0 | 0 | 6258.2582 | 2821.0217 | 1 | 143452.1137 | 823.1453 | 103069.237 | 1057.891 | 32084.2389 | 50.5653 | 80.7187 | 17.7955 | 66460.9718 | 387.526 | 0 | 160895.7124 | 94.91% | 5.089% | 260.5562 | 0 | 158.2681 | 14.8299 | 563.665 | 341.8924 | 801.0379 | 24.5927 | 418.1487 | 34704.1273 | 188178.7711 | 223301.0471 | 795936.5946 | 1050475.9474 | 15.51% | 1243277.3203
LOGISTICS PLATFORM #500 | INDUSTRIAL | LOGISTICS PLATFORM | 40031.0547 | 2010 | 35298.5024 | 51052.6981 | 2500 | 2 | 18874.5387 | 3558.4016 | 40907.6513 | 21867.9657 | 1 | 65614.0427 | 70675.8521 | 8 | 0 | 0 | 0 | 5567.1738 | 3670.4815 | 1 | 173156.3904 | 987.5431 | 109601.1459 | 1622.5287 | 25897.3599 | 92.3219 | 151.1596 | 28.8253 | 113999.1541 | 389.7274 | 0 | 152743.8266 | 95.4% | 4.601% | 470.1618 | 0 | 186.049 | 15.7537 | 926.3384 | 550.0567 | 1046.8409 | 43.291 | 457.1805 | 39600.2596 | 195532.5565 | 235589.9966 | 897829.3308 | 1171041.0935 | 9.768% | 1297813.2144
CAR PARKS #1 | TERTIARY | CAR PARKS | 26200 | 2007 | 21012 | 0 | 0 | 0 | 0 | 19973 | 16300 | 16426 | 2 | 13685 | 16022 | 15 | 0 | 0 | 0 | 0 | 0 | 0 | 41891 | 2640 | 294405 | 1237 | 5423 | 0 | 48 | 0 | 125192 | 574 | 0 | 125000 | 75% | 25% | 7786 | 5000 | 150 | 16 | 250 | 450 | 700 | 50 | 8953 | 31010 | 207595 | 247558 | 777890 | 1025448 | 4.665% | 1075623
CAR PARKS #2 | TERTIARY | CAR PARKS | 14700.3533 | 2007 | 9769.7766 | 0 | 0 | 0 | 0 | 10422.9985 | 8059.4873 | 6532.4908 | 1 | 7267.864 | 6220.3671 | 8 | 0 | 0 | 0 | 0 | 0 | 0 | 13926.3436 | 963.7223 | 156481.6153 | 481.233 | 2666.5264 | 0 | 25.7928 | 0 | 49360.4222 | 257.3622 | 0 | 62798.3602 | 66.11% | 33.89% | 4037.5889 | 2598.6558 | 80.4014 | 6.2668 | 129.3096 | 230.646 | 237.1097 | 27.8647 | 4744.4279 | 16901.8015 | 102280.9975 | 123927.2268 | 360274.618 | 484920.9053 | 3.343% | 501691.6716
CAR PARKS #3 | TERTIARY | CAR PARKS | 30955.4909 | 2009 | 19909.0913 | 0 | 0 | 0 | 0 | 21562.069 | 12802.8136 | 16638.7475 | 1 | 15673.4846 | 12893.8909 | 17 | 0 | 0 | 0 | 0 | 0 | 0 | 36999.087 | 1935.5489 | 251067.7245 | 1437.592 | 5978.5782 | 0 | 38.8277 | 0 | 145931.9102 | 503.7832 | 0 | 118742.2318 | 58.82% | 41.18% | 6021.3784 | 3834.9458 | 114.9296 | 17.4259 | 219.3131 | 331.4187 | 720.1783 | 35.6496 | 7287.0497 | 27694.004 | 161321.1894 | 196302.2431 | 698597.9748 | 896583.5785 | 6.437% | 958264.9584
CAR PARKS #4 | TERTIARY | CAR PARKS | 15233.5647 | 2009 | 8585.4998 | 0 | 0 | 0 | 0 | 10703.5516 | 7123.5117 | 7481.4258 | 1 | 6818.4018 | 7228.578 | 8 | 0 | 0 | 0 | 0 | 0 | 0 | 15702.5755 | 1281.5489 | 162822.1833 | 677.0713 | 3055.4877 | 0 | 26.6083 | 0 | 58670.2927 | 235.886 | 0 | 55302.0721 | 58.46% | 41.54% | 4242.8597 | 2714.7343 | 60.9012 | 7.1795 | 103.5803 | 247.1445 | 367.0335 | 17.8825 | 4644.934 | 17876.2205 | 76192.7906 | 98713.9451 | 369562.238 | 468935.4885 | 3.929% | 488113.335
CAR PARKS #5 | TERTIARY | CAR PARKS | 44517.5539 | 2007 | 25140.1132 | 0 | 0 | 0 | 0 | 31906.9154 | 19165.7192 | 20816.332 | 2 | 13789.3917 | 19058.828 | 18 | 0 | 0 | 0 | 0 | 0 | 0 | 47941.8348 | 3599.6757 | 342311.1528 | 1564.6741 | 7637.9084 | 0 | 79.9123 | 0 | 180354.8633 | 779.6165 | 0 | 203172.8313 | 79.23% | 20.77% | 8599.0757 | 8175.7085 | 165.4023 | 22.9441 | 408.5014 | 675.0036 | 937.6747 | 75.907 | 11599.768 | 45018.9031 | 307568.6525 | 364187.3237 | 976493.0507 | 1342634.355 | 1.538% | 1363608.7134
CAR PARKS #6 | TERTIARY | CAR PARKS | 25222.1292 | 2017 | 17598.2349 | 0 | 0 | 0 | 0 | 18124.3208 | 14161.1948 | 18940.189 | 1 | 12352.3504 | 14850.1895 | 12 | 0 | 0 | 0 | 0 | 0 | 0 | 43995.1553 | 2008.2373 | 249534.0151 | 1119.9419 | 6260.0361 | 0 | 43.9969 | 0 | 119258.2408 | 410.6084 | 0 | 114490.0492 | 53.05% | 46.95% | 5691.4896 | 4805.7173 | 110.2181 | 10.2156 | 172.3625 | 416.0029 | 487.6327 | 39.8728 | 10291.516 | 24858.7092 | 188607.2498 | 223757.4751 | 664054.6112 | 889321.2266 | 3.637% | 922885.0322
CAR PARKS #7 | TERTIARY | CAR PARKS | 29069.1727 | 2016 | 27714.6318 | 0 | 0 | 0 | 0 | 17950.2603 | 16147.1223 | 14628.0082 | 1 | 13997.6079 | 20508.2132 | 15 | 0 | 0 | 0 | 0 | 0 | 0 | 37816.0872 | 2666.5965 | 291827.7944 | 1208.5316 | 6288.6524 | 0 | 40.3249 | 0 | 153584.2809 | 521.0916 | 0 | 145389.2434 | 64.19% | 35.81% | 8526.4428 | 3673.4645 | 134.9978 | 15.5218 | 170.5781 | 481.8705 | 666.0748 | 49.4941 | 9702.7771 | 29897.3537 | 145719.4013 | 185319.5321 | 789886.4317 | 977162.9445 | 2.453% | 1001735.8721
CAR PARKS #8 | TERTIARY | CAR PARKS | 28250.1958 | 2018 | 27325.387 | 0 | 0 | 0 | 0 | 16521.638 | 21006.3428 | 19226.1317 | 2 | 16345.2466 | 20239.7497 | 13 | 0 | 0 | 0 | 0 | 0 | 0 | 50353.3867 | 2008.1787 | 337091.624 | 1035.5386 | 4966.269 | 0 | 36.0164 | 0 | 139565.7619 | 575.8695 | 0 | 136452.8862 | 51.73% | 48.27% | 7901.6931 | 4990.3659 | 117.0308 | 13.1553 | 212.1153 | 481.5541 | 535.4535 | 42.952 | 10052.3136 | 32330.4947 | 183947.0543 | 226329.8626 | 833645.9138 | 1061912.9153 | 1.242% | 1075265.638
CAR PARKS #9 | TERTIARY | CAR PARKS | 62102.1923 | 2019 | 56574.3594 | 0 | 0 | 0 | 0 | 43914.1214 | 38801.4074 | 44161.9196 | 4 | 40244.5814 | 39811.4669 | 26 | 0 | 0 | 0 | 0 | 0 | 0 | 100197.9775 | 4603.694 | 756734.1099 | 2612.8944 | 10314.2223 | 0 | 69.5085 | 0 | 290190.783 | 1095.613 | 0 | 251303.4606 | 81.82% | 18.18% | 11475.1674 | 10628.5114 | 235.4967 | 37.4483 | 452.8861 | 697.8012 | 1313.9977 | 92.5256 | 16879.2533 | 78938.316 | 415737.7467 | 511555.3161 | 1771871.6871 | 2286831.2556 | 3.725% | 2375309.9319
CAR PARKS #10 | TERTIARY | CAR PARKS | 15100.7801 | 2013 | 10174.2557 | 0 | 0 | 0 | 0 | 10265.1018 | 9772.2384 | 8663.6413 | 1 | 8220.4214 | 6647.053 | 8 | 0 | 0 | 0 | 0 | 0 | 0 | 23517.9544 | 961.7841 | 174647.0878 | 516.8551 | 2952.1764 | 0 | 20.4788 | 0 | 66031.7198 | 281.4054 | 0 | 66338.121 | 71.92% | 28.08% | 4301.8856 | 2396.567 | 67.2589 | 6.0556 | 133.027 | 231.8665 | 329.1701 | 26.1496 | 4847.1491 | 15411.4942 | 116844.3789 | 137103.0222 | 412832.3391 | 550931.2976 | 2.6% | 565640.6415
CAR PARKS #11 | TERTIARY | CAR PARKS | 31907.6944 | 2015 | 21596.4214 | 0 | 0 | 0 | 0 | 26451.1524 | 16514.5298 | 19306.0996 | 2 | 18014.3911 | 14881.7039 | 16 | 0 | 0 | 0 | 0 | 0 | 0 | 49680.1623 | 2901.0171 | 328092.7468 | 1503.5653 | 7419.3683 | 0 | 58.2653 | 0 | 114515.5906 | 665.909 | 0 | 122191.1271 | 69.14% | 30.86% | 7579.8907 | 4997.0904 | 163.6661 | 14.72 | 272.9457 | 504.5031 | 682.3928 | 54.7233 | 12536.7498 | 35799.0177 | 187927.7985 | 236263.5659 | 792041.3819 | 1029818.8162 | 0.8187% | 1038319.7772
CAR PARKS #12 | TERTIARY | CAR PARKS | 54692.4851 | 2017 | 50108.897 | 0 | 0 | 0 | 0 | 44809.4664 | 27558.489 | 33544.521 | 3 | 28831.0516 | 32212.6204 | 28 | 0 | 0 | 0 | 0 | 0 | 0 | 71205.4326 | 4001.1815 | 723101.2248 | 2180.329 | 8599.8532 | 0 | 80.7038 | 0 | 256542.6724 | 1050.1019 | 0 | 225778.0665 | 84.27% | 15.73% | 16049.1393 | 9767.4206 | 281.5043 | 32.5603 | 405.9051 | 856.7513 | 1315.4764 | 65.3858 | 22649.6657 | 68293.7562 | 420506.0824 | 511449.5043 | 1607392.8768 | 2122214.1646 | 0.7004% | 2137183.7132
CAR PARKS #13 | TERTIARY | CAR PARKS | 50342.9953 | 2022 | 44561.6219 | 0 | 0 | 0 | 0 | 45397.3396 | 26776.414 | 36933.2707 | 3 | 26367.4165 | 27639.0145 | 21 | 0 | 0 | 0 | 0 | 0 | 0 | 105890.7086 | 4236.8573 | 761092.0596 | 1809.2322 | 10813.2336 | 0 | 79.6817 | 0 | 214197.9522 | 890.0869 | 0 | 322017.7509 | 86.63% | 13.37% | 14890.7437 | 6005.5794 | 277.198 | 25.0806 | 440.5212 | 519.402 | 956.6662 | 60.5244 | 15828.7545 | 67374.4244 | 357087.5771 | 440290.756 | 1725420.6845 | 2168651.5593 | 2.776% | 2230580.2834
CAR PARKS #14 | TERTIARY | CAR PARKS | 29950.348 | 2014 | 25920.7593 | 0 | 0 | 0 | 0 | 23830.1173 | 14892.4236 | 18482.728 | 2 | 12836.6236 | 13990.1329 | 12 | 0 | 0 | 0 | 0 | 0 | 0 | 43241.3381 | 2985.2615 | 372609.1054 | 1281.3463 | 4987.9586 | 0 | 33.8326 | 0 | 145438.5256 | 642.7185 | 0 | 136496.7939 | 56.18% | 43.82% | 7669.7104 | 5561.7666 | 165.2924 | 11.3903 | 207.5896 | 381.5296 | 736.9806 | 50.4016 | 9058.0244 | 32479.1109 | 221952.4654 | 263489.6007 | 865077.0574 | 1130658.7892 | 3.4% | 1170451.4015
CAR PARKS #15 | TERTIARY | CAR PARKS | 42793.3807 | 2011 | 24395.1788 | 0 | 0 | 0 | 0 | 29635.0477 | 22548.086 | 23017.0809 | 3 | 18137.5828 | 26413.3366 | 23 | 0 | 0 | 0 | 0 | 0 | 0 | 60128.0113 | 2587.6385 | 435184.6433 | 1481.4798 | 8650.7693 | 0 | 74.3595 | 0 | 142391.6755 | 914.7414 | 0 | 166264.9707 | 75.96% | 24.04% | 10365.7188 | 6645.2698 | 243.449 | 20.938 | 403.9167 | 531.9115 | 719.5212 | 52.3381 | 13582.2811 | 46084.1224 | 266862.0305 | 326528.4339 | 1017675.45 | 1346416.2294 | 1.024% | 1360340.9623
CAR PARKS #16 | TERTIARY | CAR PARKS | 41551.3765 | 2020 | 33652.0933 | 0 | 0 | 0 | 0 | 38084.9724 | 31545.6718 | 29299.5083 | 2 | 17394.4276 | 19846.6102 | 16 | 0 | 0 | 0 | 0 | 0 | 0 | 84674.7393 | 3434.5361 | 388434.9784 | 1622.3969 | 7594.9344 | 0 | 73.8426 | 0 | 191470.8259 | 863.1329 | 0 | 219886.5204 | 79.45% | 20.55% | 10763.4727 | 7102.467 | 161.109 | 15.3999 | 294.6689 | 634.3218 | 758.6 | 77.3722 | 12456.4411 | 42441.5835 | 212582.4947 | 267480.5193 | 1123934.8941 | 1394192.4101 | 3.745% | 1448432.1728
CAR PARKS #17 | TERTIARY | CAR PARKS | 61505.3548 | 2010 | 34213.905 | 0 | 0 | 0 | 0 | 41018.4851 | 31199.5903 | 27342.4258 | 3 | 31623.6763 | 34400.5064 | 28 | 0 | 0 | 0 | 0 | 0 | 0 | 97889.536 | 3959.4707 | 644242.1029 | 2744.0145 | 10660.6539 | 0 | 106.4164 | 0 | 193556.026 | 873.209 | 0 | 202876.1748 | 57.36% | 42.64% | 11246.5337 | 7897.9317 | 301.0677 | 29.7504 | 570.6129 | 673.292 | 1509.3202 | 74.6099 | 13886.2273 | 60539.8692 | 444315.7859 | 518741.8824 | 1432573.3261 | 1953964.5104 | 3.041% | 2015258.5571
CAR PARKS #18 | TERTIARY | CAR PARKS | 57893.89 | 2012 | 32433.9571 | 0 | 0 | 0 | 0 | 43397.4633 | 30415.9486 | 30872.6313 | 3 | 25703.3607 | 25053.6849 | 27 | 0 | 0 | 0 | 0 | 0 | 0 | 86524.414 | 5391.2768 | 648571.2444 | 1736.4963 | 12873.4753 | 0 | 103.5968 | 0 | 296107.7028 | 1013.7373 | 0 | 194496.5139 | 83.52% | 16.48% | 16623.8868 | 8218.557 | 236.8807 | 35.1519 | 339.7818 | 846.9355 | 1324.526 | 104.3003 | 14078.9518 | 48879.0142 | 386738.4245 | 449696.3905 | 1508337.6596 | 1961064.0609 | 1.901% | 1999067.0673
CAR PARKS #19 | TERTIARY | CAR PARKS | 53967.5858 | 2013 | 45671.9176 | 0 | 0 | 0 | 0 | 34657.1252 | 31804.7861 | 31093.0789 | 4 | 29803.8818 | 31285.4721 | 26 | 0 | 0 | 0 | 0 | 0 | 0 | 58339.4017 | 4083.7748 | 435789.4636 | 1838.9439 | 9397.7794 | 0 | 60.9564 | 0 | 185873.4826 | 1174.9498 | 0 | 240380.8888 | 43.56% | 56.44% | 14102.0642 | 8633.8086 | 280.3752 | 28.2717 | 474.2491 | 712.5421 | 1093.0288 | 98.7554 | 19106.1154 | 70922.7807 | 365652.0404 | 455680.9365 | 1223588.6422 | 1682844.4722 | 3.468% | 1743294.7393
CAR PARKS #20 | TERTIARY | CAR PARKS | 15434.6098 | 2018 | 13524.9586 | 0 | 0 | 0 | 0 | 14008.053 | 11714.6961 | 10734.0354 | 1 | 7261.3252 | 10436.3215 | 7 | 0 | 0 | 0 | 0 | 0 | 0 | 21746.3596 | 954.4926 | 192536.6969 | 462.1347 | 2798.9425 | 0 | 26.4219 | 0 | 83291.0659 | 231.0768 | 0 | 56185.8779 | 54.62% | 45.38% | 4507.9986 | 2582.2519 | 68.4001 | 8.4673 | 115.8336 | 189.2149 | 341.0724 | 21.8772 | 4672.6774 | 16441.0043 | 95897.1313 | 117010.8129 | 446295.431 | 564167.8541 | 3.19% | 582760.52
CAR PARKS #21 | TERTIARY | CAR PARKS | 47558.6034 | 2018 | 45163.4059 | 0 | 0 | 0 | 0 | 34933.8811 | 24404.6325 | 32656.7213 | 3 | 29908.3362 | 26442.4671 | 20 | 0 | 0 | 0 | 0 | 0 | 0 | 67411.9994 | 3495.6301 | 457761.5729 | 2169.8235 | 9289.7306 | 0 | 56.3839 | 0 | 260264.6627 | 991.4129 | 0 | 266767.9644 | 51.43% | 48.57% | 14102.8003 | 8257.5572 | 210.3494 | 27.2167 | 366.0882 | 783.7568 | 1172.4001 | 79.0691 | 18242.5156 | 59821.8089 | 329622.8544 | 407687.1788 | 1340889.6969 | 1751644.1722 | 2.726% | 1800732.9419
CAR PARKS #22 | TERTIARY | CAR PARKS | 25567.8424 | 2013 | 19820.1906 | 0 | 0 | 0 | 0 | 13735.7313 | 15884.526 | 16054.4968 | 1 | 14076.2537 | 16480.2523 | 12 | 0 | 0 | 0 | 0 | 0 | 0 | 41650.028 | 2348.5425 | 270268.3572 | 1025.5942 | 4197.5908 | 0 | 38.2504 | 0 | 92382.6104 | 434.835 | 0 | 127963.9473 | 67.92% | 32.08% | 7498.9917 | 3910.6128 | 116.6926 | 11.95 | 194.4824 | 427.1134 | 508.7098 | 36.4133 | 8682.4461 | 33796.643 | 166633.0553 | 209112.1444 | 676468.8167 | 887378.6525 | 0.5484% | 892271.538
CAR PARKS #23 | TERTIARY | CAR PARKS | 54131.8415 | 2022 | 56051.4516 | 0 | 0 | 0 | 0 | 49055.8032 | 37037.8956 | 32141.3135 | 4 | 37749.0941 | 28696.6997 | 25 | 0 | 0 | 0 | 0 | 0 | 0 | 89936.6626 | 4093.6987 | 523378.9552 | 2230.0132 | 14823.0589 | 0 | 81.3112 | 0 | 317900.5915 | 919.6829 | 0 | 273949.0293 | 66.1% | 33.9% | 14803.4885 | 9159.707 | 192.2489 | 28.3758 | 435.8682 | 789.3154 | 1190.5351 | 102.9859 | 21998.3432 | 75768.123 | 288684.2857 | 386450.7519 | 1575853.4702 | 1965468.0427 | 4.823% | 2065061.2681
CAR PARKS #24 | TERTIARY | CAR PARKS | 35932.2592 | 2015 | 32224.2103 | 0 | 0 | 0 | 0 | 25020.0951 | 21027.825 | 17382.7233 | 2 | 15429.8974 | 18688.7433 | 15 | 0 | 0 | 0 | 0 | 0 | 0 | 59048.544 | 3207.5103 | 408631.5188 | 1432.7874 | 7130.917 | 0 | 60.9774 | 0 | 160746.4704 | 525.7106 | 0 | 172353.0975 | 71.64% | 28.36% | 8554.016 | 6034.6661 | 137.9205 | 21.3635 | 262.593 | 472.7408 | 624.3257 | 46.1922 | 13895.2927 | 43044.618 | 235273.0522 | 292212.9629 | 1009342.052 | 1304280.6733 | 3.901% | 1357222.7946
CAR PARKS #25 | TERTIARY | CAR PARKS | 45756.9729 | 2013 | 33653.2671 | 0 | 0 | 0 | 0 | 25519.9609 | 25720.9197 | 23009.9269 | 3 | 22208.3575 | 25678.8688 | 16 | 0 | 0 | 0 | 0 | 0 | 0 | 56147.3003 | 4030.5686 | 464736.9605 | 1644.0229 | 8374.6987 | 0 | 70.1737 | 0 | 175227.2261 | 774.9592 | 0 | 164156.0664 | 68.73% | 31.27% | 13362.448 | 5729.922 | 256.4439 | 19.2533 | 428.9734 | 661.4732 | 1183.9209 | 74.3678 | 10849.66 | 53491.0703 | 236527.4088 | 300868.1391 | 1095611.473 | 1399833.6227 | 3.188% | 1445925.0692
CAR PARKS #26 | TERTIARY | CAR PARKS | 59485.4657 | 2020 | 52668.4644 | 0 | 0 | 0 | 0 | 54465.3897 | 35861.4693 | 42538.3643 | 4 | 38752.6858 | 42796.2216 | 32 | 0 | 0 | 0 | 0 | 0 | 0 | 96534.6919 | 4738.2832 | 730665.8026 | 2301.3194 | 11520.9818 | 0 | 85.4972 | 0 | 353460.4049 | 1239.9799 | 0 | 358407.7894 | 87.05% | 12.95% | 14500.0429 | 10411.0014 | 298.2957 | 31.3219 | 477.165 | 908.9473 | 1114.965 | 97.0795 | 23935.9356 | 59781.4834 | 409648.8162 | 493366.2351 | 1911665.2048 | 2409609.8697 | 5.691% | 2555019.1598
CAR PARKS #27 | TERTIARY | CAR PARKS | 52164.4689 | 2014 | 35902.5003 | 0 | 0 | 0 | 0 | 28850.2323 | 28019.984 | 25914.5837 | 4 | 27130.2941 | 28855.1309 | 27 | 0 | 0 | 0 | 0 | 0 | 0 | 95510.9037 | 3602.7264 | 453576.1904 | 1981.2368 | 10473.0546 | 0 | 69.6779 | 0 | 190639.1115 | 833.8615 | 0 | 240040.9686 | 44.59% | 55.41% | 15266.775 | 7250.2657 | 277.4356 | 30.1651 | 406.4139 | 624.7371 | 1040.3477 | 85.5896 | 19784.5117 | 47944.62 | 249216.0173 | 316945.1491 | 1239657.8676 | 1559357.1861 | 3.896% | 1622564.3147
CAR PARKS #28 | TERTIARY | CAR PARKS | 16933.3687 | 2017 | 11105.8179 | 0 | 0 | 0 | 0 | 15719.1311 | 9860.6979 | 8732.0842 | 1 | 9382.9557 | 9756.2143 | 9 | 0 | 0 | 0 | 0 | 0 | 0 | 21768.3498 | 1151.3935 | 163390.568 | 656.64 | 3906.3563 | 0 | 30.4113 | 0 | 77783.1816 | 252.372 | 0 | 62530.1875 | 44.85% | 55.15% | 3866.8156 | 3112.7956 | 69.2245 | 9.0721 | 147.0207 | 214.0006 | 385.7376 | 26.2301 | 6427.048 | 18063.1882 | 123911.9212 | 148402.1574 | 421116.4979 | 570644.5046 | 4.198% | 595651.7539
CAR PARKS #29 | TERTIARY | CAR PARKS | 54570.3421 | 2018 | 39736.3705 | 0 | 0 | 0 | 0 | 40632.1324 | 32952.1818 | 26868.5578 | 3 | 23640.2274 | 27095.3048 | 31 | 0 | 0 | 0 | 0 | 0 | 0 | 97808.5256 | 4923.3723 | 498754.8719 | 1935.989 | 11172.2647 | 0 | 72.7546 | 0 | 322960.5072 | 1045.5287 | 0 | 241379.7435 | 85.56% | 14.44% | 11901.6062 | 8440.0252 | 250.5802 | 22.0025 | 444.4744 | 876.443 | 1396.4155 | 67.7174 | 14500.721 | 80401.4647 | 426396.4556 | 521298.6413 | 1477765.8065 | 2002521.4432 | 3.113% | 2066862.9531
CAR PARKS #30 | TERTIARY | CAR PARKS | 23376.4379 | 2013 | 14156.4038 | 0 | 0 | 0 | 0 | 17328.537 | 14864.6741 | 10946.4772 | 1 | 10332.1711 | 12223.831 | 13 | 0 | 0 | 0 | 0 | 0 | 0 | 31079.1747 | 1737.5061 | 214174.173 | 774.8453 | 4122.4095 | 0 | 31.0695 | 0 | 121697.9356 | 428.5115 | 0 | 79361.4021 | 74.27% | 25.73% | 6795.4383 | 3489.935 | 84.765 | 12.5662 | 184.4414 | 245.4767 | 561.8875 | 27.8982 | 5530.81 | 20068.9439 | 115042.4892 | 140642.2431 | 560542.7341 | 702318.5655 | 4.978% | 739111.4594
CAR PARKS #31 | TERTIARY | CAR PARKS | 34725.5317 | 2013 | 25460.5815 | 0 | 0 | 0 | 0 | 25990.9877 | 20941.9857 | 16519.2695 | 2 | 12588.7962 | 19715.75 | 12 | 0 | 0 | 0 | 0 | 0 | 0 | 42871.9186 | 2570.1596 | 429615.4289 | 1528.6519 | 5627.364 | 0 | 40.243 | 0 | 148723.8398 | 666.559 | 0 | 176082.979 | 56.88% | 43.12% | 9729.6651 | 5192.1219 | 151.6451 | 18.9069 | 214.6249 | 537.7387 | 667.0814 | 51.4513 | 13300.456 | 32274.1675 | 206454.0172 | 252028.6407 | 982328.3481 | 1236429.2915 | 1.208% | 1251553.83
CAR PARKS #32 | TERTIARY | CAR PARKS | 15192.5567 | 2014 | 12299.3798 | 0 | 0 | 0 | 0 | 9172.5163 | 10224.521 | 9278.4025 | 1 | 8930.7253 | 7597.466 | 6 | 0 | 0 | 0 | 0 | 0 | 0 | 18289.3733 | 1391.3464 | 136682.7934 | 458.1314 | 2979.3072 | 0 | 24.5162 | 0 | 81864.8215 | 289.5791 | 0 | 76445.4353 | 68.11% | 31.89% | 2973.1657 | 2134.5456 | 64.6225 | 6.1995 | 110.8264 | 183.8123 | 340.5053 | 26.1678 | 3676.6267 | 19017.8322 | 78047.9735 | 100742.4324 | 399543.6226 | 501220.4588 | 4.609% | 525438.876
CAR PARKS #33 | TERTIARY | CAR PARKS | 42903.4396 | 2018 | 36918.8874 | 0 | 0 | 0 | 0 | 40026.1757 | 21669.7142 | 22670.5807 | 3 | 27942.3789 | 25868.3894 | 20 | 0 | 0 | 0 | 0 | 0 | 0 | 80713.4076 | 3398.9351 | 588946.7172 | 1893.2661 | 8049.6726 | 0 | 47.3163 | 0 | 165682.1507 | 744.6026 | 0 | 253161.9617 | 71.82% | 28.18% | 10178.3277 | 6204.4502 | 236.1713 | 23.9048 | 252.3674 | 677.2104 | 718.6543 | 52.4474 | 12626.7861 | 53678.3676 | 317452.2958 | 383757.4495 | 1356924.0504 | 1743573.8997 | 5.451% | 1844093.7217
CAR PARKS #34 | TERTIARY | CAR PARKS | 24024.0206 | 2021 | 21457.669 | 0 | 0 | 0 | 0 | 20348.1786 | 13558.501 | 17664.107 | 1 | 10531.6941 | 16920.0207 | 8 | 0 | 0 | 0 | 0 | 0 | 0 | 36678.6207 | 2181.663 | 239890.9823 | 731.2064 | 5044.4028 | 0 | 41.6657 | 0 | 135768.6282 | 450.2887 | 0 | 147190.9736 | 59.72% | 40.28% | 5484.4768 | 3322.8166 | 101.2857 | 9.5211 | 200.4763 | 359.4852 | 601.9899 | 37.5542 | 10060.5888 | 37561.1085 | 184028.5883 | 231650.2856 | 713510.6071 | 946603.4565 | 5.428% | 1000937.8243
CAR PARKS #35 | TERTIARY | CAR PARKS | 53769.2053 | 2017 | 37947.6037 | 0 | 0 | 0 | 0 | 31418.5093 | 35634.7225 | 36946.7924 | 4 | 26000.9616 | 29567.3196 | 22 | 0 | 0 | 0 | 0 | 0 | 0 | 95592.7393 | 5221.8611 | 581623.9302 | 1984.8589 | 10166.5573 | 0 | 59.2657 | 0 | 213638.1706 | 836.4252 | 0 | 227349.1682 | 83.02% | 16.98% | 14748.5022 | 7855.2913 | 265.9406 | 23.2001 | 451.5198 | 577.1068 | 1337.3183 | 64.7333 | 20711.3923 | 48022.2357 | 321725.8499 | 390459.4779 | 1398716.8463 | 1793181.6158 | 2.639% | 1841782.042
CAR PARKS #36 | TERTIARY | CAR PARKS | 35992.798 | 2018 | 31477.5254 | 0 | 0 | 0 | 0 | 29947.7194 | 22766.0088 | 17359.5569 | 2 | 20132.2154 | 27223.2333 | 16 | 0 | 0 | 0 | 0 | 0 | 0 | 43537.9609 | 3477.3763 | 450869.9021 | 1557.7135 | 8628.9443 | 0 | 48.9128 | 0 | 162743.6054 | 553.1837 | 0 | 148557.0889 | 68.34% | 31.66% | 9125.9812 | 6785.8616 | 185.1827 | 21.7113 | 326.2921 | 448.7247 | 627.6481 | 51.4075 | 9640.3772 | 46294.3605 | 233817.3689 | 289752.1067 | 1025889.1112 | 1318082.7584 | 4.205% | 1375939.9612
CAR PARKS #37 | TERTIARY | CAR PARKS | 41817.9439 | 2009 | 23776.9573 | 0 | 0 | 0 | 0 | 22781.0833 | 24778.8001 | 24506.7279 | 2 | 22356.6278 | 18067.9441 | 17 | 0 | 0 | 0 | 0 | 0 | 0 | 47151.11 | 3656.0935 | 392905.0959 | 1297.2299 | 6263.8141 | 0 | 58.9008 | 0 | 179513.7133 | 640.7354 | 0 | 189496.6367 | 61% | 39% | 8621.0955 | 7602.5103 | 156.2439 | 20.6007 | 381.883 | 713.8735 | 1005.1323 | 48.9403 | 14153.52 | 37759.8848 | 233848.5148 | 285761.9196 | 1011157.5371 | 1298989.3917 | 4.528% | 1360601.1936
CAR PARKS #38 | TERTIARY | CAR PARKS | 46024.0788 | 2007 | 33364.6282 | 0 | 0 | 0 | 0 | 30443.3605 | 24412.8802 | 26394.5142 | 3 | 22405.5827 | 21440.4113 | 18 | 0 | 0 | 0 | 0 | 0 | 0 | 60195.1994 | 4374.6712 | 460345.8994 | 1948.5972 | 8167.6739 | 0 | 58.3791 | 0 | 175578.2178 | 889.87 | 0 | 150059.9838 | 71.47% | 28.53% | 8234.3934 | 7742.7317 | 202.7542 | 19.1091 | 309.4794 | 643.9029 | 1174.2112 | 81.8725 | 11562.5699 | 41108.4112 | 230472.0768 | 283143.0579 | 1070695.5704 | 1355904.2885 | 3.78% | 1409172.2743
CAR PARKS #39 | TERTIARY | CAR PARKS | 22526.0825 | 2021 | 22563.7145 | 0 | 0 | 0 | 0 | 15421.2556 | 15613.2315 | 11452.8473 | 2 | 11340.186 | 15610.3541 | 9 | 0 | 0 | 0 | 0 | 0 | 0 | 34887.8456 | 1788.1219 | 228907.1643 | 683.8433 | 5791.2811 | 0 | 38.0368 | 0 | 101132.8324 | 343.5472 | 0 | 94521.0931 | 88.28% | 11.72% | 5683.6443 | 2829.6829 | 89.8451 | 11.3439 | 186.5852 | 374.4827 | 387.7739 | 35.6968 | 9991.8828 | 25629.3519 | 107379.2815 | 143000.5162 | 595831.466 | 740490.6825 | 0.9399% | 747516.5411
CAR PARKS #40 | TERTIARY | CAR PARKS | 19884.5329 | 2016 | 11578.0929 | 0 | 0 | 0 | 0 | 16030.5655 | 12307.366 | 12401.9242 | 1 | 8650.7314 | 11152.6464 | 9 | 0 | 0 | 0 | 0 | 0 | 0 | 30432.0017 | 1488.1141 | 229840.1087 | 831.495 | 4828.8769 | 0 | 24.9559 | 0 | 83377.2887 | 399.379 | 0 | 75441.9056 | 82.63% | 17.37% | 4833.0723 | 2936.685 | 74.3593 | 12.0125 | 130.2504 | 285.6649 | 470.3845 | 29.0341 | 5429.3796 | 18203.1113 | 99067.7498 | 122700.2407 | 522567.6649 | 646831.9676 | 6.388% | 690973.0539
CAR PARKS #41 | TERTIARY | CAR PARKS | 61657.0404 | 2011 | 44096.0137 | 0 | 0 | 0 | 0 | 44485.7126 | 26557.9869 | 25967.2267 | 4 | 30900.4808 | 40112.6167 | 25 | 0 | 0 | 0 | 0 | 0 | 0 | 91660.9079 | 3728.7944 | 699357.2514 | 2326.65 | 13440.9172 | 0 | 110.7581 | 0 | 223102.8863 | 916.6826 | 0 | 214564.7938 | 67.1% | 32.9% | 14778.6093 | 8245.7276 | 264.487 | 34.4179 | 399.0874 | 1011.4245 | 1431.6839 | 98.9063 | 18986.6042 | 70715.0156 | 389745.8223 | 479447.4421 | 1555730.5719 | 2038957.6073 | 3.104% | 2104275.4828
CAR PARKS #42 | TERTIARY | CAR PARKS | 26924.5785 | 2021 | 17872.2128 | 0 | 0 | 0 | 0 | 24955.9602 | 19316.3715 | 17942.8565 | 2 | 14121.3622 | 17956.0089 | 11 | 0 | 0 | 0 | 0 | 0 | 0 | 39851.8573 | 1937.0025 | 307722.7311 | 864.2089 | 6762.3571 | 0 | 48.6038 | 0 | 165545.3784 | 514.65 | 0 | 149786.3618 | 59% | 41% | 6939.349 | 3445.1574 | 145.518 | 15.2355 | 205.4203 | 383.5182 | 696.2633 | 44.4138 | 11648.8507 | 40044.6564 | 160392.5282 | 212086.0353 | 839403.7629 | 1053293.8538 | 5.838% | 1118596.1892
CAR PARKS #43 | TERTIARY | CAR PARKS | 26113.9124 | 2021 | 23319.7449 | 0 | 0 | 0 | 0 | 20056.7067 | 16463.1674 | 13961.7766 | 1 | 11419.3994 | 17050.4167 | 14 | 0 | 0 | 0 | 0 | 0 | 0 | 51670.8173 | 2042.2412 | 328816.3738 | 1202.2467 | 6785.2991 | 0 | 35.1707 | 0 | 149409.5024 | 405.9106 | 0 | 162887.6231 | 56.41% | 43.59% | 7144.1924 | 3797.8404 | 143.1196 | 11.4614 | 211.8481 | 419.418 | 500.1203 | 34.2485 | 8142.294 | 32017.3264 | 179144.0253 | 219303.6457 | 853708.4809 | 1075079.5682 | 6.193% | 1146056.4947
CAR PARKS #44 | TERTIARY | CAR PARKS | 24512.2185 | 2015 | 20232.5543 | 0 | 0 | 0 | 0 | 16331.8262 | 12866.27 | 11458.9085 | 1 | 9737.3749 | 17373.3027 | 10 | 0 | 0 | 0 | 0 | 0 | 0 | 32239.6934 | 1582.9971 | 281662.4323 | 850.2599 | 5223.1793 | 0 | 40.809 | 0 | 119086.5696 | 438.2067 | 0 | 90887.3406 | 76.27% | 23.73% | 4739.6133 | 3296.1062 | 120.9178 | 14.9549 | 161.0199 | 355.9008 | 496.1977 | 40.4945 | 9785.5759 | 24842.3718 | 194065.7365 | 228693.6842 | 655260.9101 | 885117.4156 | 5.18% | 933467.2723
CAR PARKS #45 | TERTIARY | CAR PARKS | 25539.3131 | 2017 | 15856.7777 | 0 | 0 | 0 | 0 | 21551.1102 | 12556.6128 | 12591.5569 | 2 | 13767.42 | 16181.8137 | 12 | 0 | 0 | 0 | 0 | 0 | 0 | 31119.9013 | 2053.0147 | 342631.2719 | 1074.349 | 5679.1406 | 0 | 39.901 | 0 | 90343.3275 | 411.2929 | 0 | 100728.1664 | 61.17% | 38.83% | 5302.9785 | 4407.602 | 131.3174 | 13.3245 | 192.3804 | 307.4889 | 613.1421 | 42.792 | 7422.6739 | 22762.1959 | 167495.0112 | 197679.8809 | 699016.7383 | 898008.2479 | 2.129% | 917545.3099
CAR PARKS #46 | TERTIARY | CAR PARKS | 21033.2259 | 2017 | 19656.3477 | 0 | 0 | 0 | 0 | 15484.8993 | 13159.7153 | 13745.1232 | 1 | 12251.7114 | 15302.7007 | 10 | 0 | 0 | 0 | 0 | 0 | 0 | 40479.1077 | 1974.4787 | 274524.953 | 709.0758 | 4971.1678 | 0 | 26.9573 | 0 | 118770.499 | 445.2116 | 0 | 105391.8053 | 71.81% | 28.19% | 4486.8622 | 2711.9318 | 100.2942 | 11.5466 | 147.4625 | 251.8122 | 396.3527 | 35.5993 | 8566.2483 | 27850.0278 | 129937.0398 | 166353.316 | 674597.5915 | 842318.3215 | 6.334% | 899275.3227
CAR PARKS #47 | TERTIARY | CAR PARKS | 50704.4295 | 2014 | 35566.6389 | 0 | 0 | 0 | 0 | 32921.1206 | 33857.5105 | 27066.7193 | 2 | 29036.5427 | 23935.3013 | 28 | 0 | 0 | 0 | 0 | 0 | 0 | 84002.1147 | 3145.7912 | 594069.9553 | 2117.2186 | 11489.1304 | 0 | 90.0836 | 0 | 236995.0119 | 975.3 | 0 | 195587.9612 | 87.93% | 12.07% | 12716.0574 | 7585.3914 | 228.6055 | 27.7333 | 415.3108 | 523.6297 | 1042.4955 | 59.9075 | 11983.3154 | 42516.3028 | 307623.974 | 362123.5922 | 1376408.4377 | 1741371.6043 | 5.563% | 1843952.2762
CAR PARKS #48 | TERTIARY | CAR PARKS | 16029.7833 | 2020 | 13864.9846 | 0 | 0 | 0 | 0 | 14892.4942 | 9616.0152 | 12623.9823 | 1 | 8016.2292 | 10436.3404 | 6 | 0 | 0 | 0 | 0 | 0 | 0 | 28326.8645 | 1586.0545 | 200063.6622 | 605.5921 | 2660.3562 | 0 | 28.2355 | 0 | 70746.2972 | 340.8615 | 0 | 63575.3441 | 65.56% | 34.44% | 3377.2301 | 2499.2076 | 60.7127 | 8.6671 | 141.6011 | 272.7163 | 423.9795 | 25.1349 | 4858.156 | 19347.7956 | 90122.5665 | 114328.5181 | 459100.3243 | 574699.0473 | 2.62% | 590163.2348
CAR PARKS #49 | TERTIARY | CAR PARKS | 17575.0596 | 2011 | 12869.0956 | 0 | 0 | 0 | 0 | 8706.9661 | 8430.9399 | 8408.606 | 1 | 8925.7978 | 7627.0595 | 7 | 0 | 0 | 0 | 0 | 0 | 0 | 24883.8998 | 1230.9893 | 200673.2127 | 739.1912 | 3648.8433 | 0 | 32.1042 | 0 | 65219.4929 | 351.2662 | 0 | 54868.8794 | 75.57% | 24.43% | 5151.2584 | 3053.3277 | 72.0411 | 8.3758 | 113.0899 | 205.83 | 404.3071 | 27.4499 | 4540.6072 | 19706.8264 | 112110.5492 | 136357.9829 | 433962.7931 | 571144.113 | 6.481% | 610722.8582
CAR PARKS #50 | TERTIARY | CAR PARKS | 22519.462 | 2019 | 16384.2949 | 0 | 0 | 0 | 0 | 21354.5071 | 13289.6364 | 16842.6765 | 1 | 10801.3055 | 11249.0002 | 11 | 0 | 0 | 0 | 0 | 0 | 0 | 38806.7535 | 1487.79 | 271562.6976 | 685.6976 | 4658.2541 | 0 | 36.8095 | 0 | 104730.0443 | 358.7751 | 0 | 109520.963 | 78.37% | 21.63% | 4585.1346 | 3716.3128 | 100.1183 | 13.6774 | 178.8475 | 353.3535 | 459.4164 | 30.2376 | 8601.1095 | 32471.3625 | 155604.8537 | 196677.3257 | 665571.9678 | 863946.4297 | 6.853% | 927511.4822
CAR PARKS #51 | TERTIARY | CAR PARKS | 59400.6651 | 2022 | 55086.8444 | 0 | 0 | 0 | 0 | 44143.8868 | 36086.4683 | 32572.7001 | 3 | 34557.4949 | 48991.879 | 26 | 0 | 0 | 0 | 0 | 0 | 0 | 80123.4926 | 5562.1643 | 664438.9781 | 2453.0863 | 13553.703 | 0 | 68.6198 | 0 | 245486.5869 | 882.7768 | 0 | 240167.9383 | 59.33% | 40.67% | 13927.9956 | 10299.0703 | 318.3418 | 24.8877 | 491.3426 | 671.1259 | 1467.4583 | 72.5886 | 19615.9561 | 63977.688 | 387563.9004 | 471157.5445 | 1575799.9621 | 2050480.338 | 3.212% | 2118522.4723
CAR PARKS #52 | TERTIARY | CAR PARKS | 26408.0173 | 2019 | 26892.6493 | 0 | 0 | 0 | 0 | 20154.836 | 13261.8922 | 16621.6219 | 1 | 10591.623 | 18008.8841 | 11 | 0 | 0 | 0 | 0 | 0 | 0 | 33005.1015 | 1920.2193 | 307450.4107 | 1237.4797 | 5283.8043 | 0 | 31.9394 | 0 | 97736.3436 | 363.1655 | 0 | 111482.391 | 79.2% | 20.8% | 5825.9822 | 3792.6378 | 131.0943 | 11.3153 | 231.568 | 347.6826 | 696.8656 | 31.213 | 9346.0382 | 34851.2843 | 179343.2374 | 223540.5599 | 704963.9967 | 929842.4649 | 5.019% | 978978.1792
CAR PARKS #53 | TERTIARY | CAR PARKS | 40333.6328 | 2010 | 31160.4838 | 0 | 0 | 0 | 0 | 19595.8817 | 20408.808 | 23802.6232 | 3 | 19573.8261 | 21302.5111 | 20 | 0 | 0 | 0 | 0 | 0 | 0 | 44630.504 | 3880.1272 | 391264.8703 | 1326.3477 | 5469.0803 | 0 | 51.5713 | 0 | 140191.9188 | 789.1964 | 0 | 145411.4499 | 69.74% | 30.26% | 9843.5964 | 7055.1328 | 169.0606 | 15.5965 | 318.6638 | 602.8895 | 984.7471 | 60.6467 | 8909.9452 | 43944.9012 | 192160.1319 | 245014.9783 | 915993.186 | 1162820.9579 | 2.305% | 1190257.7521
CAR PARKS #54 | TERTIARY | CAR PARKS | 50671.4292 | 2017 | 49246.0457 | 0 | 0 | 0 | 0 | 44442.8588 | 34461.6275 | 34190.5872 | 3 | 24382.2824 | 36488.4068 | 23 | 0 | 0 | 0 | 0 | 0 | 0 | 96479.0039 | 4427.2966 | 432518.6258 | 2363.6518 | 10657.3554 | 0 | 65.8256 | 0 | 274294.103 | 682.461 | 0 | 248062.8025 | 50.63% | 49.37% | 14509.32 | 7224.9546 | 203.7931 | 24.3661 | 315.5534 | 818.2908 | 1183.2034 | 58.8278 | 14760.0274 | 52122.3805 | 341848.517 | 408730.9249 | 1349027.4399 | 1761119.2899 | 5.335% | 1860375.5015
CAR PARKS #55 | TERTIARY | CAR PARKS | 62144.4649 | 2010 | 32425.3423 | 0 | 0 | 0 | 0 | 45485.0277 | 24912.0794 | 39946.8577 | 4 | 27788.7867 | 29760.6426 | 25 | 0 | 0 | 0 | 0 | 0 | 0 | 91220.2591 | 4533.5366 | 501621.4156 | 2380.9771 | 8934.7189 | 0 | 109.5482 | 0 | 230107.986 | 1290.9621 | 0 | 213892.4268 | 65.88% | 34.12% | 18403.9545 | 8410.6324 | 228.4306 | 24.0034 | 484.4015 | 1049.0914 | 1001.9813 | 105.4111 | 13520.6785 | 69235.8129 | 298424.4161 | 381180.9075 | 1326554.9313 | 1711976.9538 | 6.163% | 1824409.555
CAR PARKS #56 | TERTIARY | CAR PARKS | 21813.2726 | 2019 | 22175.506 | 0 | 0 | 0 | 0 | 19032.8891 | 12928.4841 | 11054.4948 | 2 | 11701.1436 | 16945.9247 | 8 | 0 | 0 | 0 | 0 | 0 | 0 | 43128.4071 | 1426.3771 | 230557.3621 | 936.5632 | 4323.7566 | 0 | 24.2573 | 0 | 115379.7921 | 314.8206 | 0 | 125800.9015 | 71.85% | 28.15% | 5122.6793 | 4061.7608 | 116.2269 | 8.5638 | 150.6007 | 241.3839 | 521.6502 | 27.6267 | 6353.218 | 26048.0741 | 106295.163 | 138696.4551 | 649453.3687 | 789247.3074 | 3.279% | 816007.8507
CAR PARKS #57 | TERTIARY | CAR PARKS | 34678.4919 | 2021 | 32597.0644 | 0 | 0 | 0 | 0 | 25239.0487 | 25566.6625 | 20227.8918 | 3 | 17358.0754 | 27331.5467 | 20 | 0 | 0 | 0 | 0 | 0 | 0 | 58349.2335 | 2657.3624 | 379175.5862 | 1401.4702 | 6147.6371 | 0 | 51.7212 | 0 | 196605.1881 | 657.5237 | 0 | 142153.2011 | 73.68% | 26.32% | 7558.1957 | 5092.3055 | 171.5731 | 15.0897 | 259.7187 | 412.4103 | 880.6409 | 52.2007 | 14258.4799 | 34236.1645 | 193391.1608 | 241885.8051 | 981254.6128 | 1225982.2792 | 4.955% | 1289890.9344
CAR PARKS #58 | TERTIARY | CAR PARKS | 22725.2418 | 2016 | 16568.0048 | 0 | 0 | 0 | 0 | 20745.2682 | 12523.881 | 16563.319 | 1 | 10942.6743 | 16600.6415 | 10 | 0 | 0 | 0 | 0 | 0 | 0 | 29608.8165 | 2067.7627 | 247096.9244 | 691.3974 | 5448.6546 | 0 | 36.5506 | 0 | 129587.7713 | 388.6611 | 0 | 114898.3524 | 55.64% | 44.36% | 5863.8399 | 4138.9325 | 110.6365 | 9.5889 | 169.731 | 360.2974 | 522.8143 | 36.9713 | 9271.2877 | 26763.5133 | 144459.6927 | 180494.4937 | 656323.1762 | 838432.213 | 6.276% | 894572.2693
CAR PARKS #59 | TERTIARY | CAR PARKS | 25665.046 | 2009 | 16896.7811 | 0 | 0 | 0 | 0 | 15936.514 | 14269.0793 | 11085.7483 | 2 | 10722.3938 | 13700.1497 | 9 | 0 | 0 | 0 | 0 | 0 | 0 | 34226.922 | 2442.3568 | 265414.531 | 1172.7831 | 4428.5055 | 0 | 31.987 | 0 | 96375.3167 | 417.4923 | 0 | 92480.6821 | 78.18% | 21.82% | 5785.3568 | 4258.0898 | 119.6082 | 10.9819 | 170.6182 | 439.1733 | 486.089 | 40.4099 | 5475.2036 | 25832.2822 | 177363.3575 | 208670.8433 | 612674.6537 | 822786.9559 | 4.843% | 864666.3604
CAR PARKS #60 | TERTIARY | CAR PARKS | 42632.5602 | 2016 | 28843.8064 | 0 | 0 | 0 | 0 | 35332.7482 | 21974.7357 | 21374.2456 | 2 | 26286.6629 | 22463.4735 | 15 | 0 | 0 | 0 | 0 | 0 | 0 | 57889.5798 | 2723.1153 | 414992.4624 | 1339.189 | 10119.5939 | 0 | 73.5595 | 0 | 192322.0317 | 878.9661 | 0 | 176917.5193 | 68.39% | 31.61% | 12239.8159 | 6174.0884 | 163.738 | 18.2803 | 268.135 | 672.8634 | 1129.8447 | 62.4161 | 16405.4088 | 39275.0953 | 239964.0104 | 295644.5145 | 1074881.7174 | 1373863.4612 | 3.83% | 1428581.9297
CAR PARKS #61 | TERTIARY | CAR PARKS | 58075.1948 | 2009 | 47030.7681 | 0 | 0 | 0 | 0 | 29595.4684 | 31983.7818 | 32981.4345 | 3 | 30259.6079 | 22349.8051 | 25 | 0 | 0 | 0 | 0 | 0 | 0 | 84762.9852 | 5279.9977 | 534051.756 | 2632.0972 | 9458.8457 | 0 | 75.9893 | 0 | 250601.4485 | 852.9357 | 0 | 177562.0628 | 52.1% | 47.9% | 13569.9754 | 6943.0654 | 210.735 | 23.4334 | 490.8544 | 620.2632 | 1507.8102 | 69.298 | 17025.5043 | 63530.0118 | 448017.2311 | 528572.7472 | 1342569.4062 | 1873917.4426 | 6.261% | 1999084.0149
CAR PARKS #62 | TERTIARY | CAR PARKS | 46104.1328 | 2009 | 34476.8338 | 0 | 0 | 0 | 0 | 22133.9152 | 28264.2317 | 22660.5737 | 2 | 16863.08 | 28403.1497 | 24 | 0 | 0 | 0 | 0 | 0 | 0 | 48597.0736 | 4101.2525 | 404072.0593 | 1915.352 | 9763.0402 | 0 | 68.3227 | 0 | 191017.5478 | 846.3929 | 0 | 189022.7183 | 70.29% | 29.71% | 12093.2346 | 5422.796 | 204.068 | 26.763 | 284.0444 | 788.5667 | 844.44 | 83.8185 | 13539.5854 | 42163.8591 | 322966.1114 | 378669.5559 | 1052736.8771 | 1434099.0382 | 3.601% | 1487671.6361
CAR PARKS #63 | TERTIARY | CAR PARKS | 29404.9176 | 2021 | 23456.539 | 0 | 0 | 0 | 0 | 25598.2144 | 14941.4885 | 17855.2232 | 1 | 17096.8525 | 20701.7329 | 11 | 0 | 0 | 0 | 0 | 0 | 0 | 49222.0977 | 2565.168 | 290003.3799 | 876.3359 | 5181.7736 | 0 | 47.5443 | 0 | 183117.8439 | 401.1932 | 0 | 183603.5814 | 74.4% | 25.6% | 8124.7189 | 4850.0346 | 118.1327 | 13.0864 | 228.8228 | 387.9448 | 560.0384 | 34.3455 | 9173.4127 | 39809.3362 | 175999.3445 | 224982.0934 | 884988.0612 | 1111611.4074 | 6.694% | 1191362.1758
CAR PARKS #64 | TERTIARY | CAR PARKS | 63365.0892 | 2010 | 35943.5302 | 0 | 0 | 0 | 0 | 33096.3181 | 31840.2045 | 32275.3065 | 4 | 23449.9905 | 25110.374 | 23 | 0 | 0 | 0 | 0 | 0 | 0 | 103645.6024 | 4582.2023 | 690918.6305 | 2920.129 | 9741.7913 | 0 | 81.1535 | 0 | 192390.402 | 1306.0689 | 0 | 312416.6059 | 52.24% | 47.76% | 15942.7875 | 8955.165 | 325.201 | 25.1926 | 540.4636 | 920.2748 | 1676.0458 | 114.3549 | 14027.3006 | 56015.569 | 389388.3943 | 459431.2639 | 1582151.0556 | 2044906.9036 | 3.222% | 2112997.2868
CAR PARKS #65 | TERTIARY | CAR PARKS | 61757.958 | 2014 | 44560.5143 | 0 | 0 | 0 | 0 | 37954.7095 | 37305.1275 | 31876.2989 | 3 | 23694.2121 | 38122.4344 | 28 | 0 | 0 | 0 | 0 | 0 | 0 | 96349.899 | 4390.2189 | 708745.9851 | 1887.8815 | 14113.8074 | 0 | 109.4473 | 0 | 213002.8982 | 1114.4815 | 0 | 316041.7885 | 73.72% | 26.28% | 15612.0571 | 11274.0098 | 253.2883 | 34.8221 | 570.8416 | 722.8131 | 1000.4187 | 108.8438 | 19058.5833 | 77441.7943 | 410734.9135 | 507235.2912 | 1671016.925 | 2181427.5874 | 1.105% | 2205807.9112
CAR PARKS #66 | TERTIARY | CAR PARKS | 28172.7898 | 2008 | 16571.9498 | 0 | 0 | 0 | 0 | 18500.4795 | 16621.1747 | 17168.3817 | 1 | 9244.8538 | 13593.5278 | 10 | 0 | 0 | 0 | 0 | 0 | 0 | 38867.3816 | 1832.2441 | 309223.3453 | 1178.7027 | 3720.3914 | 0 | 36.6665 | 0 | 98348.1753 | 474.0782 | 0 | 82243.4877 | 52.6% | 47.4% | 5928.8978 | 5101.5469 | 105.6971 | 10.3392 | 211.7832 | 478.0489 | 671.5451 | 34.2886 | 7151.3795 | 31857.7798 | 158737.8701 | 197747.0294 | 665682.3134 | 865062.0999 | 2.751% | 889531.1919
CAR PARKS #67 | TERTIARY | CAR PARKS | 43949.0897 | 2019 | 32957.8666 | 0 | 0 | 0 | 0 | 30020.9851 | 27003.613 | 30407.0874 | 3 | 18180.4259 | 33164.8675 | 17 | 0 | 0 | 0 | 0 | 0 | 0 | 85818.9639 | 4316.5455 | 395482.6736 | 1486.7906 | 7661.0251 | 0 | 61.2966 | 0 | 257430.8004 | 649.9029 | 0 | 203869.0274 | 72.54% | 27.46% | 12566.7583 | 7395.7522 | 166.3946 | 17.7759 | 362.5619 | 668.3769 | 901.6239 | 50.532 | 11697.1858 | 51452.267 | 327426.5411 | 390575.9939 | 1180217.91 | 1573236.1273 | 1.548% | 1597972.7338
CAR PARKS #68 | TERTIARY | CAR PARKS | 60445.7466 | 2016 | 39987.9344 | 0 | 0 | 0 | 0 | 53293.1849 | 34418.9129 | 39859.6025 | 4 | 33797.3927 | 37379.4656 | 32 | 0 | 0 | 0 | 0 | 0 | 0 | 109542.0177 | 3998.6536 | 592619.1262 | 2025.1545 | 11806.1073 | 0 | 93.1823 | 0 | 230549.3418 | 1220.8146 | 0 | 224406.8001 | 65.84% | 34.16% | 17283.1987 | 7347.6084 | 210.4493 | 22.5348 | 364.7893 | 946.7673 | 1501.0717 | 98.5573 | 23890.1356 | 67205.4387 | 419284.5015 | 510380.0757 | 1496913.3932 | 2011408.8796 | 0.6824% | 2025228.7821
CAR PARKS #69 | TERTIARY | CAR PARKS | 31596.904 | 2017 | 28311.7547 | 0 | 0 | 0 | 0 | 28584.1316 | 15016.5834 | 21208.9875 | 2 | 17895.2443 | 17622.2985 | 15 | 0 | 0 | 0 | 0 | 0 | 0 | 58993.7529 | 3132.3564 | 354410.3619 | 971.8476 | 5570.5739 | 0 | 44.047 | 0 | 165607.2894 | 463.5456 | 0 | 148534.9715 | 79.03% | 20.97% | 9320.1763 | 3889.4372 | 165.4923 | 11.734 | 293.6485 | 432.6164 | 589.095 | 54.1813 | 13099.4732 | 29334.0508 | 232934.2391 | 275367.7631 | 910229.4423 | 1187124.2011 | 3.172% | 1226013.2652
CAR PARKS #70 | TERTIARY | CAR PARKS | 61293.4387 | 2020 | 44345.2035 | 0 | 0 | 0 | 0 | 38348.3142 | 47095.8301 | 38387.825 | 3 | 38598.3005 | 46293.2027 | 33 | 0 | 0 | 0 | 0 | 0 | 0 | 113787.2803 | 3937.1774 | 675877.2855 | 2697.9355 | 11948.9142 | 0 | 81.8939 | 0 | 284798.0204 | 1124.9604 | 0 | 294675.9412 | 79.82% | 20.18% | 17961.0756 | 9781.7785 | 237.9285 | 34.2615 | 492.9045 | 886.3474 | 1583.7959 | 95.9115 | 18446.1421 | 57656.0692 | 459106.4841 | 535208.6955 | 1711272.6104 | 2250687.4431 | 0.8564% | 2270127.7779
CAR PARKS #71 | TERTIARY | CAR PARKS | 56909.14 | 2013 | 40457.0114 | 0 | 0 | 0 | 0 | 42786.9134 | 36375.6774 | 32322.7437 | 3 | 24568.9571 | 31997.399 | 26 | 0 | 0 | 0 | 0 | 0 | 0 | 101201.0849 | 4239.1183 | 627333.7899 | 1682.7735 | 11246.6185 | 0 | 65.272 | 0 | 302243.8354 | 883.6883 | 0 | 303784.1518 | 62.51% | 37.49% | 16884.2566 | 7083.66 | 202.5499 | 21.8649 | 491.0216 | 797.7481 | 1124.6583 | 65.4423 | 19723.5734 | 73806.3714 | 324814.1321 | 418344.0768 | 1666172.3491 | 2087819.25 | 5.621% | 2212168.5839
CAR PARKS #72 | TERTIARY | CAR PARKS | 37544.6758 | 2015 | 30052.4284 | 0 | 0 | 0 | 0 | 22127.5484 | 19547.5161 | 22686.0114 | 3 | 16807.0333 | 25469.9854 | 15 | 0 | 0 | 0 | 0 | 0 | 0 | 60509.5146 | 3002.5284 | 367760.0216 | 1626.1484 | 7340.8388 | 0 | 66.3865 | 0 | 135682.1068 | 523.7814 | 0 | 172687.2437 | 51.91% | 48.09% | 11079.4803 | 5185.1206 | 197.3295 | 22.5428 | 351.8199 | 550.9856 | 621.7317 | 49.1816 | 13234.1887 | 38945.9406 | 268462.8123 | 320642.9416 | 931718.3766 | 1255017.7721 | 0.597% | 1262555.5757
CAR PARKS #73 | TERTIARY | CAR PARKS | 16526.2974 | 2017 | 14169.543 | 0 | 0 | 0 | 0 | 13111.3056 | 12593.7529 | 11008.9804 | 1 | 9428.6945 | 11434.1699 | 9 | 0 | 0 | 0 | 0 | 0 | 0 | 21456.668 | 1197.6575 | 227185.3672 | 547.5902 | 2897.7523 | 0 | 24.1884 | 0 | 68195.2405 | 298.7996 | 0 | 85195.4555 | 77.52% | 22.48% | 3455.974 | 1921.6275 | 80.3836 | 7.3786 | 104.8148 | 249.7118 | 366.4322 | 30.4025 | 5787.9834 | 14605.2381 | 80332.7656 | 100725.9871 | 499432.5651 | 601181.6133 | 6.643% | 643956.8462
CAR PARKS #74 | TERTIARY | CAR PARKS | 54984.3707 | 2020 | 42619.163 | 0 | 0 | 0 | 0 | 41614.7422 | 39347.8204 | 39109.9587 | 3 | 30806.9977 | 34344.7076 | 23 | 0 | 0 | 0 | 0 | 0 | 0 | 112081.7055 | 4710.3819 | 598320.2954 | 2413.2257 | 13660.7363 | 0 | 78.5045 | 0 | 317321.7323 | 899.3928 | 0 | 304575.6699 | 75.62% | 24.38% | 15321.6583 | 9976.1579 | 200.545 | 33.2774 | 319.4969 | 743.9574 | 1039.7432 | 71.3985 | 15115.5298 | 72936.6446 | 307514.8505 | 395567.025 | 1672652.8027 | 2072821.4597 | 2.26% | 2120748.1052
CAR PARKS #75 | TERTIARY | CAR PARKS | 53817.5493 | 2011 | 37949.2284 | 0 | 0 | 0 | 0 | 30949.9691 | 33068.9998 | 30865.6084 | 3 | 22123.2188 | 21297.2252 | 23 | 0 | 0 | 0 | 0 | 0 | 0 | 88294.4672 | 3829.659 | 449897.4306 | 1720.7698 | 8257.3384 | 0 | 94.1254 | 0 | 174538.0175 | 898.1735 | 0 | 185442.7151 | 47.69% | 52.31% | 9983.082 | 7786.3845 | 272.0589 | 22.965 | 426.0189 | 836.2248 | 1193.3209 | 69.3337 | 16129.196 | 43063.5297 | 326447.9214 | 385640.6471 | 1147731.0163 | 1536734.7111 | 0.9936% | 1552156.7639
CAR PARKS #76 | TERTIARY | CAR PARKS | 50555.8209 | 2022 | 46006.0274 | 0 | 0 | 0 | 0 | 38734.1795 | 39431.8643 | 41240.2193 | 3 | 29429.4221 | 27047.9976 | 21 | 0 | 0 | 0 | 0 | 0 | 0 | 84866.2396 | 4161.46 | 678088.1518 | 2184.0909 | 10569.1074 | 0 | 68.6302 | 0 | 242037.6769 | 1105.3308 | 0 | 324731.6942 | 88.42% | 11.58% | 9208.003 | 6228.138 | 269.6186 | 27.7002 | 377.8236 | 864.307 | 1174.5353 | 83.214 | 18685.6345 | 80691.9101 | 309664.2621 | 409041.8067 | 1676804.3358 | 2089530.7451 | 1.253% | 2116038.2276
CAR PARKS #77 | TERTIARY | CAR PARKS | 18229.6084 | 2010 | 11394.3504 | 0 | 0 | 0 | 0 | 9962.5486 | 11081.1355 | 10036.8783 | 1 | 7513.9906 | 9995.1729 | 7 | 0 | 0 | 0 | 0 | 0 | 0 | 20748.8464 | 1281.2913 | 214752.5007 | 613.1149 | 2405.6434 | 0 | 27.6212 | 0 | 58878.289 | 376.1792 | 0 | 67649.5113 | 80.99% | 19.01% | 3520.6471 | 2404.5918 | 90.3617 | 10.3893 | 156.5272 | 225.3662 | 349.9859 | 26.8405 | 4686.1277 | 19517.3201 | 87117.9668 | 111321.4146 | 451192.7551 | 563631.2918 | 1.378% | 571508.862
CAR PARKS #78 | TERTIARY | CAR PARKS | 58188.9217 | 2021 | 37560.0407 | 0 | 0 | 0 | 0 | 40763.549 | 43837.2346 | 46684.8531 | 3 | 32488.7138 | 34937.8183 | 27 | 0 | 0 | 0 | 0 | 0 | 0 | 109277.4085 | 4003.9212 | 743454.9084 | 2219.8876 | 12311.7032 | 0 | 101.424 | 0 | 257106.4062 | 867.8437 | 0 | 223320.4808 | 67.53% | 32.47% | 10442.0072 | 8010.3158 | 278.7595 | 30.3883 | 509.7009 | 789.1254 | 953.9288 | 105.2799 | 21743.3007 | 57299.979 | 375559.4895 | 454602.7692 | 1661879.7946 | 2120061.5005 | 6.532% | 2268227.3063
CAR PARKS #79 | TERTIARY | CAR PARKS | 20238.1616 | 2021 | 15076.667 | 0 | 0 | 0 | 0 | 14070.0774 | 14019.9323 | 16565.8221 | 1 | 9549.1215 | 14972.5474 | 9 | 0 | 0 | 0 | 0 | 0 | 0 | 37233.9102 | 1794.6493 | 266898.6558 | 737.0806 | 5495.1326 | 0 | 26.3881 | 0 | 93083.2703 | 344.7545 | 0 | 117472.464 | 79.79% | 20.21% | 4797.1452 | 3694.6681 | 113.6661 | 11.8156 | 166.261 | 214.6984 | 384.6515 | 23.3599 | 6996.6656 | 22296.4835 | 122709.874 | 152003.0231 | 633537.3913 | 786716.9782 | 4.331% | 822329.021
CAR PARKS #80 | TERTIARY | CAR PARKS | 37776.2077 | 2020 | 36462.696 | 0 | 0 | 0 | 0 | 27814.5829 | 29681.5246 | 26942.0379 | 3 | 24653.9466 | 28134.935 | 17 | 0 | 0 | 0 | 0 | 0 | 0 | 64282.344 | 3108.6186 | 373877.3843 | 1316.9237 | 6505.5751 | 0 | 45.9929 | 0 | 207299.5937 | 610.2582 | 0 | 143508.7345 | 61.42% | 38.58% | 9561.5133 | 6487.183 | 174.7026 | 20.9865 | 221.8659 | 498.6637 | 877.8818 | 67.1383 | 12438.2622 | 53456.7368 | 219560.442 | 285455.441 | 1031941.6105 | 1320217.2046 | 6.121% | 1406296.9436
CAR PARKS #81 | TERTIARY | CAR PARKS | 20021.0496 | 2008 | 12211.8859 | 0 | 0 | 0 | 0 | 9661.0903 | 8025.8048 | 11859.3755 | 1 | 8330.98 | 7704.5932 | 10 | 0 | 0 | 0 | 0 | 0 | 0 | 20995.0847 | 1426.8941 | 202087.5625 | 653.6641 | 2548.5371 | 0 | 28.2613 | 0 | 64760.1892 | 419.7795 | 0 | 67136.3796 | 67.48% | 32.52% | 5580.39 | 2498.4673 | 102.7777 | 11.3909 | 165.6661 | 268.5985 | 409.7088 | 31.1271 | 5720.0767 | 22268.8368 | 134882.3588 | 162871.2724 | 446090.0759 | 610062.612 | 5.077% | 642693.0187
CAR PARKS #82 | TERTIARY | CAR PARKS | 29982.1832 | 2023 | 21586.54 | 0 | 0 | 0 | 0 | 22592.4505 | 24874.6818 | 25202.1317 | 1 | 18799.1276 | 23266.9184 | 14 | 0 | 0 | 0 | 0 | 0 | 0 | 54459.2587 | 2466.461 | 415380.5927 | 990.726 | 5730.4669 | 0 | 50.758 | 0 | 136130.5206 | 406.9366 | 0 | 184976.4936 | 80.22% | 19.78% | 7639.0624 | 5342.8754 | 170.7859 | 13.8559 | 267.3578 | 430.3332 | 679.2175 | 56.7102 | 11509.8148 | 47561.0677 | 173002.6743 | 232073.5569 | 993611.593 | 1228380.8902 | 6.426% | 1312734.5346
CAR PARKS #83 | TERTIARY | CAR PARKS | 13536.2108 | 2023 | 9814.0017 | 0 | 0 | 0 | 0 | 8896.652 | 9638.7017 | 9458.663 | 1 | 6523.0168 | 8171.867 | 5 | 0 | 0 | 0 | 0 | 0 | 0 | 20140.4829 | 1264.8112 | 204232.4496 | 624.3844 | 2376.3519 | 0 | 24.1649 | 0 | 86427.5336 | 218.2717 | 0 | 76071.1267 | 89.93% | 10.07% | 2640.5788 | 1796.1926 | 62.414 | 6.9152 | 119.8231 | 187.8075 | 316.2427 | 21.1778 | 5704.1012 | 21928.2625 | 105883.3665 | 133515.7303 | 475556.0144 | 610229.5541 | 5.031% | 642555.554
CAR PARKS #84 | TERTIARY | CAR PARKS | 47743.3648 | 2016 | 43256.0125 | 0 | 0 | 0 | 0 | 29619.888 | 32269.3243 | 34049.7386 | 2 | 25989.8173 | 31819.4977 | 26 | 0 | 0 | 0 | 0 | 0 | 0 | 55687.2646 | 2980.5931 | 491226.6636 | 2220.272 | 8000.5969 | 0 | 79.0632 | 0 | 268864.2739 | 736.3335 | 0 | 225037.6609 | 68.87% | 31.13% | 10173.453 | 8107.1289 | 213.3862 | 26.125 | 295.0652 | 666.3261 | 941.1001 | 74.3569 | 19299.8296 | 60203.9528 | 279954.6523 | 359458.4348 | 1326205.9928 | 1689262.4696 | 2.116% | 1725775.886
CAR PARKS #85 | TERTIARY | CAR PARKS | 21592.5445 | 2008 | 15051.802 | 0 | 0 | 0 | 0 | 14600.557 | 10492.3718 | 11121.4947 | 1 | 8066.8534 | 12430.9202 | 8 | 0 | 0 | 0 | 0 | 0 | 0 | 34410.5402 | 1851.7362 | 227325.4724 | 721.9859 | 3170.227 | 0 | 24.2612 | 0 | 69395.9052 | 394.6332 | 0 | 81522.4349 | 35.14% | 64.86% | 6106.2788 | 3601.2998 | 122.3302 | 10.5114 | 183.7776 | 326.5255 | 367.0523 | 34.5841 | 4988.4165 | 18717.1815 | 151486.404 | 175192.002 | 513153.2081 | 689320.7892 | 3.045% | 710967.4054
CAR PARKS #86 | TERTIARY | CAR PARKS | 24447.652 | 2007 | 11705.8505 | 0 | 0 | 0 | 0 | 15943.8996 | 12756.2128 | 14144.3611 | 1 | 9319.539 | 10734.1251 | 9 | 0 | 0 | 0 | 0 | 0 | 0 | 24742.0549 | 2173.1359 | 197785.9627 | 830.6431 | 3156.4854 | 0 | 44.2701 | 0 | 76177.4545 | 396.0487 | 0 | 92080.6536 | 59.1% | 40.9% | 6893.9931 | 3121.1319 | 113.243 | 14.4883 | 199.8775 | 399.0236 | 541.3895 | 44.2817 | 6453.493 | 27937.8023 | 186029.5938 | 220420.8891 | 503227.7523 | 724853.7593 | 1.22% | 733807.057
CAR PARKS #87 | TERTIARY | CAR PARKS | 60340.6653 | 2018 | 59529.6735 | 0 | 0 | 0 | 0 | 49144.3595 | 44026.5873 | 39369.3396 | 4 | 23913.697 | 36231.3978 | 33 | 0 | 0 | 0 | 0 | 0 | 0 | 83699.8743 | 5234.4303 | 647834.0207 | 1876.5247 | 10986.5878 | 0 | 98.5197 | 0 | 250197.1662 | 908.3793 | 0 | 269989.7073 | 43.59% | 56.41% | 17470.4817 | 11205.7222 | 264.6386 | 35.4677 | 432.5505 | 980.3993 | 1551.7812 | 90.0727 | 25636.6475 | 83355.4389 | 296132.4227 | 405124.5091 | 1630039.1275 | 2039268.0933 | 3.258% | 2107951.5376
CAR PARKS #88 | TERTIARY | CAR PARKS | 55830.3321 | 2011 | 43120.6756 | 0 | 0 | 0 | 0 | 43859.8552 | 33879.89 | 36840.5768 | 3 | 24020.9177 | 26201.0518 | 27 | 0 | 0 | 0 | 0 | 0 | 0 | 60680.2307 | 3922.9185 | 411760.3343 | 2588.5984 | 7922.2205 | 0 | 92.6548 | 0 | 208167.8006 | 975.0784 | 0 | 182353.96 | 65.98% | 34.02% | 14937.6445 | 8966.8127 | 311.3264 | 28.0668 | 323.7897 | 668.3177 | 1209.998 | 73.6069 | 13707.8136 | 64429.3598 | 294484.4894 | 372621.6628 | 1151179.7824 | 1526260.0849 | 2.767% | 1569689.1279
CAR PARKS #89 | TERTIARY | CAR PARKS | 55744.4714 | 2015 | 44367.8487 | 0 | 0 | 0 | 0 | 43285.2046 | 29495.6245 | 25824.8474 | 4 | 29871.0167 | 27865.2535 | 23 | 0 | 0 | 0 | 0 | 0 | 0 | 72051.3116 | 4046.1212 | 543340.6586 | 2114.9678 | 12922.2886 | 0 | 88.7557 | 0 | 281756.6771 | 804.5422 | 0 | 294776.7162 | 82.78% | 17.22% | 12963.7672 | 6663.5382 | 222.3896 | 32.8731 | 471.0456 | 577.4828 | 1134.9854 | 68.4308 | 15347.6537 | 52865.3042 | 437549.1122 | 505762.0702 | 1494501.383 | 2003517.7991 | 1.994% | 2044277.2622
CAR PARKS #90 | TERTIARY | CAR PARKS | 32086.9426 | 2018 | 25476.4373 | 0 | 0 | 0 | 0 | 23524.282 | 22471.0287 | 23061.7949 | 2 | 13187.3227 | 17331.5964 | 16 | 0 | 0 | 0 | 0 | 0 | 0 | 63167.2031 | 2751.031 | 381738.466 | 1444.1043 | 6395.0046 | 0 | 53.9933 | 0 | 128930.9354 | 627.8088 | 0 | 176542.8987 | 86.32% | 13.68% | 7424.2032 | 3892.6011 | 121.9422 | 17.3222 | 221.1903 | 330.6751 | 531.3931 | 43.8118 | 8934.2627 | 43534.3787 | 203628.2893 | 256096.9307 | 941076.7133 | 1199534.9605 | 5.965% | 1275625.2408
CAR PARKS #91 | TERTIARY | CAR PARKS | 64103.8268 | 2014 | 47793.5753 | 0 | 0 | 0 | 0 | 41162.1303 | 32925.625 | 40006.2348 | 4 | 24643.4353 | 28232.6714 | 31 | 0 | 0 | 0 | 0 | 0 | 0 | 78699.3343 | 3950.2208 | 688020.958 | 2470.6399 | 9810.8006 | 0 | 109.6755 | 0 | 278382.2559 | 868.679 | 0 | 238173.4387 | 80.71% | 19.29% | 13773.4746 | 8172.1417 | 319.1279 | 38.1739 | 423.7602 | 802.4632 | 1075.7186 | 78.7662 | 21825.8947 | 58467.3512 | 464497.1733 | 544790.4192 | 1599675.3917 | 2148061.3845 | 6.629% | 2300566.6983
CAR PARKS #92 | TERTIARY | CAR PARKS | 42402.033 | 2011 | 29536.5812 | 0 | 0 | 0 | 0 | 32592.3058 | 19974.3756 | 21004.9791 | 3 | 23524.435 | 23032.552 | 16 | 0 | 0 | 0 | 0 | 0 | 0 | 51455.7977 | 3042.4392 | 499744.6082 | 1684.3354 | 6669.161 | 0 | 75.819 | 0 | 204925.7417 | 633.4639 | 0 | 175431.8531 | 83.75% | 16.25% | 12313.6717 | 7436.935 | 192.9453 | 21.4082 | 394.5935 | 604.6742 | 843.1257 | 65.2882 | 13880.6238 | 50802.3205 | 202494.3432 | 267177.2875 | 1166934.3196 | 1436939.822 | 3.493% | 1488955.4468
CAR PARKS #93 | TERTIARY | CAR PARKS | 58360.2526 | 2010 | 35431.1063 | 0 | 0 | 0 | 0 | 37766.2191 | 36291.8452 | 37850.4066 | 3 | 20696.7398 | 35405.4921 | 25 | 0 | 0 | 0 | 0 | 0 | 0 | 70099.3748 | 3883.8049 | 645810.1412 | 2296.6105 | 11931.3872 | 0 | 71.5473 | 0 | 220716.5494 | 1024.9394 | 0 | 205845.709 | 53.65% | 46.35% | 11719.2539 | 10964.0851 | 218.817 | 30.2449 | 505.8222 | 674.306 | 1464.0343 | 78.9483 | 13302.1656 | 55459.3944 | 451770.8288 | 520532.3888 | 1424138.9318 | 1947643.4808 | 3.583% | 2020015.0506
CAR PARKS #94 | TERTIARY | CAR PARKS | 42144.2626 | 2010 | 32501.3905 | 0 | 0 | 0 | 0 | 26599.0041 | 17349.126 | 17181.5851 | 3 | 14257.1317 | 17868.4939 | 18 | 0 | 0 | 0 | 0 | 0 | 0 | 58929.0598 | 3220.8013 | 479975.1699 | 1235.5947 | 6630.3437 | 0 | 68.5199 | 0 | 211175.0035 | 649.0886 | 0 | 183428.0525 | 80.54% | 19.46% | 10099.4147 | 6373.4996 | 170.3101 | 15.543 | 290.487 | 676.8559 | 1048.9778 | 52.5007 | 12979.4096 | 50601.7604 | 255692.6264 | 319273.7964 | 1151694.6672 | 1473395.0759 | 3.504% | 1526900.9127
CAR PARKS #95 | TERTIARY | CAR PARKS | 43639.8963 | 2008 | 32415.0571 | 0 | 0 | 0 | 0 | 29890.6155 | 21040.9439 | 19161.494 | 2 | 15563.8288 | 19670.1072 | 23 | 0 | 0 | 0 | 0 | 0 | 0 | 65626.0667 | 2658.0851 | 362366.4071 | 1518.8817 | 7654.7029 | 0 | 79.862 | 0 | 174744.2261 | 883.2014 | 0 | 127875.7501 | 50.6% | 49.4% | 10471.7005 | 5154.7646 | 169.9814 | 25.6347 | 278.3321 | 603.8905 | 732.8982 | 59.0918 | 10446.867 | 31986.1324 | 232284.9701 | 274717.9694 | 925475.5207 | 1201988.1504 | 2.172% | 1228677.7265
CAR PARKS #96 | TERTIARY | CAR PARKS | 40401.2774 | 2015 | 22997.2403 | 0 | 0 | 0 | 0 | 28110.4041 | 26056.2482 | 29755.5947 | 2 | 23571.1273 | 26081.8385 | 14 | 0 | 0 | 0 | 0 | 0 | 0 | 68310.9831 | 3228.904 | 330722.6982 | 1353.6176 | 8196.2418 | 0 | 45.2794 | 0 | 202111.0269 | 799.5012 | 0 | 143652.3742 | 64.76% | 35.24% | 7731.4905 | 5927.4645 | 216.2526 | 19.5184 | 322.1781 | 578.7025 | 779.6867 | 55.8627 | 12877.9064 | 41795.2601 | 264688.8289 | 319361.9954 | 956796.858 | 1278992.4459 | 6.567% | 1368893.2887
CAR PARKS #97 | TERTIARY | CAR PARKS | 41543.4651 | 2015 | 31650.0988 | 0 | 0 | 0 | 0 | 25148.3641 | 29524.913 | 25019.2441 | 3 | 21991.3278 | 23597.8303 | 18 | 0 | 0 | 0 | 0 | 0 | 0 | 54472.7052 | 3987.71 | 527727.911 | 1225.9414 | 10102.0516 | 0 | 56.6788 | 0 | 165856.2252 | 907.3154 | 0 | 167637.5449 | 56.35% | 43.65% | 10976.1634 | 6381.3709 | 225.7267 | 21.1226 | 243.6411 | 587.8366 | 870.9383 | 64.2002 | 13901.3221 | 38827.3046 | 274099.8864 | 326828.5131 | 1144249.5896 | 1473999.8483 | 3.746% | 1531369.5047
CAR PARKS #98 | TERTIARY | CAR PARKS | 13121.2598 | 2010 | 7991.2807 | 0 | 0 | 0 | 0 | 9087.918 | 7787.5522 | 8287.7199 | 1 | 5536.7258 | 8336.2492 | 5 | 0 | 0 | 0 | 0 | 0 | 0 | 20292.3854 | 889.2634 | 121102.4599 | 470.1697 | 2394.6155 | 0 | 19.9355 | 0 | 45438.6335 | 276.733 | 0 | 41234.4555 | 82.54% | 17.46% | 2830.3866 | 2474.6948 | 58.4313 | 5.3765 | 98.099 | 177.2269 | 229.992 | 18.2474 | 3129.3789 | 12980.1414 | 72109.25 | 88218.7703 | 291680.0696 | 380713.8355 | 2.454% | 390292.7774
CAR PARKS #99 | TERTIARY | CAR PARKS | 29689.3878 | 2010 | 19958.7388 | 0 | 0 | 0 | 0 | 18745.4583 | 17364.1665 | 15638.3587 | 2 | 11583.0532 | 16677.2388 | 15 | 0 | 0 | 0 | 0 | 0 | 0 | 37806.8008 | 2836.3346 | 219769.9735 | 1123.911 | 6397.9539 | 0 | 41.549 | 0 | 120878.6603 | 488.2334 | 0 | 144141.304 | 43.05% | 56.95% | 6493.2442 | 5309.6787 | 116.4139 | 13.577 | 189.5522 | 413.4779 | 493.3321 | 48.317 | 8985.9877 | 24018.1155 | 169515.3809 | 202519.4841 | 663015.018 | 867327.164 | 1.985% | 884895.4873
CAR PARKS #100 | TERTIARY | CAR PARKS | 21523.9082 | 2019 | 15756.2882 | 0 | 0 | 0 | 0 | 18193.612 | 11918.0671 | 16784.7828 | 1 | 12395.9982 | 15606.7537 | 8 | 0 | 0 | 0 | 0 | 0 | 0 | 30404.84 | 1333.1447 | 227438.9618 | 942.6032 | 3408.9212 | 0 | 31.0587 | 0 | 97671.705 | 441.3125 | 0 | 79999.9563 | 86.96% | 13.04% | 4397.6667 | 3784.7242 | 86.3994 | 10.9082 | 153.1036 | 295.2735 | 557.1569 | 28.2441 | 6987.5035 | 21648.4149 | 115486.0894 | 144122.0078 | 553496.3319 | 698933.4352 | 4.947% | 735312.9536
CAR PARKS #101 | TERTIARY | CAR PARKS | 58227.3627 | 2016 | 47063.984 | 0 | 0 | 0 | 0 | 44028.678 | 30403.1652 | 27308.0547 | 3 | 27711.7273 | 28182.4825 | 21 | 0 | 0 | 0 | 0 | 0 | 0 | 85170.9934 | 4384.7522 | 641332.7643 | 2520.4673 | 10079.9703 | 0 | 68.4571 | 0 | 203564.7758 | 1140.4106 | 0 | 243499.8191 | 65.94% | 34.06% | 12023.6396 | 6912.7868 | 267.6176 | 28.2619 | 416.9907 | 946.5861 | 1139.8373 | 86.8039 | 21555.2558 | 79733.9817 | 329181.9012 | 430471.1387 | 1508845.6673 | 1942167.5648 | 3.859% | 2020129.7817
CAR PARKS #102 | TERTIARY | CAR PARKS | 48059.5106 | 2021 | 38415.8782 | 0 | 0 | 0 | 0 | 38811.4754 | 37359.7157 | 28195.0077 | 4 | 22357.0142 | 34341.3451 | 18 | 0 | 0 | 0 | 0 | 0 | 0 | 72496.1617 | 4495.0958 | 642119.258 | 1570.287 | 11174.8393 | 0 | 82.0786 | 0 | 278190.2653 | 667.4915 | 0 | 248305.4493 | 80.46% | 19.54% | 9286.9345 | 6189.7332 | 216.1462 | 24.0747 | 434.841 | 533.5518 | 1142.9002 | 62.7911 | 20603.5476 | 46375.7233 | 341765.4216 | 408744.6925 | 1532943.5089 | 1945425.0723 | 6.35% | 2077336.3369
CAR PARKS #103 | TERTIARY | CAR PARKS | 52566.6963 | 2011 | 31769.7709 | 0 | 0 | 0 | 0 | 35594.621 | 25972.8794 | 32229.9404 | 3 | 27833.2463 | 32908.841 | 25 | 0 | 0 | 0 | 0 | 0 | 0 | 89714.1685 | 5099.9056 | 565945.428 | 2096.4618 | 11533.4922 | 0 | 59.6342 | 0 | 173171.2914 | 1109.0247 | 0 | 267836.0527 | 67.03% | 32.97% | 11784.2444 | 9982.85 | 284.5104 | 25.4723 | 410.0804 | 700.7605 | 980.0049 | 95.305 | 16005.4219 | 45570.5177 | 322584.6709 | 384160.6105 | 1358065.6253 | 1744675.1793 | 0.7538% | 1757926.2239
CAR PARKS #104 | TERTIARY | CAR PARKS | 48880.1493 | 2022 | 50626.157 | 0 | 0 | 0 | 0 | 32265.6263 | 30762.7305 | 38419.9345 | 3 | 25415.7458 | 25822.5316 | 17 | 0 | 0 | 0 | 0 | 0 | 0 | 82364.9124 | 4110.1429 | 553974.3019 | 1488.8223 | 12741.6974 | 0 | 73.2151 | 0 | 226735.3557 | 715.9211 | 0 | 196807.6319 | 62.8% | 37.2% | 11556.0033 | 8532.7693 | 278.7856 | 20.9176 | 333.4458 | 627.0737 | 1006.9087 | 72.7603 | 19179.1947 | 64762.734 | 303495.7736 | 387437.7023 | 1364861.1045 | 1756530.4377 | 3.729% | 1824569.0453
CAR PARKS #105 | TERTIARY | CAR PARKS | 24023.8854 | 2010 | 20045.3207 | 0 | 0 | 0 | 0 | 15357.1358 | 10129.6853 | 14771.0097 | 1 | 10701.6621 | 13828.7368 | 9 | 0 | 0 | 0 | 0 | 0 | 0 | 26362.5561 | 2089.4898 | 265084.3976 | 995.0476 | 3888.8145 | 0 | 42.5178 | 0 | 118877.9107 | 421.9374 | 0 | 82698.8137 | 81.1% | 18.9% | 4842.0969 | 4011.4678 | 108.6306 | 11.627 | 191.995 | 289.3653 | 414.9634 | 43.3371 | 6464.9552 | 24762.7477 | 186841.437 | 218069.1399 | 615014.8597 | 834438.4381 | 4.446% | 873262.1251
CAR PARKS #106 | TERTIARY | CAR PARKS | 19580.933 | 2016 | 16409.6645 | 0 | 0 | 0 | 0 | 16425.5516 | 10107.8622 | 14561.4719 | 1 | 7594.6954 | 12705.811 | 9 | 0 | 0 | 0 | 0 | 0 | 0 | 23789.8172 | 1815.5907 | 211103.8979 | 664.2355 | 4854.1553 | 0 | 34.3354 | 0 | 80567.4901 | 307.2104 | 0 | 98695.3177 | 69.57% | 30.43% | 4410.1274 | 3702.1719 | 75.8733 | 8.3948 | 162.5698 | 224.7968 | 406.717 | 26.9024 | 5918.274 | 19551.7846 | 114401.2267 | 139871.2853 | 520777.9562 | 661609.7369 | 4.765% | 694710.0102
CAR PARKS #107 | TERTIARY | CAR PARKS | 41282.1961 | 2015 | 27242.3863 | 0 | 0 | 0 | 0 | 33633.0051 | 23490.5707 | 29451.8182 | 2 | 21034.7605 | 25204.39 | 15 | 0 | 0 | 0 | 0 | 0 | 0 | 66685.0169 | 2505.9589 | 484287.4749 | 1818.6402 | 8745.2333 | 0 | 64.4628 | 0 | 151231.8454 | 712.5086 | 0 | 192252.0675 | 77.03% | 22.97% | 9558.4104 | 7041.3508 | 156.3865 | 24.6795 | 242.0407 | 667.201 | 839.7379 | 62.4024 | 11975.6185 | 53529.621 | 223994.3111 | 289499.5506 | 1130515.8669 | 1422589.5955 | 2.216% | 1454826.1354
CAR PARKS #108 | TERTIARY | CAR PARKS | 20940.5584 | 2013 | 11845.2188 | 0 | 0 | 0 | 0 | 17156.0104 | 9033.9497 | 12704.3242 | 1 | 9624.7861 | 13133.4043 | 8 | 0 | 0 | 0 | 0 | 0 | 0 | 35553.1431 | 1528.3726 | 222832.0153 | 604.8762 | 3709.2507 | 0 | 32.3743 | 0 | 69049.7111 | 333.0475 | 0 | 77698.2325 | 48.38% | 51.62% | 4333.5511 | 3524.1588 | 110.154 | 11.8321 | 128.9687 | 254.3851 | 524.8442 | 32.8872 | 7364.9024 | 24838.74 | 133690.9984 | 165894.6408 | 514526.2927 | 681740.0141 | 4.195% | 711594.5561
CAR PARKS #109 | TERTIARY | CAR PARKS | 39461.0597 | 2008 | 21966.7324 | 0 | 0 | 0 | 0 | 22121.7861 | 21265.9766 | 19929.1199 | 2 | 13983.0319 | 19268.865 | 17 | 0 | 0 | 0 | 0 | 0 | 0 | 45090.6942 | 2806.6803 | 274026.488 | 1259.9827 | 5124.1124 | 0 | 61.109 | 0 | 122920.938 | 627.6042 | 0 | 145272.5022 | 58.54% | 41.46% | 9067.5456 | 6153.151 | 205.1408 | 21.9405 | 352.7396 | 667.1027 | 808.7698 | 49.487 | 10040.8878 | 44557.8983 | 253515.3864 | 308114.1725 | 764380.5152 | 1074105.0827 | 0.7228% | 1081924.7833
CAR PARKS #110 | TERTIARY | CAR PARKS | 20520.3648 | 2017 | 18770.463 | 0 | 0 | 0 | 0 | 14860.2661 | 14892.9329 | 13529.3373 | 1 | 9385.6949 | 15331.1921 | 8 | 0 | 0 | 0 | 0 | 0 | 0 | 25124.4721 | 1511.758 | 259796.4527 | 665.2182 | 3651.3015 | 0 | 34.4571 | 0 | 105601.7448 | 447.0003 | 0 | 81505.0435 | 78.94% | 21.06% | 4176.3896 | 3307.9814 | 81.9034 | 8.7239 | 161.2386 | 286.2546 | 484.9829 | 29.0543 | 7407.0915 | 22639.0573 | 107152.0553 | 137198.2041 | 593355.1153 | 732018.909 | 4.865% | 769449.7745
CAR PARKS #111 | TERTIARY | CAR PARKS | 51683.3018 | 2014 | 33195.8067 | 0 | 0 | 0 | 0 | 28835.5529 | 25738.1752 | 34702.0703 | 3 | 25106.4344 | 25138.1536 | 19 | 0 | 0 | 0 | 0 | 0 | 0 | 82236.4746 | 4310.1327 | 511371.2675 | 2334.7789 | 7682.2116 | 0 | 57.484 | 0 | 281779.4992 | 1059.3873 | 0 | 171299.6191 | 47.73% | 52.27% | 10874.942 | 9178.6135 | 270.1979 | 21.0321 | 343.5357 | 836.606 | 831.5294 | 87.7429 | 16138.5602 | 67670.0744 | 376622.6495 | 460431.2842 | 1317299.723 | 1781248.4961 | 1.297% | 1804662.1493
CAR PARKS #112 | TERTIARY | CAR PARKS | 47621.3792 | 2009 | 37508.5733 | 0 | 0 | 0 | 0 | 28440.6719 | 20407.1268 | 27483.9629 | 3 | 22694.4121 | 27633.1024 | 22 | 0 | 0 | 0 | 0 | 0 | 0 | 49262.5076 | 4557.2502 | 545900.9614 | 2209.2724 | 8114.3364 | 0 | 75.0797 | 0 | 176700.3765 | 875.7787 | 0 | 203272.0441 | 66.81% | 33.19% | 10271.9244 | 8721.2535 | 245.803 | 21.2783 | 356.2476 | 677.8974 | 968.7258 | 57.9249 | 16578.7819 | 53165.531 | 348874.4795 | 418618.7924 | 1223511.5201 | 1645334.0561 | 5.375% | 1738789.8762
CAR PARKS #113 | TERTIARY | CAR PARKS | 39562.5311 | 2013 | 30855.6972 | 0 | 0 | 0 | 0 | 23734.414 | 20274.7306 | 22786.8321 | 3 | 19583.4716 | 18790.2374 | 14 | 0 | 0 | 0 | 0 | 0 | 0 | 54836.2836 | 3029.5704 | 315080.7719 | 1419.519 | 8699.8147 | 0 | 52.5814 | 0 | 200875.2805 | 849.1655 | 0 | 147024.1943 | 71.2% | 28.8% | 10841.7839 | 5229.3501 | 182.8081 | 19.3199 | 325.9 | 544.6698 | 742.0427 | 65.9905 | 11194.8645 | 46116.4169 | 258653.0716 | 315964.3529 | 924906.0409 | 1243457.3501 | 5.108% | 1310397.0891
CAR PARKS #114 | TERTIARY | CAR PARKS | 56713.9195 | 2015 | 48532.2245 | 0 | 0 | 0 | 0 | 36634.7013 | 39855.2449 | 30274.3707 | 3 | 26830.7715 | 38325.8659 | 21 | 0 | 0 | 0 | 0 | 0 | 0 | 79517.8859 | 4712.5134 | 537890.8318 | 2387.0976 | 9082.0476 | 0 | 80.8343 | 0 | 192122.4303 | 974.4905 | 0 | 211973.0087 | 79.54% | 20.46% | 11768.0596 | 8290.1175 | 319.6754 | 30.3009 | 408.9467 | 686.1696 | 1262.3584 | 66.1366 | 14483.7076 | 55297.3432 | 362672.6729 | 432453.7237 | 1317902.5159 | 1753281.2957 | 5.772% | 1860673.6274
CAR PARKS #115 | TERTIARY | CAR PARKS | 22640.3557 | 2009 | 14800.1382 | 0 | 0 | 0 | 0 | 16513.983 | 10511.0084 | 9685.237 | 2 | 9554.719 | 10734.6084 | 11 | 0 | 0 | 0 | 0 | 0 | 0 | 35732.319 | 1447.2563 | 206289.7018 | 719.34 | 3542.0579 | 0 | 32.7009 | 0 | 99030.1872 | 419.026 | 0 | 89212.1534 | 72.05% | 27.95% | 4947.6799 | 3577.6497 | 88.0056 | 13.2449 | 184.1472 | 324.7885 | 505.2559 | 38.0459 | 7427.2697 | 26023.522 | 164112.845 | 197563.6367 | 545590.6588 | 744127.3873 | 5.476% | 787235.9306
CAR PARKS #116 | TERTIARY | CAR PARKS | 57345.9325 | 2022 | 47347.7494 | 0 | 0 | 0 | 0 | 58435.1623 | 45385.4243 | 30852.5608 | 4 | 26522.9009 | 34132.3159 | 23 | 0 | 0 | 0 | 0 | 0 | 0 | 107182.769 | 4534.9773 | 672845.0888 | 2327.8239 | 13841.1577 | 0 | 63.6803 | 0 | 237617.3782 | 803.7451 | 0 | 287122.388 | 78.67% | 21.33% | 12319.5678 | 8207.1039 | 303.3093 | 22.0726 | 382.0701 | 709.218 | 1021.0073 | 93.2945 | 21079.4708 | 63201.4904 | 352872.5647 | 437153.5258 | 1663880.4578 | 2105101.059 | 5.604% | 2230074.9694
CAR PARKS #117 | TERTIARY | CAR PARKS | 19457.1547 | 2016 | 17766.4535 | 0 | 0 | 0 | 0 | 12745.301 | 9941.9058 | 14180.9215 | 1 | 9056.5359 | 11447.8527 | 8 | 0 | 0 | 0 | 0 | 0 | 0 | 34604.8863 | 1387.1935 | 251962.1549 | 699.374 | 3388.4977 | 0 | 33.8876 | 0 | 97346.2378 | 363.0118 | 0 | 96593.6123 | 76.65% | 23.35% | 3974.799 | 3231.9006 | 111.2361 | 11.2749 | 168.5253 | 270.5054 | 360.5755 | 27.8592 | 6933.2089 | 25822.6157 | 126240.1602 | 158995.9847 | 595951.864 | 756359.643 | 2.407% | 775015.2405
CAR PARKS #118 | TERTIARY | CAR PARKS | 27754.3025 | 2022 | 22244.541 | 0 | 0 | 0 | 0 | 25178.7226 | 20460.411 | 17908.3326 | 1 | 16810.8736 | 16373.4561 | 11 | 0 | 0 | 0 | 0 | 0 | 0 | 38863.8057 | 2377.8548 | 328400.0618 | 1147.425 | 4867.3619 | 0 | 49.7313 | 0 | 137838.512 | 562.9643 | 0 | 176355.3882 | 57.8% | 42.2% | 7727.2134 | 3759.8801 | 132.0087 | 10.7347 | 216.2795 | 439.1597 | 566.7275 | 51.583 | 12259.2303 | 38449.4154 | 216650.7104 | 267359.3561 | 865248.1004 | 1134924.943 | 6.043% | 1207916.4027
CAR PARKS #119 | TERTIARY | CAR PARKS | 42854.3473 | 2020 | 36969.1183 | 0 | 0 | 0 | 0 | 40396.5731 | 22950.957 | 20990.1713 | 3 | 21950.0947 | 29677.1654 | 21 | 0 | 0 | 0 | 0 | 0 | 0 | 63063.7723 | 4035.567 | 571696.9979 | 1572.3071 | 7805.1197 | 0 | 66.5678 | 0 | 206822.3819 | 710.6775 | 0 | 175974.8506 | 81.57% | 18.43% | 12315.6617 | 7477.5938 | 225.8114 | 20.2084 | 370.1975 | 629.2227 | 873.4866 | 54.2997 | 17508.0949 | 58841.8611 | 286856.5437 | 363206.4997 | 1288473.3609 | 1654817.5258 | 1.212% | 1675125.3947
CAR PARKS #120 | TERTIARY | CAR PARKS | 63709.5425 | 2014 | 38743.8514 | 0 | 0 | 0 | 0 | 36673.2224 | 30776.8531 | 44062.1507 | 4 | 28747.0659 | 38861.2003 | 33 | 0 | 0 | 0 | 0 | 0 | 0 | 78041.9053 | 4594.2722 | 547340.6039 | 2961.3901 | 13536.8695 | 0 | 83.3382 | 0 | 331323.5855 | 1130.5513 | 0 | 257828.0734 | 55.62% | 44.38% | 16830.5647 | 8035.6392 | 245.9544 | 32.5992 | 418.6283 | 921.3705 | 1184.2806 | 112.6545 | 18611.4859 | 61428.2022 | 350634.1142 | 430673.8023 | 1520088.3876 | 1955413.6976 | 5.409% | 2067225.4903
CAR PARKS #121 | TERTIARY | CAR PARKS | 24498.2446 | 2013 | 20063.1116 | 0 | 0 | 0 | 0 | 19204.8015 | 14402.6565 | 14740.1761 | 2 | 10031.4932 | 14558.7718 | 12 | 0 | 0 | 0 | 0 | 0 | 0 | 34147.7691 | 1797.901 | 199326.492 | 804.7008 | 4328.2129 | 0 | 28.6951 | 0 | 92730.4628 | 372.0171 | 0 | 105087.5585 | 75.97% | 24.03% | 4968.834 | 3797.643 | 86.891 | 12.1139 | 222.5781 | 296.7168 | 515.8427 | 44.7847 | 6497.1017 | 32315.023 | 145828.5472 | 184640.6719 | 566197.5925 | 751939.3838 | 5.145% | 792723.3709
CAR PARKS #122 | TERTIARY | CAR PARKS | 23948.4128 | 2008 | 18650.2468 | 0 | 0 | 0 | 0 | 12355.6814 | 9187.9414 | 13457.9255 | 1 | 11337.4292 | 9011.9502 | 9 | 0 | 0 | 0 | 0 | 0 | 0 | 37738.9791 | 1726.1704 | 194473.3885 | 693.2984 | 3575.6368 | 0 | 37.5349 | 0 | 109834.9041 | 381.6242 | 0 | 85904.7085 | 80.26% | 19.74% | 5882.4021 | 3656.7945 | 86.9596 | 13.9533 | 155.3482 | 289.5055 | 521.4467 | 27.8758 | 7216.8998 | 26966.4708 | 165150.5257 | 199333.8963 | 544668.9161 | 745492.8269 | 1.989% | 760621.09
CAR PARKS #123 | TERTIARY | CAR PARKS | 26730.5918 | 2019 | 24516.7518 | 0 | 0 | 0 | 0 | 16152.4834 | 15991.9589 | 20394.3653 | 1 | 17473.2662 | 12751.2368 | 11 | 0 | 0 | 0 | 0 | 0 | 0 | 48639.8314 | 2386.405 | 243574.3404 | 1144.1829 | 6355.0031 | 0 | 41.1366 | 0 | 126747.1277 | 403.9022 | 0 | 109481.1458 | 88.19% | 11.81% | 5150.1997 | 4598.1519 | 92.5719 | 15.6363 | 173.5129 | 354.9912 | 558.5282 | 32.6861 | 8584.8193 | 30622.3435 | 169370.3665 | 208577.5293 | 682220.8235 | 892393.399 | 1.773% | 908504.4508
CAR PARKS #124 | TERTIARY | CAR PARKS | 43967.5884 | 2010 | 30509.0713 | 0 | 0 | 0 | 0 | 28107.9706 | 23920.9745 | 23852.3435 | 2 | 22018.291 | 21894.2631 | 16 | 0 | 0 | 0 | 0 | 0 | 0 | 65009.0912 | 3798.173 | 345602.1667 | 1427.6842 | 7986.1211 | 0 | 79.6182 | 0 | 163158.9038 | 718.6644 | 0 | 192114.2884 | 42.4% | 57.6% | 12255.0149 | 6168.0818 | 240.3246 | 20.5561 | 401.0785 | 632.4175 | 845.3742 | 56.5566 | 12271.2824 | 49126.4189 | 342523.3709 | 403921.0722 | 989695.9979 | 1396360.1072 | 1.118% | 1412154.6892
CAR PARKS #125 | TERTIARY | CAR PARKS | 36411.1495 | 2021 | 33395.871 | 0 | 0 | 0 | 0 | 23645.3644 | 21737.6158 | 29753.154 | 2 | 20878.4506 | 22486.2661 | 18 | 0 | 0 | 0 | 0 | 0 | 0 | 72902.3955 | 3462.2562 | 419525.3724 | 1503.4233 | 8051.768 | 0 | 64.6408 | 0 | 224659.5908 | 763.8042 | 0 | 213141.1816 | 66.58% | 33.42% | 10132.7002 | 6099.3789 | 191.0427 | 16.5227 | 256.419 | 561.7321 | 732.4176 | 50.9472 | 14859.7082 | 47458.2024 | 259425.2479 | 321743.1585 | 1158230.2624 | 1482794.3406 | 3.06% | 1529604.4221
CAR PARKS #126 | TERTIARY | CAR PARKS | 30962.9418 | 2020 | 28657.6435 | 0 | 0 | 0 | 0 | 25775.4302 | 22399.4016 | 18974.6599 | 2 | 13150.8098 | 19825.8201 | 14 | 0 | 0 | 0 | 0 | 0 | 0 | 41356.5645 | 2156.3658 | 354558.2417 | 1220.4199 | 8142.0404 | 0 | 55.4811 | 0 | 185743.0306 | 500.6031 | 0 | 134416.5062 | 87.98% | 12.02% | 7743.8429 | 3890.7034 | 142.2848 | 17.8149 | 244.8595 | 529.1322 | 666.9003 | 53.3946 | 9998.1136 | 40409.9695 | 236351.6695 | 286759.7526 | 909601.7086 | 1198041.051 | 5.864% | 1272673.1263
CAR PARKS #127 | TERTIARY | CAR PARKS | 36073.5388 | 2008 | 20162.2014 | 0 | 0 | 0 | 0 | 26769.3906 | 16736.4545 | 19822.3641 | 2 | 14508.8367 | 16551.2283 | 17 | 0 | 0 | 0 | 0 | 0 | 0 | 38288.307 | 3065.8252 | 355912.954 | 1470.941 | 5854.0547 | 0 | 56.5566 | 0 | 114851.706 | 567.1111 | 0 | 165844.1461 | 50.51% | 49.49% | 7510.2145 | 5424.3331 | 161.6689 | 16.1984 | 307.3968 | 583.8803 | 718.729 | 66.7445 | 9079.8352 | 28676.1291 | 232459.2926 | 270215.2569 | 838633.3029 | 1110862.9282 | 4.89% | 1167979.6124
CAR PARKS #128 | TERTIARY | CAR PARKS | 43569.2991 | 2015 | 31906.8322 | 0 | 0 | 0 | 0 | 25779.622 | 22943.1155 | 30562.6079 | 2 | 24282.0296 | 30472.1897 | 24 | 0 | 0 | 0 | 0 | 0 | 0 | 52315.3879 | 2805.8097 | 375611.7798 | 1923.3618 | 6400.6726 | 0 | 53.6795 | 0 | 233494.736 | 838.4292 | 0 | 166246.7325 | 46.57% | 53.43% | 12097.7447 | 6182.5421 | 183.5291 | 24.955 | 377.8406 | 454.3724 | 776.7194 | 73.3509 | 17288.2633 | 59068.7118 | 318123.752 | 394480.7271 | 1069571.2394 | 1467353.3588 | 5.96% | 1560349.3009
CAR PARKS #129 | TERTIARY | CAR PARKS | 16481.207 | 2019 | 14286.9057 | 0 | 0 | 0 | 0 | 15295.9921 | 10369.6456 | 12652.1433 | 1 | 7653.4956 | 9582.121 | 7 | 0 | 0 | 0 | 0 | 0 | 0 | 33247.6185 | 1306.7449 | 143511.5589 | 633.5853 | 3675.7495 | 0 | 28.8843 | 0 | 98363.2361 | 261.6922 | 0 | 64934.6576 | 70.68% | 29.32% | 3035.8918 | 2252.4088 | 58.8938 | 8.2931 | 119.9207 | 225.5198 | 340.2494 | 27.2012 | 6379.7207 | 19256.7198 | 100378.9259 | 126015.3663 | 439031.9074 | 566197.5997 | 1.886% | 577079.463
CAR PARKS #130 | TERTIARY | CAR PARKS | 64533.6018 | 2020 | 55711.3561 | 0 | 0 | 0 | 0 | 48451.5507 | 35958.2253 | 35018.5264 | 5 | 39437.025 | 46454.2581 | 32 | 0 | 0 | 0 | 0 | 0 | 0 | 113308.2129 | 4348.6551 | 628019.9846 | 2709.8637 | 12604.0236 | 0 | 98.1768 | 0 | 304726.9221 | 861.7367 | 0 | 299245.6927 | 76.56% | 23.44% | 12798.8165 | 9949.8774 | 223.4949 | 25.8759 | 477.1928 | 1019.215 | 1075.2589 | 116.3413 | 18166.0932 | 65835.4949 | 313429.0423 | 397430.6304 | 1706245.3952 | 2107207.0589 | 1.196% | 2132725.0691
CAR PARKS #131 | TERTIARY | CAR PARKS | 34144.8553 | 2017 | 31518.1867 | 0 | 0 | 0 | 0 | 19911.2092 | 22148.8791 | 25527.8007 | 2 | 16703.748 | 21334.5925 | 14 | 0 | 0 | 0 | 0 | 0 | 0 | 60769.3336 | 3420.0046 | 322855.2206 | 1125.2694 | 5861.6151 | 0 | 49.8101 | 0 | 169406.4118 | 669.1596 | 0 | 145812.1087 | 59.02% | 40.98% | 8533.1959 | 5868.5142 | 139.5668 | 13.8444 | 320.319 | 509.4079 | 721.5898 | 50.7387 | 9943.4887 | 48766.0244 | 255844.8309 | 314554.344 | 898708.5856 | 1215479.6423 | 5.205% | 1282221.6585
CAR PARKS #132 | TERTIARY | CAR PARKS | 26429.8689 | 2020 | 19200.8077 | 0 | 0 | 0 | 0 | 19035.0716 | 18077.9823 | 14837.6434 | 1 | 17809.2279 | 16062.185 | 12 | 0 | 0 | 0 | 0 | 0 | 0 | 38704.3459 | 1839.1867 | 341476.9251 | 1017.382 | 6995.4195 | 0 | 42.3838 | 0 | 157556.0876 | 491.4459 | 0 | 144652.5577 | 76.83% | 23.17% | 6235.0671 | 4437.051 | 135.7922 | 10.6009 | 251.7749 | 396.9874 | 451.9818 | 48.794 | 9164.7047 | 32307.9533 | 196716.773 | 238189.431 | 847567.4562 | 1087982.9051 | 3.199% | 1123943.1364
CAR PARKS #133 | TERTIARY | CAR PARKS | 18389.2443 | 2020 | 14981.7856 | 0 | 0 | 0 | 0 | 12341.8485 | 9981.9752 | 10276.2801 | 1 | 8558.3493 | 10272.0457 | 10 | 0 | 0 | 0 | 0 | 0 | 0 | 23338.3741 | 1189.6875 | 175731.3048 | 636.1802 | 3004.6702 | 0 | 25.0737 | 0 | 92665.6554 | 281.4628 | 0 | 86446.1167 | 41.7% | 58.3% | 5439.4823 | 2661.1206 | 100.5525 | 7.1033 | 119.3235 | 257.0868 | 453.5692 | 34.385 | 5017.2831 | 17905.5283 | 124496.4597 | 147419.271 | 473844.7426 | 622571.8296 | 3.628% | 646007.0077
CAR PARKS #134 | TERTIARY | CAR PARKS | 27312.6943 | 2018 | 20652.1592 | 0 | 0 | 0 | 0 | 23963.5268 | 13772.3046 | 17800.205 | 2 | 12254.5294 | 17751.0268 | 14 | 0 | 0 | 0 | 0 | 0 | 0 | 51092.3446 | 2068.7682 | 266296.5203 | 980.9063 | 5832.169 | 0 | 34.6512 | 0 | 128114.5348 | 463.6595 | 0 | 150295.6647 | 56.21% | 43.79% | 7070.1616 | 3182.0139 | 149.3215 | 12.9847 | 175.6127 | 345.9592 | 674.2753 | 49.5206 | 11576.6843 | 27626.0858 | 156849.682 | 196052.4521 | 749138.8608 | 947180.3714 | 2.229% | 968778.9689
CAR PARKS #135 | TERTIARY | CAR PARKS | 13737.5428 | 2011 | 7424.7036 | 0 | 0 | 0 | 0 | 11011.6734 | 8180.4693 | 6479.2369 | 1 | 7673.8218 | 7127.1801 | 7 | 0 | 0 | 0 | 0 | 0 | 0 | 16969.9916 | 924.6578 | 158003.4368 | 618.9452 | 2693.2618 | 0 | 20.8389 | 0 | 65138.6827 | 222.2677 | 0 | 53771.6985 | 75.22% | 24.78% | 2754.0946 | 1740.9378 | 76.3894 | 7.2142 | 111.7885 | 210.5689 | 247.6067 | 21.8105 | 4732.1207 | 15935.1564 | 67804.2693 | 88471.5465 | 369911.2292 | 459144.1678 | 1.289% | 465138.8549
CAR PARKS #136 | TERTIARY | CAR PARKS | 15901.4372 | 2022 | 10638.678 | 0 | 0 | 0 | 0 | 13539.4635 | 11446.0452 | 9982.5066 | 1 | 9045.3647 | 10875.3028 | 8 | 0 | 0 | 0 | 0 | 0 | 0 | 23056.4268 | 1482.5559 | 238636.9762 | 702.5899 | 2901.1313 | 0 | 17.6189 | 0 | 95955.5146 | 210.5303 | 0 | 80928.0041 | 68.39% | 31.61% | 3089.8361 | 2743.646 | 66.0657 | 6.2778 | 102.8372 | 189.6852 | 330.0295 | 24.0417 | 5111.2544 | 19261.0514 | 90450.5214 | 114822.8272 | 537415.7882 | 653543.2653 | 2.862% | 672798.4738
CAR PARKS #137 | TERTIARY | CAR PARKS | 46479.4114 | 2018 | 41580.1452 | 0 | 0 | 0 | 0 | 43265.0567 | 31581.7166 | 25998.2562 | 3 | 29236.8462 | 22994.1914 | 26 | 0 | 0 | 0 | 0 | 0 | 0 | 67224.0756 | 3443.7782 | 461738.9311 | 1921.7538 | 11904.097 | 0 | 62.4462 | 0 | 277474.003 | 932.6249 | 0 | 175039.2438 | 72.29% | 27.71% | 9244.3061 | 5336.222 | 263.2414 | 25.7548 | 290.7289 | 532.8752 | 1185.3989 | 62.3349 | 18791.9051 | 56119.9277 | 360920.3309 | 435832.1637 | 1277329.6477 | 1715710.2898 | 3.804% | 1783554.7927
CAR PARKS #138 | TERTIARY | CAR PARKS | 50703.4208 | 2017 | 37332.0607 | 0 | 0 | 0 | 0 | 43206.479 | 34814.3904 | 38501.3517 | 4 | 21987.2059 | 29966.1327 | 24 | 0 | 0 | 0 | 0 | 0 | 0 | 99148.4593 | 3786.4348 | 500058.9269 | 1768.354 | 10423.8471 | 0 | 88.6324 | 0 | 295100.8175 | 841.1232 | 0 | 292576.1143 | 71.25% | 28.75% | 14895.4275 | 5851.7874 | 207.3973 | 29.4518 | 342.5238 | 714.5684 | 1193.046 | 65.7103 | 19584.7459 | 61830.3016 | 242226.2929 | 323641.3403 | 1490530.599 | 1817661.5423 | 6.838% | 1951079.027
CAR PARKS #139 | TERTIARY | CAR PARKS | 51985.2114 | 2016 | 43422.1896 | 0 | 0 | 0 | 0 | 40297.9466 | 26460.9103 | 37671.5308 | 3 | 25228.2554 | 23832.9281 | 19 | 0 | 0 | 0 | 0 | 0 | 0 | 95061.7098 | 3858.8684 | 506839.1699 | 1938.1251 | 8131.6721 | 0 | 63.0478 | 0 | 292809.591 | 1002.3161 | 0 | 284640.6131 | 69.22% | 30.78% | 12892.4645 | 7180.6656 | 211.0836 | 24.4349 | 314.0253 | 677.0597 | 1351.0054 | 79.2599 | 19000.6049 | 51038.405 | 323086.0442 | 393125.0541 | 1466228.6359 | 1862830.8467 | 4.805% | 1956861.523
CAR PARKS #140 | TERTIARY | CAR PARKS | 64447.774 | 2015 | 37997.266 | 0 | 0 | 0 | 0 | 53661.5595 | 41252.864 | 31483.4083 | 3 | 36561.1389 | 39218.6015 | 30 | 0 | 0 | 0 | 0 | 0 | 0 | 86649.8895 | 4103.3757 | 609435.0844 | 2319.4488 | 13120.9143 | 0 | 99.6953 | 0 | 316401.7756 | 1173.9291 | 0 | 289794.5516 | 78.54% | 21.46% | 13165.348 | 8101.5651 | 332.3154 | 36.0359 | 493.782 | 1056.0127 | 1056.6463 | 94.4882 | 25504.1135 | 81313.4267 | 317610.6965 | 424428.2367 | 1675151.6492 | 2103269.8248 | 3.61% | 2182052.6554
CAR PARKS #141 | TERTIARY | CAR PARKS | 14410.3507 | 2017 | 10391.0549 | 0 | 0 | 0 | 0 | 11482.9696 | 7524.952 | 7992.6544 | 1 | 5818.4312 | 8604.4868 | 7 | 0 | 0 | 0 | 0 | 0 | 0 | 23451.678 | 1392.6921 | 119453.0113 | 613.5852 | 3646.8025 | 0 | 16.9325 | 0 | 53010.8265 | 275.4315 | 0 | 68448.02 | 45.09% | 54.91% | 3174.989 | 2563.7206 | 75.981 | 5.5693 | 134.9921 | 229.0584 | 255.7995 | 19.2427 | 4804.9027 | 19656.2552 | 113151.5653 | 137612.7231 | 344873.6725 | 483248.6084 | 4.311% | 505022.4443
CAR PARKS #142 | TERTIARY | CAR PARKS | 15058.6776 | 2020 | 13179.7652 | 0 | 0 | 0 | 0 | 11306.0482 | 8405.3891 | 7864.1653 | 1 | 6819.1626 | 9965.2511 | 6 | 0 | 0 | 0 | 0 | 0 | 0 | 21354.0993 | 1327.3952 | 189338.9475 | 642.9651 | 2772.8322 | 0 | 20.1682 | 0 | 63846.6588 | 291.1764 | 0 | 72053.9539 | 59.4% | 40.6% | 3209.361 | 2647.1214 | 82.6273 | 8.4331 | 132.8045 | 190.8403 | 352.9366 | 28.2558 | 5287.8819 | 14394.9278 | 102766.6898 | 122449.4995 | 430021.3002 | 553255.2286 | 0.5847% | 556509.3139
CAR PARKS #143 | TERTIARY | CAR PARKS | 64100.0483 | 2022 | 57177.8342 | 0 | 0 | 0 | 0 | 47619.4474 | 40351.6528 | 51222.9448 | 3 | 28386.5417 | 34614.0514 | 23 | 0 | 0 | 0 | 0 | 0 | 0 | 118076.3687 | 3917.0586 | 826488.1102 | 2918.6905 | 14410.0654 | 0 | 103.063 | 0 | 326855.3813 | 1148.8071 | 0 | 405908.1043 | 87.2% | 12.8% | 18780.6538 | 10273.5119 | 281.9828 | 27.8994 | 476.849 | 925.5295 | 1129.025 | 108.9339 | 19932.7216 | 63376.3128 | 324930.1733 | 408239.2078 | 2050502.3384 | 2463018.3756 | 4.782% | 2586704.7776
CAR PARKS #144 | TERTIARY | CAR PARKS | 37645.8454 | 2012 | 22345.0514 | 0 | 0 | 0 | 0 | 26438.1287 | 18863.7679 | 22338.7408 | 2 | 14410.968 | 25191.1174 | 21 | 0 | 0 | 0 | 0 | 0 | 0 | 41600.2824 | 2573.8778 | 465030.2563 | 1450.5362 | 6402.8678 | 0 | 66.7774 | 0 | 155902.6575 | 786.2969 | 0 | 124202.3288 | 72.19% | 27.81% | 10627.4226 | 6847.6474 | 158.5631 | 21.0323 | 266.1751 | 590.0938 | 822.3705 | 45.0521 | 13870.3514 | 40701.1826 | 205335.4625 | 259906.9965 | 978743.1604 | 1241018.6572 | 4.075% | 1293737.1199
CAR PARKS #145 | TERTIARY | CAR PARKS | 22980.7723 | 2023 | 16177.8418 | 0 | 0 | 0 | 0 | 21740.1787 | 17709.4416 | 14596.8268 | 1 | 11012.9562 | 16323.9843 | 8 | 0 | 0 | 0 | 0 | 0 | 0 | 48557.8883 | 2006.4377 | 236031.4335 | 796.3874 | 5891.062 | 0 | 41.1524 | 0 | 145968.9632 | 417.4873 | 0 | 118970.7176 | 85.87% | 14.13% | 4970.0856 | 4052.6538 | 83.1074 | 11.8899 | 193.9503 | 281.8148 | 369.5588 | 43.1176 | 6751.8652 | 28463.3143 | 144016.5607 | 179231.7401 | 691616.0787 | 872254.1363 | 3.426% | 903197.9462
CAR PARKS #146 | TERTIARY | CAR PARKS | 42202.1737 | 2009 | 26203.7125 | 0 | 0 | 0 | 0 | 29087.9355 | 25136.2078 | 21325.1809 | 2 | 20167.1099 | 22583.3227 | 15 | 0 | 0 | 0 | 0 | 0 | 0 | 58458.8435 | 3958.8019 | 473386.9208 | 1209.4111 | 7672.1442 | 0 | 66.6416 | 0 | 186788.007 | 787.2145 | 0 | 189664.0588 | 57.18% | 42.82% | 10212.5761 | 6145.9375 | 180.6648 | 21.914 | 371.5445 | 667.7335 | 1004.421 | 52.8782 | 9753.7558 | 42110.1085 | 333743.4829 | 385607.3473 | 1123729.3472 | 1511126.3159 | 5.155% | 1593262.1019
CAR PARKS #147 | TERTIARY | CAR PARKS | 60316.105 | 2017 | 58670.9134 | 0 | 0 | 0 | 0 | 42237.1499 | 33480.4899 | 41548.7958 | 4 | 35187.9535 | 38253.6785 | 28 | 0 | 0 | 0 | 0 | 0 | 0 | 93124.132 | 3694.9521 | 572046.4943 | 2588.5658 | 11631.3055 | 0 | 105.7245 | 0 | 262190.9956 | 1162.0045 | 0 | 323159.6904 | 86.37% | 13.63% | 16819.0349 | 10025.0946 | 327.0549 | 35.5164 | 416.5866 | 651.1501 | 1303.1145 | 113.5386 | 15741.5158 | 54729.0012 | 403424.3219 | 473894.8389 | 1580636.7235 | 2057700.229 | 5.694% | 2181936.375
CAR PARKS #148 | TERTIARY | CAR PARKS | 45985.2072 | 2018 | 34029.6324 | 0 | 0 | 0 | 0 | 36817.3554 | 24521.1862 | 35732.0776 | 3 | 26436.6092 | 25424.0336 | 22 | 0 | 0 | 0 | 0 | 0 | 0 | 71321.7484 | 2855.5684 | 612631.1796 | 1539.1219 | 11348.1906 | 0 | 76.7897 | 0 | 254021.8744 | 985.67 | 0 | 207636.5316 | 69.25% | 30.75% | 8793.5196 | 5582.6711 | 250.6325 | 23.3497 | 395.06 | 719.3742 | 804.4931 | 79.4623 | 16640.5496 | 44292.0323 | 276304.1828 | 337236.7647 | 1409959.9327 | 1750318.7912 | 4.701% | 1836663.2849
CAR PARKS #149 | TERTIARY | CAR PARKS | 46903.7868 | 2017 | 44480.7252 | 0 | 0 | 0 | 0 | 36814.0344 | 23197.7006 | 29257.4338 | 3 | 27230.955 | 29194.7952 | 19 | 0 | 0 | 0 | 0 | 0 | 0 | 69771.2114 | 3431.9391 | 495507.844 | 2034.4298 | 9872.9761 | 0 | 72.2266 | 0 | 171034.428 | 955.8396 | 0 | 259172.8312 | 70.34% | 29.66% | 13934.6127 | 6820.6591 | 176.3729 | 22.0121 | 320.3745 | 651.455 | 996.742 | 64.2006 | 12378.5947 | 58745.5315 | 370147.674 | 441271.8002 | 1272118.3203 | 1716724.5458 | 4.253% | 1792984.3876
CAR PARKS #150 | TERTIARY | CAR PARKS | 22909.4121 | 2020 | 20797.1829 | 0 | 0 | 0 | 0 | 14098.904 | 17790.173 | 17990.382 | 2 | 11178.1101 | 13925.7697 | 13 | 0 | 0 | 0 | 0 | 0 | 0 | 42756.5955 | 1942.3278 | 239080.0136 | 1009.343 | 5921.9363 | 0 | 26.4542 | 0 | 85487.3315 | 311.8474 | 0 | 100868.5542 | 80.75% | 19.25% | 5135.2994 | 2728.7625 | 119.3464 | 12.7654 | 199.3971 | 365.1142 | 456.1183 | 38.4816 | 8032.6984 | 31437.4521 | 121835.5916 | 161305.742 | 608246.1667 | 771385.0208 | 6.294% | 823199.4914
CAR PARKS #151 | TERTIARY | CAR PARKS | 37040.9685 | 2021 | 31300.61 | 0 | 0 | 0 | 0 | 26160.7134 | 20376.4614 | 29351.7166 | 2 | 23466.2493 | 27028.6927 | 14 | 0 | 0 | 0 | 0 | 0 | 0 | 57761.2972 | 3204.372 | 450762.1351 | 1325.421 | 6621.2436 | 0 | 47.9821 | 0 | 162435.4898 | 673.3109 | 0 | 150187.2728 | 73.26% | 26.74% | 9244.3491 | 5730.1319 | 136.7745 | 16.73 | 246.1371 | 458.669 | 915.5537 | 52.323 | 11721.4157 | 40479.6732 | 190865.2095 | 243066.2984 | 1033192.5714 | 1278979.2333 | 0.9419% | 1291140.2558
CAR PARKS #152 | TERTIARY | CAR PARKS | 59287.2854 | 2014 | 38231.9376 | 0 | 0 | 0 | 0 | 44998.2602 | 39829.3705 | 41289.6434 | 4 | 27306.9755 | 32999.7943 | 21 | 0 | 0 | 0 | 0 | 0 | 0 | 100780.7943 | 5831.6546 | 757961.0686 | 2437.4142 | 11024.9346 | 0 | 74.915 | 0 | 221877.8051 | 1134.8783 | 0 | 234823.4451 | 77.95% | 22.05% | 17265.6448 | 7501.0032 | 279.2538 | 28.3768 | 474.0565 | 779.7577 | 1046.3535 | 107.1676 | 19907.546 | 57507.4572 | 291752.2324 | 369167.2356 | 1636207.7838 | 2009418.552 | 1.249% | 2034837.7244
CAR PARKS #153 | TERTIARY | CAR PARKS | 50103.0859 | 2014 | 29577.0448 | 0 | 0 | 0 | 0 | 36120.2799 | 28989.8701 | 32095.5013 | 2 | 22871.5059 | 23014.7892 | 27 | 0 | 0 | 0 | 0 | 0 | 0 | 83552.759 | 5007.8611 | 504521.0512 | 1632.197 | 8355.3719 | 0 | 68.4092 | 0 | 210416.8171 | 876.8072 | 0 | 182786.8753 | 71.9% | 28.1% | 11806.3256 | 7449.6795 | 261.255 | 24.6501 | 383.102 | 692.8628 | 1206.8503 | 75.441 | 16688.2066 | 46320.8622 | 264904.5353 | 327913.604 | 1232031.0311 | 1563106.8779 | 6.645% | 1674375.8002
CAR PARKS #154 | TERTIARY | CAR PARKS | 52938.6194 | 2016 | 43381.0325 | 0 | 0 | 0 | 0 | 32410.4552 | 34468.474 | 25662.6471 | 3 | 32098.0496 | 27507.7245 | 19 | 0 | 0 | 0 | 0 | 0 | 0 | 84718.2036 | 4598.1363 | 482333.3807 | 1726.9941 | 10079.2328 | 0 | 93.074 | 0 | 296458.4292 | 924.1537 | 0 | 229130.4732 | 81.73% | 18.27% | 14611.7436 | 8464.1957 | 213.2783 | 28.1092 | 497.9612 | 834.5761 | 1111.6155 | 67.7124 | 13749.8443 | 50135.3217 | 292914.9247 | 356800.0906 | 1377798.869 | 1737825.462 | 2.18% | 1776550.427
CAR PARKS #155 | TERTIARY | CAR PARKS | 25172.0452 | 2009 | 14295.0812 | 0 | 0 | 0 | 0 | 15750.9978 | 15519.6767 | 12982.9381 | 2 | 12118.4033 | 11497.5164 | 11 | 0 | 0 | 0 | 0 | 0 | 0 | 33153.3633 | 2403.282 | 262308.5762 | 835.8238 | 3712.2181 | 0 | 35.303 | 0 | 84849.5243 | 361.4335 | 0 | 105359.2495 | 84.18% | 15.82% | 5990.188 | 3712.5588 | 130.7802 | 15.2868 | 167.0596 | 270.7115 | 542.2507 | 42.5345 | 7216.683 | 23926.9609 | 171423.9089 | 202567.5528 | 608235.2107 | 811863.6585 | 6.848% | 871548.383
CAR PARKS #156 | TERTIARY | CAR PARKS | 30813.9745 | 2011 | 23879.5865 | 0 | 0 | 0 | 0 | 19219.5484 | 16421.7591 | 17484.2106 | 1 | 12094.1947 | 17450.2531 | 12 | 0 | 0 | 0 | 0 | 0 | 0 | 31783.8105 | 2817.3073 | 245294.7922 | 1396.2609 | 4924.0891 | 0 | 48.5492 | 0 | 146148.0222 | 573.5794 | 0 | 121891.3722 | 58.6% | 41.4% | 5960.9314 | 5862.1423 | 174.4837 | 14.0515 | 193.9965 | 411.0172 | 774.2024 | 41.0128 | 10003.3071 | 36858.5378 | 168146.0611 | 215007.9061 | 704021.295 | 921006.6527 | 3.697% | 956360.0133
CAR PARKS #157 | TERTIARY | CAR PARKS | 27249.7351 | 2013 | 17075.377 | 0 | 0 | 0 | 0 | 21038.8731 | 15242.2647 | 17025.5639 | 2 | 15317.2272 | 16688.9219 | 15 | 0 | 0 | 0 | 0 | 0 | 0 | 42562.2824 | 2148.0255 | 240143.2084 | 952.471 | 5055.2527 | 0 | 38.9649 | 0 | 110994.9882 | 359.3292 | 0 | 112187.9267 | 83.62% | 16.38% | 7246.7554 | 5167.5355 | 148.9723 | 10.7937 | 241.1143 | 281.3717 | 573.834 | 39.8264 | 7097.9969 | 36031.4065 | 153703.6169 | 196833.0204 | 655825.4952 | 854507.4214 | 3.464% | 885166.1642
CAR PARKS #158 | TERTIARY | CAR PARKS | 40015.4731 | 2021 | 32321.0675 | 0 | 0 | 0 | 0 | 28043.322 | 21567.4055 | 27945.5256 | 2 | 18944.1424 | 20933.2231 | 15 | 0 | 0 | 0 | 0 | 0 | 0 | 69502.8337 | 3279.5769 | 548449.546 | 1622.1515 | 9721.0227 | 0 | 49.0626 | 0 | 173252.3882 | 747.72 | 0 | 179876.0303 | 72.46% | 27.54% | 10725.7914 | 6212.5098 | 223.661 | 23.5486 | 376.7336 | 600.9319 | 879.6193 | 47.298 | 17381.7766 | 41218.4592 | 316682.2644 | 375282.5002 | 1200893.8061 | 1579606.699 | 6.959% | 1697760.621
CAR PARKS #159 | TERTIARY | CAR PARKS | 59028.405 | 2012 | 33127.758 | 0 | 0 | 0 | 0 | 49375.4257 | 32721.9139 | 28086.4115 | 4 | 33416.3892 | 31789.585 | 22 | 0 | 0 | 0 | 0 | 0 | 0 | 71411.448 | 5221.298 | 640817.8623 | 2650.7359 | 11875.0825 | 0 | 96.592 | 0 | 266307.1921 | 1179.2934 | 0 | 226452.2147 | 57.47% | 42.53% | 15985.7503 | 9429.4391 | 332.3832 | 35.1653 | 510.8843 | 944.9999 | 1246.4802 | 107.4729 | 18038.8361 | 76551.6057 | 369907.8309 | 464498.2727 | 1536107.7641 | 2003470.0839 | 1.478% | 2033533.7888
CAR PARKS #160 | TERTIARY | CAR PARKS | 35378.2835 | 2023 | 30273.0329 | 0 | 0 | 0 | 0 | 28110.1436 | 24049.6999 | 22596.0295 | 2 | 19471.0085 | 28455.2183 | 19 | 0 | 0 | 0 | 0 | 0 | 0 | 51045.7866 | 2806.8367 | 437807.9048 | 1133.2635 | 6238.3463 | 0 | 43.0313 | 0 | 221040.8263 | 637.3949 | 0 | 178417.971 | 69.25% | 30.75% | 9882.0068 | 4264.471 | 130.4444 | 20.4567 | 235.5861 | 437.719 | 831.7888 | 51.6052 | 11281.8312 | 40665.3496 | 279121.8446 | 331069.0254 | 1102883.0716 | 1435915.0263 | 2.122% | 1467050.2237
CAR PARKS #161 | TERTIARY | CAR PARKS | 38870.7642 | 2016 | 34643.9791 | 0 | 0 | 0 | 0 | 35462.062 | 20498.2393 | 18496.7563 | 3 | 18501.2276 | 19203.6461 | 18 | 0 | 0 | 0 | 0 | 0 | 0 | 53094.5565 | 3773.0651 | 443486.9048 | 1782.8818 | 9489.3509 | 0 | 59.1153 | 0 | 157678.758 | 555.5033 | 0 | 166121.8637 | 74.26% | 25.74% | 9742.858 | 6899.2717 | 204.0054 | 19.9676 | 347.9473 | 552.8411 | 900.7807 | 63.5551 | 14748.6679 | 43919.7881 | 297559.8285 | 356228.2846 | 1050616.4925 | 1409786.5149 | 5.931% | 1498677.2036
CAR PARKS #162 | TERTIARY | CAR PARKS | 20787.7089 | 2018 | 16212.8627 | 0 | 0 | 0 | 0 | 18630.7662 | 16019.5357 | 10663.6844 | 1 | 9170.4429 | 15213.5122 | 10 | 0 | 0 | 0 | 0 | 0 | 0 | 40796.3152 | 1433.0855 | 232639.07 | 784.1348 | 5170.7936 | 0 | 29.3526 | 0 | 115874.9638 | 294.6739 | 0 | 117731.7237 | 80.44% | 19.56% | 6123.3091 | 3619.3103 | 73.0049 | 10.5253 | 136.9397 | 265.507 | 475.1534 | 38.4329 | 8205.4101 | 25796.4113 | 117063.3929 | 151065.2143 | 638277.12 | 790977.0105 | 1.831% | 805727.3722
CAR PARKS #163 | TERTIARY | CAR PARKS | 20877.0062 | 2012 | 13888.7724 | 0 | 0 | 0 | 0 | 11140.0915 | 13290.5473 | 9459.0871 | 1 | 10023.577 | 11671.7936 | 11 | 0 | 0 | 0 | 0 | 0 | 0 | 25534.0828 | 1477.6972 | 223990.0199 | 919.575 | 3098.0121 | 0 | 36.1617 | 0 | 86074.5137 | 323.6731 | 0 | 70625.3125 | 55.01% | 44.99% | 4496.6693 | 2394.2795 | 82.7822 | 8.4522 | 136.1673 | 234.222 | 508.6246 | 34.6245 | 6372.9856 | 25287.9309 | 115886.4427 | 147547.3592 | 515043.6096 | 663782.8465 | 5.577% | 702984.9307
CAR PARKS #164 | TERTIARY | CAR PARKS | 33414.7436 | 2009 | 18221.4263 | 0 | 0 | 0 | 0 | 20800.169 | 16901.7343 | 19601.7748 | 2 | 16791.2937 | 15701.6614 | 14 | 0 | 0 | 0 | 0 | 0 | 0 | 39133.886 | 2117.0493 | 314614.949 | 1460.2682 | 4736.1998 | 0 | 48.6979 | 0 | 152689.4684 | 664.2252 | 0 | 159732.5744 | 56.06% | 43.94% | 7962.2722 | 4389.1253 | 131.2521 | 14.292 | 306.2655 | 503.4129 | 678.074 | 58.9146 | 9649.9268 | 27692.173 | 194387.564 | 231729.6638 | 821782.7202 | 1055198.7932 | 4.271% | 1102274.6403
CAR PARKS #165 | TERTIARY | CAR PARKS | 32137.7923 | 2007 | 16827.3029 | 0 | 0 | 0 | 0 | 23171.0723 | 17161.0456 | 15610.457 | 2 | 16044.039 | 17140.6548 | 12 | 0 | 0 | 0 | 0 | 0 | 0 | 48460.4745 | 3039.0219 | 237460.6396 | 932.9379 | 4536.7974 | 0 | 51.2297 | 0 | 123738.1976 | 685.4374 | 0 | 137491.2763 | 42.61% | 57.39% | 8172.6125 | 5292.8455 | 130.0319 | 19.3731 | 240.9709 | 514.0142 | 538.9217 | 59.8988 | 6891.241 | 30647.6889 | 173361.268 | 210900.1979 | 696939.4595 | 909161.7484 | 1.643% | 924347.9794
CAR PARKS #166 | TERTIARY | CAR PARKS | 45519.9889 | 2020 | 43587.0961 | 0 | 0 | 0 | 0 | 32665.9459 | 25203.927 | 22536.5979 | 3 | 22046.1915 | 29666.5528 | 20 | 0 | 0 | 0 | 0 | 0 | 0 | 66287.2495 | 4283.8148 | 532048.5822 | 1627.5847 | 7532.9097 | 0 | 82.2238 | 0 | 204613.353 | 639.0745 | 0 | 179469.9715 | 57.99% | 42.01% | 13198.7154 | 7666.8165 | 256.2769 | 27.0022 | 277.4771 | 516.7362 | 1131.5135 | 82.1153 | 16330.6082 | 68742.2175 | 253326.2047 | 338399.0303 | 1261765.1177 | 1603317.1604 | 2.111% | 1637890.7488
CAR PARKS #167 | TERTIARY | CAR PARKS | 40683.1066 | 2016 | 37165.9986 | 0 | 0 | 0 | 0 | 23329.766 | 20926.7 | 23918.9739 | 2 | 20674.9014 | 20431.3021 | 19 | 0 | 0 | 0 | 0 | 0 | 0 | 51554.9889 | 4008.4854 | 377819.0547 | 1493.5328 | 9368.4827 | 0 | 45.9363 | 0 | 195602.1693 | 763.3667 | 0 | 200150.9 | 72.42% | 27.58% | 11287.6159 | 5690.2873 | 193.1033 | 23.4919 | 304.0093 | 548.2958 | 859.7296 | 47.8392 | 15918.1272 | 48436.5286 | 202216.5361 | 266571.1919 | 1053036.1409 | 1321551.2781 | 3.967% | 1376147.1285
CAR PARKS #168 | TERTIARY | CAR PARKS | 57621.4522 | 2011 | 36565.1117 | 0 | 0 | 0 | 0 | 30996.4667 | 35977.1383 | 35722.2597 | 4 | 26203.8466 | 23935.8248 | 28 | 0 | 0 | 0 | 0 | 0 | 0 | 79188.9918 | 4658.0648 | 642764.4057 | 2235.6956 | 8262.5817 | 0 | 102.8329 | 0 | 190921.3412 | 1115.1288 | 0 | 275174.1326 | 56.41% | 43.59% | 11047.2828 | 7730.5632 | 323.5295 | 29.0273 | 444.58 | 902.7955 | 1158.9276 | 82.9343 | 12892.1577 | 57545.4284 | 402088.4712 | 472526.0574 | 1470576.7254 | 1947160.4426 | 2.028% | 1987473.1429
CAR PARKS #169 | TERTIARY | CAR PARKS | 24148.0208 | 2009 | 15341.4517 | 0 | 0 | 0 | 0 | 17544.5406 | 14196.1777 | 14854.4753 | 1 | 12414.3504 | 10279.5041 | 12 | 0 | 0 | 0 | 0 | 0 | 0 | 31099.443 | 1804.3698 | 266174.0442 | 750.4847 | 3699.9053 | 0 | 37.471 | 0 | 110722.6883 | 320.6466 | 0 | 80620.6804 | 82.07% | 17.93% | 5957.2546 | 3215.1246 | 98.49 | 13.248 | 145.7473 | 264.8178 | 492.1713 | 35.281 | 7309.1833 | 17999.7939 | 133124.9663 | 158433.9435 | 607580.1824 | 767539.6598 | 5.799% | 814790.6146
CAR PARKS #170 | TERTIARY | CAR PARKS | 13194.1551 | 2019 | 9190.7081 | 0 | 0 | 0 | 0 | 8409.6376 | 10289.5498 | 9261.307 | 1 | 8019.2596 | 9205.3011 | 8 | 0 | 0 | 0 | 0 | 0 | 0 | 21377.033 | 924.2425 | 156256.3476 | 554.7295 | 2864.8984 | 0 | 21.7565 | 0 | 60341.7144 | 200.6031 | 0 | 55106.7482 | 70.9% | 29.1% | 3820.1618 | 1639.1291 | 59.5492 | 6.9629 | 104.7595 | 195.5073 | 257.5265 | 24.1858 | 4353.7858 | 17988.5987 | 101932.6679 | 124275.0525 | 372686.3898 | 497702.5799 | 4.342% | 520295.2796
CAR PARKS #171 | TERTIARY | CAR PARKS | 35887.9965 | 2014 | 31224.7715 | 0 | 0 | 0 | 0 | 30553.0869 | 24109.8354 | 23620.5876 | 2 | 15617.6737 | 21106.3152 | 19 | 0 | 0 | 0 | 0 | 0 | 0 | 48694.55 | 3277.3934 | 346888.266 | 1436.9053 | 6211.5381 | 0 | 55.794 | 0 | 136704.3552 | 552.6675 | 0 | 119620.3627 | 44.03% | 55.97% | 9603.6763 | 6285.9338 | 151.9194 | 16.4937 | 268.8985 | 615.2904 | 673.7217 | 66.1203 | 11123.3233 | 46044.0358 | 243395.5668 | 300562.9259 | 859358.7382 | 1161566.7589 | 3.423% | 1202731.6464
CAR PARKS #172 | TERTIARY | CAR PARKS | 43358.1477 | 2013 | 37725.2007 | 0 | 0 | 0 | 0 | 32256.0265 | 28467.3793 | 30484.8163 | 3 | 21299.5964 | 20711.3833 | 24 | 0 | 0 | 0 | 0 | 0 | 0 | 58371.5421 | 4363.8821 | 470270.7619 | 2002.508 | 8629.7089 | 0 | 74.6169 | 0 | 217891.5893 | 615.4116 | 0 | 175438.4755 | 72.16% | 27.84% | 11204.7457 | 7483.1773 | 172.0364 | 22.4896 | 354.1075 | 475.8621 | 1099.8289 | 70.1197 | 14005.4061 | 53292.7399 | 331928.911 | 399227.057 | 1176714.5971 | 1578973.7961 | 6.344% | 1685931.812
CAR PARKS #173 | TERTIARY | CAR PARKS | 55323.2791 | 2011 | 30759.9539 | 0 | 0 | 0 | 0 | 40112.1041 | 24628.1443 | 35172.4335 | 4 | 26994.6189 | 34340.4706 | 23 | 0 | 0 | 0 | 0 | 0 | 0 | 81441.8347 | 3831.6758 | 544104.3294 | 1746.3577 | 7518.4815 | 0 | 70.6807 | 0 | 283150.5637 | 1050.9351 | 0 | 279781.5195 | 64.53% | 35.47% | 10340.1177 | 6888.6653 | 280.5161 | 29.2651 | 396.0412 | 811.2889 | 1277.8951 | 80.803 | 18637.7069 | 62050.5551 | 322790.5073 | 403478.7693 | 1472974.3379 | 1880105.998 | 3.955% | 1957533.4572
CAR PARKS #174 | TERTIARY | CAR PARKS | 13431.3306 | 2023 | 9948.3375 | 0 | 0 | 0 | 0 | 12941.0896 | 9116.5781 | 10043.9813 | 1 | 6114.7868 | 7862.9294 | 5 | 0 | 0 | 0 | 0 | 0 | 0 | 24540.6372 | 1352.7687 | 159763.2837 | 418.2761 | 2461.4614 | 0 | 20.8093 | 0 | 75782.5057 | 257.1619 | 0 | 59607.2142 | 81.62% | 18.38% | 2493.7186 | 2031.3959 | 71.5789 | 7.995 | 91.6871 | 184.3124 | 349.4351 | 23.5608 | 3942.2366 | 13306.9109 | 94618.6483 | 111867.7958 | 397275.365 | 509975.6095 | 5.132% | 537560.6793
CAR PARKS #175 | TERTIARY | CAR PARKS | 33935.6349 | 2016 | 25862.3752 | 0 | 0 | 0 | 0 | 26645.1579 | 21688.7361 | 17103.8188 | 2 | 20162.6794 | 18053.542 | 13 | 0 | 0 | 0 | 0 | 0 | 0 | 57647.8073 | 2616.6046 | 360615.8488 | 1476.1885 | 5625.0718 | 0 | 59.8075 | 0 | 129494.1057 | 605.9427 | 0 | 177794.2224 | 75.89% | 24.11% | 8492.5706 | 4080.4395 | 116.8691 | 19.806 | 254.4603 | 412.9786 | 779.654 | 57.4286 | 8647.1886 | 38310.403 | 165724.1413 | 212681.733 | 918626.4443 | 1133696.9088 | 3.874% | 1179387.7797
CAR PARKS #176 | TERTIARY | CAR PARKS | 64519.1396 | 2016 | 57728.22 | 0 | 0 | 0 | 0 | 42089.5213 | 44397.9611 | 40048.8978 | 4 | 35370.0641 | 29057.0381 | 23 | 0 | 0 | 0 | 0 | 0 | 0 | 110253.4641 | 5250.3011 | 730381.5526 | 2307.1564 | 12094.9448 | 0 | 87.065 | 0 | 237478.3223 | 1066.2016 | 0 | 355104.0018 | 71.07% | 28.93% | 13023.8758 | 10633.1164 | 249.1137 | 25.0752 | 595.2569 | 674.1699 | 1563.0972 | 87.8125 | 19630.3771 | 67958.5895 | 345970.1536 | 433559.1201 | 1802397.6163 | 2240038.8763 | 5.932% | 2381297.8232
CAR PARKS #177 | TERTIARY | CAR PARKS | 63785.0762 | 2011 | 36099.8612 | 0 | 0 | 0 | 0 | 39244.6084 | 28970.8778 | 41314.9187 | 5 | 25438.6974 | 25449.024 | 32 | 0 | 0 | 0 | 0 | 0 | 0 | 69084.7637 | 5672.7217 | 496034.8233 | 2421.8893 | 9915.5105 | 0 | 92.7863 | 0 | 291045.5254 | 1229.5926 | 0 | 298076.0403 | 61.08% | 38.92% | 11668.3144 | 11596.4293 | 291.0915 | 31.2672 | 534.1724 | 963.6564 | 1644.9711 | 74.452 | 18807.8994 | 80580.6224 | 418487.7047 | 517876.2266 | 1467054.7932 | 1988826.8312 | 6.767% | 2133181.9521
CAR PARKS #178 | TERTIARY | CAR PARKS | 59207.5904 | 2016 | 49292.2618 | 0 | 0 | 0 | 0 | 49631.9155 | 39397.6552 | 32415.652 | 4 | 31856.6058 | 32169.1735 | 23 | 0 | 0 | 0 | 0 | 0 | 0 | 100807.0132 | 5464.1651 | 556920.0344 | 2486.5186 | 12364.6909 | 0 | 101.8599 | 0 | 238920.7163 | 794.1793 | 0 | 268985.9692 | 48.78% | 51.22% | 15945.7013 | 9406.9885 | 321.2168 | 24.3145 | 465.128 | 904.1667 | 1104.7455 | 87.7509 | 18680.4578 | 60015.2135 | 381360.4579 | 460056.1292 | 1502425.0905 | 1966489.7247 | 4.052% | 2049534.6336
CAR PARKS #179 | TERTIARY | CAR PARKS | 19103.1866 | 2021 | 16281.9838 | 0 | 0 | 0 | 0 | 16259.0386 | 10607.7279 | 14998.1765 | 1 | 11718.668 | 11182.3303 | 8 | 0 | 0 | 0 | 0 | 0 | 0 | 25618.2056 | 1498.3543 | 200877.3276 | 881.9163 | 5038.2359 | 0 | 26.0545 | 0 | 112152.4545 | 351.9813 | 0 | 77714.5641 | 74.79% | 25.21% | 4567.0133 | 3401.8457 | 95.0086 | 8.0994 | 126.4912 | 298.0474 | 394.1527 | 36.4286 | 7105.6956 | 18117.3116 | 92158.4914 | 117381.4985 | 528016.3893 | 646779.4265 | 6.691% | 693159.7673
CAR PARKS #180 | TERTIARY | CAR PARKS | 55798.7448 | 2020 | 36965.5698 | 0 | 0 | 0 | 0 | 35565.1399 | 43768.447 | 39015.6984 | 3 | 28974.258 | 35989.6464 | 20 | 0 | 0 | 0 | 0 | 0 | 0 | 96362.5347 | 4309.6648 | 660032.9086 | 2201.6827 | 14617.8071 | 0 | 96.7686 | 0 | 340596.4431 | 1195.8637 | 0 | 334291.0815 | 73.29% | 26.71% | 11361.525 | 7809.5724 | 312.4659 | 31.6833 | 499.5415 | 684.5938 | 1103.4517 | 85.7695 | 17117.4379 | 53150.6477 | 323692.7864 | 393960.872 | 1749450.33 | 2148112.0981 | 1.441% | 2179522.2086
CAR PARKS #181 | TERTIARY | CAR PARKS | 17240.4868 | 2008 | 10041.2762 | 0 | 0 | 0 | 0 | 11337.6952 | 7304.2138 | 6786.3295 | 1 | 7590.1331 | 8258.3494 | 7 | 0 | 0 | 0 | 0 | 0 | 0 | 21124.0226 | 1460.479 | 178350.3978 | 632.7478 | 3008.6151 | 0 | 22.319 | 0 | 63587.7819 | 339.5723 | 0 | 65058.2351 | 35.46% | 64.54% | 4983.1957 | 3229.5682 | 64.243 | 9.7579 | 131.5766 | 182.0386 | 282.3995 | 21.4903 | 4166.9757 | 17974.4952 | 86451.9929 | 108593.4638 | 410108.9434 | 519738.5116 | 3.759% | 540041.2195
CAR PARKS #182 | TERTIARY | CAR PARKS | 54840.4266 | 2018 | 33511.7744 | 0 | 0 | 0 | 0 | 47492.0975 | 29955.9976 | 39144.2689 | 3 | 22288.7605 | 36027.3898 | 20 | 0 | 0 | 0 | 0 | 0 | 0 | 102724.9448 | 3824.2496 | 581324.8608 | 1788.4419 | 9759.0522 | 0 | 68.246 | 0 | 268924.7413 | 1140.0448 | 0 | 326989.2186 | 84.01% | 15.99% | 11808.885 | 7597.7602 | 256.7529 | 33.1314 | 473.8532 | 702.6988 | 1293.9912 | 74.7091 | 18453.4613 | 53183.0271 | 285116.6785 | 356753.1669 | 1572621.504 | 1932501.5006 | 2.462% | 1981279.9695
CAR PARKS #183 | TERTIARY | CAR PARKS | 45858.2188 | 2018 | 34152.2139 | 0 | 0 | 0 | 0 | 29683.2504 | 27796.4172 | 32621.5625 | 3 | 27988.3034 | 33841.3567 | 16 | 0 | 0 | 0 | 0 | 0 | 0 | 64379.8763 | 4331.7669 | 578249.5927 | 1997.9592 | 8219.8 | 0 | 66.9014 | 0 | 210949.9695 | 730.4021 | 0 | 237864.2287 | 81.67% | 18.33% | 8876.3353 | 6323.0942 | 228.7909 | 18.7869 | 268.2889 | 708.511 | 1180.1682 | 74.9943 | 13745.3388 | 66203.8693 | 334322.1744 | 414271.3825 | 1366653.9684 | 1783267.6986 | 3.581% | 1849489.5976
CAR PARKS #184 | TERTIARY | CAR PARKS | 26244.5671 | 2021 | 25791.1763 | 0 | 0 | 0 | 0 | 22169.5088 | 20479.198 | 20211.8278 | 2 | 15714.6972 | 13981.5194 | 12 | 0 | 0 | 0 | 0 | 0 | 0 | 51425.3705 | 2547.1519 | 305817.6105 | 1154.8148 | 7100.7689 | 0 | 32.6376 | 0 | 109573.1843 | 478.1811 | 0 | 157022.6392 | 64.26% | 35.74% | 6955.6747 | 3451.6141 | 100.3875 | 14.2081 | 165.5936 | 364.9635 | 668.559 | 36.9418 | 8285.061 | 28111.499 | 192657.6713 | 229054.2314 | 790604.1699 | 1021124.0397 | 0.5936% | 1027221.1578
CAR PARKS #185 | TERTIARY | CAR PARKS | 27692.51 | 2019 | 24263.6782 | 0 | 0 | 0 | 0 | 20272.4967 | 15206.5298 | 19169.777 | 2 | 14189.8795 | 15353.4416 | 11 | 0 | 0 | 0 | 0 | 0 | 0 | 34176.9738 | 2215.6509 | 255583.5252 | 1075.4195 | 6097.0737 | 0 | 39.0899 | 0 | 103239.1348 | 510.325 | 0 | 128767.462 | 66.1% | 33.9% | 7225.7126 | 3612.1482 | 155.3327 | 12.9425 | 169.5905 | 444.6801 | 558.2347 | 52.4841 | 11240.9331 | 27244.3373 | 197306.1743 | 235791.4447 | 674231.4945 | 911866.1479 | 3.749% | 947387.5671
CAR PARKS #186 | TERTIARY | CAR PARKS | 61530.0222 | 2012 | 39395.9989 | 0 | 0 | 0 | 0 | 49901.2099 | 37468.0307 | 33608.2863 | 4 | 34420.233 | 28835.4079 | 30 | 0 | 0 | 0 | 0 | 0 | 0 | 101383.1573 | 5315.8938 | 688059.2368 | 2350.0742 | 12659.2132 | 0 | 99.4739 | 0 | 318443.4092 | 964.2521 | 0 | 246872.3116 | 64.92% | 35.08% | 18048.6761 | 7830.8582 | 351.6506 | 29.0235 | 423.3879 | 809.9488 | 1315.2221 | 71.7759 | 22500.988 | 62446.8752 | 301004.8898 | 385952.753 | 1697371.8 | 2086318.4607 | 6.283% | 2226194.7821
CAR PARKS #187 | TERTIARY | CAR PARKS | 60741.0636 | 2007 | 41980.0086 | 0 | 0 | 0 | 0 | 35836.553 | 23748.17 | 30099.0139 | 3 | 24981.2277 | 25165.2113 | 30 | 0 | 0 | 0 | 0 | 0 | 0 | 60534.3642 | 3787.7753 | 489000.5578 | 1728.2436 | 9388.1489 | 0 | 72.7762 | 0 | 274283.8082 | 958.3013 | 0 | 246403.501 | 44.94% | 55.06% | 13371.072 | 8187.7501 | 308.93 | 22.3317 | 570.6316 | 810.5706 | 1549.6356 | 100.4126 | 19764.381 | 63712.4891 | 322539.0258 | 406015.8959 | 1356582.2139 | 1764947.9612 | 3.962% | 1837753.398
CAR PARKS #188 | TERTIARY | CAR PARKS | 65179.3682 | 2012 | 40304.8132 | 0 | 0 | 0 | 0 | 45667.9063 | 36295.5816 | 36451.2211 | 4 | 25831.4279 | 28132.152 | 26 | 0 | 0 | 0 | 0 | 0 | 0 | 72224.2628 | 5819.3815 | 491529.7908 | 2035.1864 | 12388.1418 | 0 | 89.1176 | 0 | 316499.7269 | 1077.1594 | 0 | 281670.6993 | 79.03% | 20.97% | 16174.6916 | 12271.7489 | 281.9492 | 33.2409 | 461.4928 | 962.8673 | 1469.2516 | 117.0508 | 16319.8819 | 82862.9837 | 506271.4771 | 605454.3427 | 1496415.7758 | 2105432.7841 | 3.953% | 2192075.8539
CAR PARKS #189 | TERTIARY | CAR PARKS | 25163.7576 | 2010 | 15653.545 | 0 | 0 | 0 | 0 | 20040.8196 | 14027.7677 | 11089.8896 | 1 | 10603.7506 | 12454.9968 | 13 | 0 | 0 | 0 | 0 | 0 | 0 | 37237.3662 | 2272.4537 | 193182.2838 | 872.6381 | 5205.3995 | 0 | 30.9416 | 0 | 112927.9334 | 444.5092 | 0 | 118812.6527 | 44.11% | 55.89% | 5807.7326 | 4284.6971 | 116.058 | 12.0871 | 222.4922 | 353.7608 | 617.5042 | 41.4331 | 8517.2653 | 20314.285 | 145643.0893 | 174474.6397 | 585620.7488 | 761306.3661 | 3.764% | 791085.8173
CAR PARKS #190 | TERTIARY | CAR PARKS | 31657.0629 | 2016 | 23970.1643 | 0 | 0 | 0 | 0 | 23212.4097 | 16597.3308 | 21188.0601 | 2 | 12237.2912 | 21168.8393 | 12 | 0 | 0 | 0 | 0 | 0 | 0 | 39595.7487 | 2528.0221 | 299721.3952 | 1167.0476 | 6670.7142 | 0 | 52.7662 | 0 | 110079.3964 | 450.6369 | 0 | 163788.7814 | 43.09% | 56.91% | 8479.584 | 4600.1936 | 165.4373 | 15.2694 | 251.7585 | 409.5085 | 772.6977 | 55.0216 | 10980.711 | 43093.5754 | 182282.142 | 236356.4283 | 789198.4556 | 1027224.9424 | 6.495% | 1098572.898
CAR PARKS #191 | TERTIARY | CAR PARKS | 35933.5775 | 2010 | 22643.8867 | 0 | 0 | 0 | 0 | 18163.7739 | 18371.4073 | 14392.2159 | 2 | 12654.7674 | 19611.4639 | 14 | 0 | 0 | 0 | 0 | 0 | 0 | 39338.96 | 2687.1301 | 392037.561 | 1612.6468 | 6417.5578 | 0 | 58.5448 | 0 | 154920.2191 | 537.2041 | 0 | 111071.2695 | 60.97% | 39.03% | 6795.6895 | 4243.6619 | 170.7206 | 20.2517 | 278.9567 | 510.2736 | 716.7456 | 57.8555 | 8037.4643 | 31106.0839 | 198334.5317 | 237478.08 | 857891.5888 | 1097646.3261 | 5.744% | 1164540.2594
CAR PARKS #192 | TERTIARY | CAR PARKS | 21967.0655 | 2019 | 16179.627 | 0 | 0 | 0 | 0 | 16881.8662 | 17277.1951 | 13462.4551 | 1 | 11860.0826 | 13135.1508 | 10 | 0 | 0 | 0 | 0 | 0 | 0 | 39338.6392 | 1567.3994 | 297926.3616 | 980.2684 | 3482.6917 | 0 | 38.3949 | 0 | 119670.1617 | 301.7563 | 0 | 91200.2882 | 79.06% | 20.94% | 5438.4919 | 2920.8657 | 117.0353 | 9.4873 | 199.2226 | 231.4634 | 392.2497 | 36.2711 | 5768.6204 | 32987.7328 | 170101.538 | 208857.8913 | 686541.7956 | 896675.7493 | 0.8615% | 904467.3216
CAR PARKS #193 | TERTIARY | CAR PARKS | 16752.1209 | 2018 | 16271.4739 | 0 | 0 | 0 | 0 | 15674.6205 | 9992.0615 | 9945.7156 | 1 | 7939.614 | 7717.5545 | 7 | 0 | 0 | 0 | 0 | 0 | 0 | 22722.1782 | 1457.2177 | 178163.8979 | 666.7298 | 4152.5137 | 0 | 25.9645 | 0 | 72394.1504 | 274.3748 | 0 | 85420.0531 | 84.17% | 15.83% | 3713.7078 | 2422.5577 | 82.0867 | 8.7132 | 129.536 | 188.3895 | 345.355 | 19.9029 | 4880.3885 | 16088.0388 | 92307.5197 | 113275.947 | 456279.7382 | 570408.8263 | 4.071% | 594612.8562
CAR PARKS #194 | TERTIARY | CAR PARKS | 37849.6068 | 2017 | 25268.1459 | 0 | 0 | 0 | 0 | 23032.4087 | 18155.4514 | 25600.5208 | 2 | 16685.1788 | 20134.9256 | 20 | 0 | 0 | 0 | 0 | 0 | 0 | 55276.1826 | 3649.3436 | 489287.414 | 1340.6664 | 7225.4621 | 0 | 50.1691 | 0 | 134231.4778 | 610.6751 | 0 | 166201.8348 | 80.1% | 19.9% | 6905.5008 | 6694.6921 | 212.1932 | 17.5471 | 332.3631 | 503.4473 | 689.5586 | 57.3883 | 9586.8547 | 51745.0749 | 224039.3851 | 285371.3147 | 1048649.9336 | 1336039.9849 | 6.795% | 1433437.6681
CAR PARKS #195 | TERTIARY | CAR PARKS | 16457.0039 | 2008 | 8656.7847 | 0 | 0 | 0 | 0 | 7708.0794 | 7348.328 | 9738.1524 | 1 | 7556.3522 | 9526.9866 | 8 | 0 | 0 | 0 | 0 | 0 | 0 | 21117.7113 | 1267.0625 | 161143.6992 | 486.149 | 2547.6406 | 0 | 18.9348 | 0 | 66951.6215 | 245.2559 | 0 | 63143.2892 | 65.64% | 34.36% | 4013.6958 | 2269.9461 | 90.1371 | 7.0244 | 98.2152 | 214.6324 | 265.6733 | 29.6067 | 4688.9121 | 14471.3603 | 116502.9626 | 135663.235 | 384562.0415 | 521141.0614 | 4.48% | 545584.3525
CAR PARKS #196 | TERTIARY | CAR PARKS | 24435.3113 | 2012 | 20814.6914 | 0 | 0 | 0 | 0 | 17979.0721 | 16671.1799 | 15772.0889 | 2 | 10071.4572 | 15175.0353 | 11 | 0 | 0 | 0 | 0 | 0 | 0 | 40138.2538 | 1640.0875 | 242082.4333 | 796.9441 | 4230.847 | 0 | 41.4861 | 0 | 108568.5612 | 326.034 | 0 | 95135.597 | 72.14% | 27.86% | 5115.6953 | 3429.141 | 121.4438 | 11.4608 | 225.3695 | 353.2222 | 493.8849 | 32.6543 | 7985.8965 | 28364.8076 | 155367.9723 | 191718.6765 | 623067.1662 | 816140.347 | 3.143% | 842622.3535
CAR PARKS #197 | TERTIARY | CAR PARKS | 30812.1686 | 2017 | 24505.714 | 0 | 0 | 0 | 0 | 22172.0854 | 16072.354 | 15629.8283 | 1 | 11878.6061 | 19551.6463 | 16 | 0 | 0 | 0 | 0 | 0 | 0 | 51066.2776 | 2152.9573 | 323101.6069 | 1426.8789 | 6337.7956 | 0 | 39.9603 | 0 | 179706.5045 | 592.3371 | 0 | 163439.1964 | 63.27% | 36.73% | 9006.4313 | 3751.3435 | 112.1175 | 11.365 | 199.2392 | 508.7049 | 805.8954 | 42.1891 | 10107.1673 | 29485.785 | 147616.9495 | 187209.9018 | 881871.2764 | 1071085.4914 | 2.184% | 1095001.5328
CAR PARKS #198 | TERTIARY | CAR PARKS | 25393.2372 | 2022 | 21380.1013 | 0 | 0 | 0 | 0 | 22551.9399 | 12799.8979 | 15241.1344 | 2 | 16248.8132 | 14773.9263 | 13 | 0 | 0 | 0 | 0 | 0 | 0 | 46159.2354 | 2052.3456 | 358219.0539 | 1121.7407 | 6966.9904 | 0 | 31.6301 | 0 | 156022.8609 | 452.7743 | 0 | 121150.9826 | 85.61% | 14.39% | 5147.6996 | 3702.6016 | 132.1183 | 13.2479 | 149.4371 | 405.2455 | 529.1486 | 30.2269 | 7161.2124 | 39111.4625 | 151705.8353 | 197978.5101 | 849843.6407 | 1049424.4963 | 1.337% | 1063644.5079
CAR PARKS #199 | TERTIARY | CAR PARKS | 17064.0045 | 2016 | 13161.6301 | 0 | 0 | 0 | 0 | 11418.3566 | 8761.5801 | 8127.1913 | 1 | 9077.1134 | 8004.5621 | 9 | 0 | 0 | 0 | 0 | 0 | 0 | 28359.0398 | 1588.0629 | 185712.028 | 640.8049 | 4133.3704 | 0 | 29.7655 | 0 | 97152.3441 | 369.3283 | 0 | 84090.7039 | 54.06% | 45.94% | 4672.7279 | 2770.0628 | 66.8358 | 9.4835 | 107.3194 | 245.1756 | 308.8342 | 20.9926 | 4832.732 | 17067.5894 | 133863.0994 | 155763.4208 | 488089.2981 | 644933.1819 | 4.25% | 673556.1279
CAR PARKS #200 | TERTIARY | CAR PARKS | 31617.6132 | 2016 | 29102.7734 | 0 | 0 | 0 | 0 | 26379.8563 | 15232.6486 | 20146.7127 | 2 | 13743.9545 | 16346.0693 | 18 | 0 | 0 | 0 | 0 | 0 | 0 | 49074.6142 | 2618.4569 | 364620.9342 | 1275.4385 | 6177.805 | 0 | 54.7766 | 0 | 173475.8062 | 625.2456 | 0 | 134731.6489 | 68.01% | 31.99% | 6025.9354 | 3987.5252 | 157.8903 | 12.5918 | 242.8988 | 453.4534 | 690.6105 | 41.3336 | 9856.0406 | 42783.0599 | 215090.3461 | 267729.4466 | 910917.5231 | 1181008.3262 | 4.468% | 1236240.5203
CAR PARKS #201 | TERTIARY | CAR PARKS | 58736.6171 | 2010 | 42229.3734 | 0 | 0 | 0 | 0 | 42308.2762 | 34127.6316 | 32873.1368 | 3 | 19885.7409 | 27554.1682 | 22 | 0 | 0 | 0 | 0 | 0 | 0 | 72874.2607 | 3771.5242 | 560723.6381 | 2387.2011 | 10185.6324 | 0 | 73.0201 | 0 | 188450.9729 | 1198.9002 | 0 | 181908.2498 | 39.21% | 60.79% | 16283.0895 | 8234.5968 | 300.3587 | 34.683 | 537.6064 | 678.7303 | 994.5815 | 109.4402 | 12897.7315 | 59072.1575 | 384047.7952 | 456017.6842 | 1289347.3353 | 1748651.1977 | 2.978% | 1802316.2955
CAR PARKS #202 | TERTIARY | CAR PARKS | 59944.2514 | 2016 | 49780.8683 | 0 | 0 | 0 | 0 | 40192.4417 | 31463.0234 | 43207.3866 | 4 | 27492.6895 | 32310.8613 | 28 | 0 | 0 | 0 | 0 | 0 | 0 | 113164.4472 | 4931.8407 | 681313.4891 | 2569.3616 | 9937.7768 | 0 | 83.438 | 0 | 342718.2354 | 1265.8362 | 0 | 289154.7873 | 68.58% | 31.42% | 11439.8323 | 8686.9247 | 223.5523 | 31.3256 | 474.5007 | 965.1823 | 1442.9849 | 90.632 | 20053.9592 | 72922.9678 | 316952.3841 | 409929.3111 | 1765863.0831 | 2179372.0734 | 3.373% | 2255457.8773
CAR PARKS #203 | TERTIARY | CAR PARKS | 21336.8135 | 2016 | 18190.2238 | 0 | 0 | 0 | 0 | 17612.7101 | 11986.1444 | 14006.0659 | 1 | 9408.96 | 10329.6473 | 10 | 0 | 0 | 0 | 0 | 0 | 0 | 39511.3795 | 1445.3509 | 274870.4052 | 814.5536 | 3773.7695 | 0 | 33.2609 | 0 | 81439.5393 | 317.0297 | 0 | 87216.47 | 57.64% | 42.36% | 4288.0645 | 3847.7249 | 102.9056 | 11.6265 | 193.2265 | 364.3313 | 415.2686 | 32.3747 | 8661.5431 | 24587.3776 | 128409.1298 | 161658.0505 | 607256.5173 | 769995.5855 | 1.642% | 782851.5297
CAR PARKS #204 | TERTIARY | CAR PARKS | 16880.297 | 2022 | 15167.1312 | 0 | 0 | 0 | 0 | 13308.2241 | 11279.4606 | 10757.1593 | 1 | 10133.8693 | 9358.4782 | 9 | 0 | 0 | 0 | 0 | 0 | 0 | 27040.6075 | 1558.7383 | 211996.5513 | 571.072 | 4127.5271 | 0 | 30.1756 | 0 | 102951.498 | 244.6649 | 0 | 105098.7767 | 70.55% | 29.45% | 4411.0043 | 2544.4313 | 79.3563 | 6.5502 | 124.8752 | 242.7718 | 418.6216 | 21.0521 | 6874.6557 | 21924.0126 | 126310.5364 | 155109.2047 | 557863.8534 | 714369.6519 | 1.817% | 727591.4736
CAR PARKS #205 | TERTIARY | CAR PARKS | 44317.5972 | 2019 | 38120.2224 | 0 | 0 | 0 | 0 | 26318.7457 | 32789.9424 | 32768.9838 | 2 | 25412.6934 | 27329.6566 | 18 | 0 | 0 | 0 | 0 | 0 | 0 | 57105.1718 | 3773.5574 | 484044.4638 | 2041.4413 | 8616.03 | 0 | 71.4541 | 0 | 257377.2595 | 679.9031 | 0 | 237765.4833 | 69.09% | 30.91% | 11017.7072 | 5918.3553 | 172.2343 | 23.8888 | 280.3597 | 495.3629 | 1051.1207 | 82.8905 | 18635.0326 | 48408.6566 | 289486.7744 | 356530.4636 | 1300139.9125 | 1660305.1626 | 1.768% | 1690196.1783
CAR PARKS #206 | TERTIARY | CAR PARKS | 46817.0497 | 2019 | 29359.9342 | 0 | 0 | 0 | 0 | 29111.3361 | 23523.308 | 28946.0887 | 3 | 28287.6953 | 27114.4633 | 17 | 0 | 0 | 0 | 0 | 0 | 0 | 78828.6003 | 3196.2422 | 518128.3017 | 1428.0031 | 9202.6649 | 0 | 59.0218 | 0 | 253409.6458 | 693.5361 | 0 | 227235.6951 | 79.72% | 20.28% | 10094.8962 | 6505.4742 | 188.855 | 25.0385 | 368.619 | 782.0529 | 1018.9219 | 54.4303 | 15214.8019 | 43179.9513 | 289777.3338 | 348172.0869 | 1320727.962 | 1671254.2686 | 0.4965% | 1679593.4836
CAR PARKS #207 | TERTIARY | CAR PARKS | 28382.9551 | 2021 | 20110.2085 | 0 | 0 | 0 | 0 | 18271.0983 | 22170.7841 | 20860.6652 | 2 | 18236.6297 | 16707.4959 | 15 | 0 | 0 | 0 | 0 | 0 | 0 | 44573.1103 | 1721.3273 | 393807.7471 | 804.8338 | 7764.372 | 0 | 32.8495 | 0 | 142341.5673 | 391.5101 | 0 | 174383.9887 | 76.72% | 23.28% | 5458.7819 | 3283.0992 | 137.7163 | 13.3088 | 188.2205 | 398.2011 | 739.597 | 36.2327 | 11493.2689 | 27452.8086 | 202706.6844 | 241652.762 | 926706.2914 | 1170330.8902 | 4.559% | 1226233.8801
CAR PARKS #208 | TERTIARY | CAR PARKS | 56273.0139 | 2021 | 54209.6642 | 0 | 0 | 0 | 0 | 37851.8214 | 38132.2717 | 35915.5185 | 4 | 38320.883 | 34169.1114 | 26 | 0 | 0 | 0 | 0 | 0 | 0 | 114801.0173 | 3848.9519 | 764713.6352 | 2387.0733 | 12955.0844 | 0 | 89.4734 | 0 | 323739.02 | 978.4096 | 0 | 248271.4956 | 74.61% | 25.39% | 13419.431 | 6807.9717 | 224.2392 | 22.7967 | 385.2663 | 857.8614 | 914.9171 | 73.0771 | 23931.5651 | 62931.3469 | 410287.005 | 497149.9169 | 1808950.6588 | 2309052.9222 | 3.776% | 2399671.5191
CAR PARKS #209 | TERTIARY | CAR PARKS | 62205.7808 | 2023 | 66291.685 | 0 | 0 | 0 | 0 | 49512.8865 | 32102.1047 | 33529.0041 | 5 | 39036.6483 | 49014.271 | 26 | 0 | 0 | 0 | 0 | 0 | 0 | 98002.0206 | 6061.4709 | 667271.4715 | 2423.9398 | 13389.6498 | 0 | 69.2313 | 0 | 366192.3863 | 1122.0285 | 0 | 362435.4821 | 79.5% | 20.5% | 15528.2054 | 7351.5832 | 218.4174 | 23.5833 | 508.0009 | 668.613 | 1335.7404 | 102.196 | 20675.8114 | 88862.2321 | 439461.4671 | 548999.5106 | 1899627.5436 | 2454023.765 | 6.33% | 2619854.6861
CAR PARKS #210 | TERTIARY | CAR PARKS | 13558.4587 | 2011 | 9156.3182 | 0 | 0 | 0 | 0 | 10758.6999 | 5933.5596 | 7339.4432 | 1 | 6813.469 | 8532.9008 | 5 | 0 | 0 | 0 | 0 | 0 | 0 | 17846.2446 | 1059.2317 | 147140.5053 | 480.7026 | 2169.3228 | 0 | 19.8666 | 0 | 55504.791 | 192.7892 | 0 | 62607.5099 | 65.15% | 34.85% | 2767.8011 | 2472.3165 | 65.2358 | 5.7116 | 88.5606 | 171.3133 | 253.9885 | 17.7661 | 4443.1629 | 13066.1455 | 100868.5748 | 118377.8832 | 352887.5934 | 471909.1702 | 6.434% | 504357.0862
CAR PARKS #211 | TERTIARY | CAR PARKS | 21921.7016 | 2017 | 18543.8152 | 0 | 0 | 0 | 0 | 13432.152 | 11414.3515 | 14025.3874 | 1 | 12847.8729 | 10277.673 | 12 | 0 | 0 | 0 | 0 | 0 | 0 | 30347.2628 | 2171.616 | 230840.9751 | 895.744 | 3630.8009 | 0 | 29.3021 | 0 | 81551.2467 | 288.7097 | 0 | 109684.227 | 47.68% | 52.32% | 5434.6575 | 3646.7213 | 107.653 | 11.5577 | 130.1955 | 307.2753 | 511.636 | 29.8167 | 8560.3733 | 31487.446 | 104501.072 | 144548.8913 | 581340.8389 | 727207.1487 | 5.983% | 773484.3967
CAR PARKS #212 | TERTIARY | CAR PARKS | 38003.552 | 2010 | 27497.5654 | 0 | 0 | 0 | 0 | 19671.6065 | 23466.6092 | 18023.1562 | 2 | 17279.7832 | 22409.5777 | 15 | 0 | 0 | 0 | 0 | 0 | 0 | 41410.9202 | 3316.9518 | 339567.9979 | 1709.7082 | 5104.5611 | 0 | 62.6492 | 0 | 123128.9587 | 695.6161 | 0 | 182059.0959 | 74.25% | 25.75% | 8453.6928 | 6904.4837 | 173.7214 | 20.1993 | 279.7572 | 551.9585 | 898.4379 | 63.8838 | 12455.5713 | 39084.5515 | 300984.217 | 352524.3398 | 874794.4117 | 1229729.0656 | 6.17% | 1310585.7867
CAR PARKS #213 | TERTIARY | CAR PARKS | 38886.0635 | 2023 | 42151.6862 | 0 | 0 | 0 | 0 | 31409.6289 | 31917.27 | 27487.3759 | 2 | 24109.3957 | 24433.2987 | 20 | 0 | 0 | 0 | 0 | 0 | 0 | 65329.5248 | 3471.7631 | 574205.3283 | 1835.2624 | 8004.2124 | 0 | 51.6672 | 0 | 204999.9286 | 522.6739 | 0 | 199521.4575 | 69.37% | 30.63% | 11058.676 | 5450.6142 | 159.5034 | 18.9893 | 239.479 | 495.6983 | 830.5687 | 48.6962 | 11908.9872 | 40057.5877 | 222177.0805 | 274143.6554 | 1298298.6468 | 1575302.1967 | 6.373% | 1682532.533
CAR PARKS #214 | TERTIARY | CAR PARKS | 49539.8438 | 2014 | 29630.3695 | 0 | 0 | 0 | 0 | 34540.0844 | 24413.0956 | 27997.2481 | 3 | 21604.7031 | 27322.4826 | 26 | 0 | 0 | 0 | 0 | 0 | 0 | 57707.4722 | 3715.694 | 532076.3892 | 1949.0653 | 10036.6073 | 0 | 56.9439 | 0 | 225105.9012 | 791.2357 | 0 | 204705.7556 | 75.42% | 24.58% | 11321.7039 | 6112.239 | 281.1942 | 29.9102 | 450.3782 | 757.5899 | 1107.1101 | 93.4361 | 14063.0205 | 51355.199 | 236419.6638 | 301837.8833 | 1269265.3552 | 1574688.7887 | 3.338% | 1629072.2421
CAR PARKS #215 | TERTIARY | CAR PARKS | 35904.7356 | 2017 | 30002.6577 | 0 | 0 | 0 | 0 | 28344.4103 | 22232.6884 | 21182.5054 | 2 | 21637.9201 | 20712.9289 | 14 | 0 | 0 | 0 | 0 | 0 | 0 | 43803.312 | 2649.679 | 336429.8175 | 1681.0581 | 6318.0454 | 0 | 49.5273 | 0 | 207232.4919 | 770.3108 | 0 | 152455.2005 | 58.81% | 41.19% | 9157.4006 | 4131.8353 | 186.6008 | 19.5122 | 293.7198 | 557.1805 | 765.1899 | 41.8192 | 9667.3066 | 51587.3973 | 187263.212 | 248517.9159 | 957399.9372 | 1208016.0694 | 5.483% | 1278089.8611
CAR PARKS #216 | TERTIARY | CAR PARKS | 32221.3678 | 2021 | 22049.4685 | 0 | 0 | 0 | 0 | 29231.9523 | 21487.776 | 23029.187 | 2 | 19638.266 | 20476.4564 | 13 | 0 | 0 | 0 | 0 | 0 | 0 | 50448.0253 | 2768.6049 | 321309.1861 | 1410.9268 | 8514.4201 | 0 | 50.5538 | 0 | 133418.3474 | 553.916 | 0 | 132150.8476 | 72.84% | 27.16% | 6147.4773 | 6091.3893 | 156.3117 | 15.189 | 298.6151 | 371.9466 | 661.252 | 43.0579 | 9990.1412 | 39103.8495 | 155152.0803 | 204246.071 | 829505.4187 | 1036414.3704 | 2.303% | 1060845.5981
CAR PARKS #217 | TERTIARY | CAR PARKS | 39352.2131 | 2009 | 26699.782 | 0 | 0 | 0 | 0 | 23942.2763 | 20666.2309 | 16591.4637 | 3 | 15846.088 | 20380.2134 | 14 | 0 | 0 | 0 | 0 | 0 | 0 | 51933.5505 | 3357.7264 | 451145.2099 | 1632.3831 | 6562.096 | 0 | 64.7092 | 0 | 133391.7009 | 617.1092 | 0 | 179817.7614 | 53.54% | 46.46% | 9081.5801 | 6956.1112 | 168.2266 | 22.9348 | 371.7311 | 636.2413 | 838.7954 | 59.0903 | 10304.7857 | 32076.9641 | 295127.2061 | 337508.9559 | 1001778.4046 | 1340975.5859 | 1.203% | 1357301.2702
CAR PARKS #218 | TERTIARY | CAR PARKS | 52790.2758 | 2007 | 26865.2775 | 0 | 0 | 0 | 0 | 30621.9252 | 23940.148 | 31687.8633 | 2 | 26417.7774 | 27395.0713 | 26 | 0 | 0 | 0 | 0 | 0 | 0 | 63896.7853 | 3789.3396 | 389606.0474 | 1853.1914 | 7082.5514 | 0 | 67.9985 | 0 | 195605.8927 | 1051.9559 | 0 | 226653.313 | 55.94% | 44.06% | 12059.9973 | 6764.9121 | 235.5091 | 28.3338 | 501.9907 | 859.719 | 1139.5585 | 81.9831 | 12521.1183 | 55183.2958 | 326907.7456 | 394612.1597 | 1113508.6074 | 1510211.023 | 3.776% | 1569475.6883
CAR PARKS #219 | TERTIARY | CAR PARKS | 29476.631 | 2012 | 21068.3448 | 0 | 0 | 0 | 0 | 24518.3373 | 19137.6694 | 13907.6917 | 2 | 16728.9638 | 12824.8607 | 12 | 0 | 0 | 0 | 0 | 0 | 0 | 37899.3148 | 2099.5095 | 222268.5365 | 1201.8921 | 5512.327 | 0 | 38.3115 | 0 | 111712.3889 | 437.7518 | 0 | 146238.2859 | 48.97% | 51.03% | 8464.5237 | 5366.1541 | 124.2904 | 12.2419 | 220.566 | 425.9801 | 640.8542 | 49.0824 | 9994.1856 | 24889.9324 | 220597.2383 | 255481.3563 | 673534.3744 | 930508.7533 | 5.671% | 986449.659
CAR PARKS #220 | TERTIARY | CAR PARKS | 39958.0812 | 2014 | 32610.5368 | 0 | 0 | 0 | 0 | 33186.4184 | 26772.4736 | 21960.261 | 3 | 14803.96 | 21078.1241 | 15 | 0 | 0 | 0 | 0 | 0 | 0 | 57823.572 | 2454.0196 | 379545.5619 | 1136.2276 | 7705.2919 | 0 | 58.151 | 0 | 143435.669 | 828.3054 | 0 | 210380.5352 | 50.04% | 49.96% | 8316.706 | 6660.4864 | 190.7296 | 19.3748 | 342.1481 | 450.0156 | 835.6571 | 71.7879 | 9626.7508 | 50807.3432 | 311345.8592 | 371779.9532 | 1017443.5948 | 1391519.3349 | 1.822% | 1417347.6844
CAR PARKS #221 | TERTIARY | CAR PARKS | 59328.539 | 2010 | 34712.8409 | 0 | 0 | 0 | 0 | 35533.3896 | 29521.0212 | 32298.7556 | 3 | 23031.1035 | 27535.7559 | 24 | 0 | 0 | 0 | 0 | 0 | 0 | 63811.9033 | 4143.5491 | 582359.6666 | 2480.2522 | 9676.8038 | 0 | 89.5424 | 0 | 211204.5159 | 1074.3333 | 0 | 251729.3428 | 66.31% | 33.69% | 15460.2477 | 9166.1251 | 313.7419 | 31.9722 | 387.516 | 798.3981 | 1418.5781 | 98.0323 | 19356.0136 | 64586.4649 | 395968.9374 | 479911.4159 | 1395356.8535 | 1878656.4924 | 6.517% | 2009622.1627
CAR PARKS #222 | TERTIARY | CAR PARKS | 13277.4144 | 2021 | 8509.8577 | 0 | 0 | 0 | 0 | 8365.8287 | 7144.1036 | 7520.0863 | 1 | 6056.6269 | 6711.7944 | 5 | 0 | 0 | 0 | 0 | 0 | 0 | 27703.6478 | 816.1011 | 125511.9504 | 450.178 | 2616.4076 | 0 | 14.7252 | 0 | 53119.3641 | 225.9293 | 0 | 65839.1205 | 49.03% | 50.97% | 3305.1691 | 1797.3311 | 47.3851 | 5.6748 | 93.0668 | 213.9752 | 317.896 | 22.783 | 5223.8965 | 14154.5057 | 70335.8616 | 89714.2639 | 341516.563 | 432239.3868 | 4.954% | 454770.5738
CAR PARKS #223 | TERTIARY | CAR PARKS | 52186.1577 | 2022 | 34715.7202 | 0 | 0 | 0 | 0 | 47936.8032 | 36682.5512 | 31033.5214 | 3 | 22982.9702 | 30835.1194 | 21 | 0 | 0 | 0 | 0 | 0 | 0 | 81951.6381 | 3180.2977 | 616899.6593 | 2345.4204 | 14141.6787 | 0 | 75.8698 | 0 | 331168.5321 | 1028.6959 | 0 | 202062.091 | 66.08% | 33.92% | 15013.1105 | 9615.2659 | 185.6002 | 24.2424 | 477.0923 | 890.9846 | 841.8798 | 61.3255 | 17172.404 | 77126.3769 | 252075.8907 | 346374.6715 | 1561542.1553 | 1912259.4071 | 4.51% | 2002573.7272
CAR PARKS #224 | TERTIARY | CAR PARKS | 52300.2909 | 2023 | 53158.2771 | 0 | 0 | 0 | 0 | 52380.4158 | 37976.3197 | 41772.1255 | 4 | 32403.5041 | 35006.6469 | 27 | 0 | 0 | 0 | 0 | 0 | 0 | 91597.408 | 4269.0637 | 731980.4204 | 1692.903 | 11439.1766 | 0 | 75.0696 | 0 | 316986.0644 | 888.5994 | 0 | 329463.0898 | 84.52% | 15.48% | 13649.6687 | 6176.9672 | 274.8985 | 30.7218 | 334.1721 | 673.4514 | 1159.0218 | 65.2944 | 15494.8726 | 71850.1515 | 252378.8784 | 339723.9025 | 1835221.1655 | 2178045.0493 | 0.5048% | 2189095.7858
CAR PARKS #225 | TERTIARY | CAR PARKS | 61166.4003 | 2015 | 54475.6945 | 0 | 0 | 0 | 0 | 46325.8592 | 40071.5699 | 29323.0058 | 5 | 36936.2669 | 42336.4059 | 34 | 0 | 0 | 0 | 0 | 0 | 0 | 100013.4578 | 5437.6686 | 525332.3088 | 2782.0009 | 14274.7602 | 0 | 100.8382 | 0 | 300057.7954 | 1289.2172 | 0 | 229439.4489 | 62.36% | 37.64% | 13122.002 | 9496.7749 | 333.8091 | 31.2887 | 541.9429 | 653.9107 | 1282.7418 | 110.5028 | 15157.4691 | 74675.9212 | 385927.8588 | 475761.2492 | 1512553.536 | 1992081.4103 | 6.777% | 2136905.7655
CAR PARKS #226 | TERTIARY | CAR PARKS | 56911.7664 | 2019 | 41103.6262 | 0 | 0 | 0 | 0 | 41761.6004 | 27814.1465 | 35024.7633 | 4 | 28723.5709 | 38141.4888 | 21 | 0 | 0 | 0 | 0 | 0 | 0 | 96101.5395 | 4716.8539 | 814336.2648 | 2469.0619 | 14530.7101 | 0 | 75.0908 | 0 | 251418.9118 | 1030.3523 | 0 | 211544.6254 | 72.86% | 27.14% | 13731.757 | 6925.8312 | 312.4915 | 31.22 | 515.465 | 922.1981 | 1037.8931 | 88.071 | 15098.9968 | 63321.2663 | 378142.0845 | 456562.3476 | 1689083.7793 | 2148542.0865 | 6.257% | 2291960.8483
CAR PARKS #227 | TERTIARY | CAR PARKS | 17071.5047 | 2009 | 9819.0016 | 0 | 0 | 0 | 0 | 11543.2446 | 6804.659 | 7781.7521 | 1 | 7917.7517 | 8448.8872 | 7 | 0 | 0 | 0 | 0 | 0 | 0 | 24523.2709 | 1456.8505 | 178777.3554 | 664.9061 | 2780.9614 | 0 | 24.7211 | 0 | 53263.07 | 362.4364 | 0 | 51873.8231 | 69.44% | 30.56% | 3824.2681 | 2022.9671 | 87.8497 | 8.8057 | 133.0322 | 255.1008 | 424.9457 | 21.272 | 4168.8988 | 16075.7588 | 91272.6893 | 111517.3468 | 386698.6682 | 498952.6657 | 1.173% | 504874.6114
CAR PARKS #228 | TERTIARY | CAR PARKS | 30945.6129 | 2022 | 22613.637 | 0 | 0 | 0 | 0 | 31090.0231 | 24702.3257 | 16851.1419 | 1 | 19717.958 | 19548.975 | 15 | 0 | 0 | 0 | 0 | 0 | 0 | 60085.128 | 2092.2601 | 431496.1022 | 947.5877 | 6290.8476 | 0 | 51.4009 | 0 | 129732.4615 | 428.9813 | 0 | 188561.887 | 87.05% | 12.95% | 8461.8248 | 4108.8869 | 136.5884 | 16.7214 | 277.5995 | 412.7558 | 676.4369 | 56.3553 | 10235.7952 | 42378.6232 | 182172.1521 | 234786.5705 | 1017532.225 | 1254492.3164 | 1.268% | 1270597.2517
CAR PARKS #229 | TERTIARY | CAR PARKS | 17651.0171 | 2018 | 15269.6902 | 0 | 0 | 0 | 0 | 10617.9721 | 12069.0765 | 8744.3921 | 1 | 10167.8045 | 9101.6589 | 6 | 0 | 0 | 0 | 0 | 0 | 0 | 29532.3545 | 1158.7702 | 160583.0148 | 729.3291 | 3961.9573 | 0 | 26.2247 | 0 | 64625.1171 | 277.2578 | 0 | 74157.4146 | 88.05% | 11.95% | 3896.2152 | 2098.4027 | 76.2054 | 9.1544 | 150.1997 | 282.6275 | 429.7941 | 26.6248 | 5561.2113 | 18376.2076 | 109814.3536 | 133751.7725 | 426199.9365 | 560934.5898 | 4.175% | 585373.0286
CAR PARKS #230 | TERTIARY | CAR PARKS | 28323.6438 | 2016 | 18083.9823 | 0 | 0 | 0 | 0 | 22948.9824 | 20448.5558 | 16838.3635 | 2 | 15325.1107 | 16876.0861 | 15 | 0 | 0 | 0 | 0 | 0 | 0 | 36808.3922 | 2779.9962 | 372757.248 | 830.9025 | 4260.7268 | 0 | 33.1078 | 0 | 130597.1581 | 574.1191 | 0 | 141434.5884 | 60.76% | 39.24% | 5166.3759 | 4251.2929 | 126.8333 | 12.7687 | 246.9508 | 464.7822 | 560.7663 | 43.1996 | 8500.4183 | 25330.1784 | 212461.364 | 246291.9607 | 838136.2792 | 1086157.9264 | 2.988% | 1119616.922
CAR PARKS #231 | TERTIARY | CAR PARKS | 41788.9448 | 2019 | 29458.4552 | 0 | 0 | 0 | 0 | 25448.1056 | 24839.0596 | 25611.2051 | 3 | 23434.6705 | 22054.9482 | 17 | 0 | 0 | 0 | 0 | 0 | 0 | 61986.8978 | 3668.3021 | 475519.5488 | 1484.7085 | 9032.8722 | 0 | 64.2384 | 0 | 217872.4975 | 812.4701 | 0 | 241386.9839 | 89.32% | 10.68% | 8165.0293 | 6554.5069 | 183.0657 | 23.8876 | 342.1521 | 580.6979 | 970.9616 | 50.7054 | 14111.7365 | 53214.9203 | 328847.2653 | 396173.922 | 1238466.307 | 1637826.2021 | 1.884% | 1669275.165
CAR PARKS #232 | TERTIARY | CAR PARKS | 56402.3858 | 2021 | 45903.4568 | 0 | 0 | 0 | 0 | 46214.4841 | 36981.898 | 41580.9104 | 4 | 38459.0574 | 36128.7022 | 25 | 0 | 0 | 0 | 0 | 0 | 0 | 103231.3825 | 5384.9146 | 605844.2564 | 2497.0977 | 15023.6066 | 0 | 93.6171 | 0 | 344182.3092 | 929.4117 | 0 | 264909.0255 | 79.53% | 20.47% | 11100.0941 | 7958.9305 | 297.5186 | 25.394 | 423.961 | 743.9145 | 1356.5128 | 88.118 | 17615.9216 | 80085.6655 | 331008.6768 | 428710.2638 | 1681464.6712 | 2113118.7964 | 3.94% | 2199785.0689
CAR PARKS #233 | TERTIARY | CAR PARKS | 26184.8753 | 2020 | 22604.2959 | 0 | 0 | 0 | 0 | 18781.1428 | 17028.4838 | 16907.9531 | 2 | 11338.1044 | 12570.8281 | 12 | 0 | 0 | 0 | 0 | 0 | 0 | 42004.1797 | 1835.9188 | 367223.4294 | 1101.2528 | 5317.466 | 0 | 46.0221 | 0 | 139409.8701 | 374.2038 | 0 | 148599.8175 | 62.84% | 37.16% | 6955.6938 | 4255.9625 | 136.9838 | 13.8686 | 234.4287 | 353.0152 | 483.4996 | 46.6679 | 9434.8155 | 28957.6361 | 177733.0182 | 216125.4699 | 853010.4785 | 1070827.639 | 3.798% | 1113105.5741
CAR PARKS #234 | TERTIARY | CAR PARKS | 17791.6154 | 2013 | 12340.1756 | 0 | 0 | 0 | 0 | 13781.2066 | 7884.2923 | 9781.3322 | 1 | 8495.6029 | 7532.2251 | 7 | 0 | 0 | 0 | 0 | 0 | 0 | 25696.005 | 1707.8146 | 183167.773 | 554.2731 | 3468.0597 | 0 | 20.5039 | 0 | 82303.9318 | 326.2018 | 0 | 75678.0634 | 69.14% | 30.86% | 5251.5538 | 2297.1143 | 79.5926 | 7.704 | 137.7469 | 300.7601 | 386.5612 | 26.5276 | 6652.3597 | 14887.9588 | 113264.5409 | 134804.8593 | 457418.0641 | 593503.746 | 5.248% | 626376.5713
CAR PARKS #235 | TERTIARY | CAR PARKS | 55248.6454 | 2014 | 47587.8628 | 0 | 0 | 0 | 0 | 38433.507 | 24614.9855 | 25751.3226 | 3 | 30022.9036 | 28032.2512 | 23 | 0 | 0 | 0 | 0 | 0 | 0 | 76730.3298 | 4313.8579 | 578223.7966 | 1640.987 | 11086.1002 | 0 | 75.7652 | 0 | 259342.3957 | 1091.8606 | 0 | 301144.8518 | 51.43% | 48.57% | 13401.0453 | 10389.1741 | 308.5184 | 32.9344 | 476.1239 | 702.7781 | 1053.8594 | 95.962 | 14900.2934 | 66008.1048 | 385749.0345 | 466657.4327 | 1524059.9881 | 1994107.9927 | 1.268% | 2019716.9961
CAR PARKS #236 | TERTIARY | CAR PARKS | 45629.2266 | 2009 | 25264.6404 | 0 | 0 | 0 | 0 | 24228.1832 | 19236.4674 | 24277.1353 | 3 | 24234.464 | 26249.093 | 20 | 0 | 0 | 0 | 0 | 0 | 0 | 61473.7925 | 3450.8295 | 419389.3753 | 1420.1944 | 6938.4246 | 0 | 78.8403 | 0 | 170425.9846 | 799.5925 | 0 | 136273.7202 | 39.78% | 60.22% | 11882.7371 | 5467.1206 | 170.3298 | 18.5253 | 295.4781 | 533.2345 | 1089.3915 | 73.3087 | 14322.7637 | 35390.9927 | 335559.7883 | 385273.5447 | 986970.7708 | 1375037.6695 | 6.882% | 1476661.8495
CAR PARKS #237 | TERTIARY | CAR PARKS | 13529.1187 | 2016 | 7870.2008 | 0 | 0 | 0 | 0 | 10296.344 | 9927.713 | 6835.4293 | 1 | 7494.0501 | 9036.2438 | 7 | 0 | 0 | 0 | 0 | 0 | 0 | 20837.2182 | 1303.4088 | 124094.9402 | 623.2992 | 2484.7638 | 0 | 16.3569 | 0 | 52134.9924 | 229.7008 | 0 | 58829.2055 | 85.32% | 14.68% | 2859.5987 | 1985.482 | 65.2806 | 5.4545 | 109.5827 | 182.4779 | 231.0422 | 22.6531 | 4677.426 | 12794.0344 | 80256.2414 | 97727.7018 | 327903.7371 | 426479.8239 | 4.518% | 446657.8932
CAR PARKS #238 | TERTIARY | CAR PARKS | 16850.3836 | 2011 | 9916.9905 | 0 | 0 | 0 | 0 | 11222.3358 | 9231.5635 | 8080.7414 | 1 | 6639.1614 | 7408.6524 | 9 | 0 | 0 | 0 | 0 | 0 | 0 | 24063.2417 | 1605.808 | 155082.3686 | 546.7376 | 2270.5565 | 0 | 25.7176 | 0 | 73733.2329 | 247.4788 | 0 | 80791.9807 | 50.57% | 49.43% | 3866.8707 | 2342.4011 | 59.2772 | 8.3792 | 134.1776 | 175.8436 | 273.7028 | 23.2369 | 5959.8817 | 15604.4571 | 119876.2839 | 141440.6227 | 415081.2968 | 557321.6698 | 4.654% | 584526.1184
CAR PARKS #239 | TERTIARY | CAR PARKS | 24418.6694 | 2016 | 18025.0197 | 0 | 0 | 0 | 0 | 18204.3225 | 14794.251 | 17615.916 | 2 | 13262.6277 | 14502.9738 | 11 | 0 | 0 | 0 | 0 | 0 | 0 | 34088.8237 | 2213.1169 | 198416.8538 | 977.9751 | 3883.5408 | 0 | 32.4412 | 0 | 96554.7841 | 519.0097 | 0 | 83889.2012 | 35.58% | 64.42% | 7210.0901 | 3606.3583 | 136.0762 | 13.6009 | 175.3453 | 399.856 | 599.9117 | 37.8766 | 8727.1669 | 26703.0658 | 179719.9977 | 215150.2304 | 544033.1925 | 760760.616 | 0.9092% | 767741.0261
CAR PARKS #240 | TERTIARY | CAR PARKS | 43653.1313 | 2011 | 23828.5267 | 0 | 0 | 0 | 0 | 34985.9137 | 24147.5038 | 22518.1529 | 3 | 16062.3276 | 19917.213 | 17 | 0 | 0 | 0 | 0 | 0 | 0 | 54131.7341 | 3289.8312 | 472024.9972 | 1929.8554 | 5967.8841 | 0 | 56.5114 | 0 | 222212.9245 | 622.7149 | 0 | 166230.8296 | 84.53% | 15.47% | 9151.701 | 6297.5809 | 221.4992 | 24.6739 | 262.9851 | 613.379 | 744.9205 | 50.2244 | 10000.1158 | 37285.164 | 322281.0327 | 369566.3124 | 1122301.873 | 1493849.191 | 6.924% | 1604971.3018
CAR PARKS #241 | TERTIARY | CAR PARKS | 13850.0176 | 2014 | 12049.7861 | 0 | 0 | 0 | 0 | 7449.6798 | 6612.0169 | 8179.7642 | 1 | 8090.4126 | 7728.3925 | 6 | 0 | 0 | 0 | 0 | 0 | 0 | 17373.5075 | 937.2103 | 114433.7355 | 619.8545 | 3199.0028 | 0 | 16.5807 | 0 | 69599.6062 | 210.873 | 0 | 51634.2545 | 45.19% | 54.81% | 3538.756 | 1840.3405 | 74.1399 | 6.5627 | 110.1616 | 176.2331 | 231.6675 | 17.3426 | 5133.8657 | 11646.9871 | 69962.7115 | 86743.5643 | 323551.5394 | 411216.5721 | 4.123% | 428901.2061
CAR PARKS #242 | TERTIARY | CAR PARKS | 65419.32 | 2019 | 52098.9199 | 0 | 0 | 0 | 0 | 38595.7967 | 40586.8485 | 39201.9922 | 3 | 43431.2384 | 34274.2495 | 32 | 0 | 0 | 0 | 0 | 0 | 0 | 90563.3603 | 6097.4665 | 912163.332 | 2422.4927 | 15233.1693 | 0 | 104.9624 | 0 | 340004.5491 | 1219.3973 | 0 | 300301.2028 | 85.02% | 14.98% | 14482.449 | 8848.3915 | 365.6715 | 38.3601 | 552.831 | 882.4955 | 1251.933 | 84.4522 | 23027.8672 | 95559.9172 | 350472.9401 | 469060.7245 | 2053256.084 | 2526232.5917 | 1.941% | 2576237.5003
CAR PARKS #243 | TERTIARY | CAR PARKS | 40830.1245 | 2013 | 24664.983 | 0 | 0 | 0 | 0 | 34310.2179 | 17903.1127 | 23872.6207 | 3 | 18868.5619 | 24891.1353 | 17 | 0 | 0 | 0 | 0 | 0 | 0 | 67564.4625 | 3938.1007 | 321851.5452 | 1239.1439 | 9380.9356 | 0 | 70.9592 | 0 | 148697.5201 | 789.0031 | 0 | 154990.1431 | 60.49% | 39.51% | 9360.7187 | 7133.7626 | 146.8277 | 23.7174 | 367.1495 | 527.6484 | 903.3458 | 75.6114 | 13910.7738 | 41935.4632 | 195390.5176 | 251236.7546 | 898991.3659 | 1152332.6546 | 3.703% | 1196649.7224
CAR PARKS #244 | TERTIARY | CAR PARKS | 20334.379 | 2015 | 15582.3453 | 0 | 0 | 0 | 0 | 17921.4822 | 10375.0105 | 13380.5351 | 1 | 7665.5789 | 13214.1085 | 11 | 0 | 0 | 0 | 0 | 0 | 0 | 33127.3441 | 1731.8856 | 229396.8774 | 699.7809 | 4038.9137 | 0 | 26.3141 | 0 | 113705.3611 | 338.038 | 0 | 103175.8655 | 63.51% | 36.49% | 5814.5226 | 3652.984 | 96.405 | 7.5576 | 146.2676 | 295.0617 | 374.2881 | 24.2341 | 5543.1217 | 16973.1954 | 98153.9432 | 120670.2603 | 586493.7317 | 708224.355 | 1.881% | 721800.7973
CAR PARKS #245 | TERTIARY | CAR PARKS | 32928.4221 | 2008 | 21573.501 | 0 | 0 | 0 | 0 | 16678.8892 | 18429.8509 | 12613.9 | 2 | 12776.7671 | 16661.5251 | 14 | 0 | 0 | 0 | 0 | 0 | 0 | 51129.3595 | 2962.4441 | 258972.2112 | 1402.5541 | 4489.1054 | 0 | 43.8339 | 0 | 106018.9572 | 519.5896 | 0 | 152142.7445 | 36.54% | 63.46% | 9117.4821 | 5403.9384 | 168.0927 | 13.4096 | 212.3799 | 399.0927 | 860.7412 | 40.5721 | 7298.9784 | 32233.997 | 236316.6058 | 275849.5812 | 717792.2736 | 995509.1825 | 4.935% | 1047183.5461
CAR PARKS #246 | TERTIARY | CAR PARKS | 21064.0148 | 2008 | 12018.7018 | 0 | 0 | 0 | 0 | 15247.3328 | 10900.5003 | 12437.9541 | 1 | 7171.8919 | 11273.5112 | 7 | 0 | 0 | 0 | 0 | 0 | 0 | 21750.9301 | 1912.0961 | 221272.1687 | 652.3272 | 3115.6851 | 0 | 36.2523 | 0 | 72784.7711 | 449.4956 | 0 | 90560.3195 | 83.15% | 16.85% | 3795.96 | 2864.9765 | 81.1403 | 9.8853 | 193.3356 | 264.6871 | 562.2297 | 27.2857 | 6411.8306 | 18422.9726 | 132019.8269 | 156854.6301 | 504879.2524 | 662914.1613 | 1.492% | 672953.8449
CAR PARKS #247 | TERTIARY | CAR PARKS | 16311.9056 | 2012 | 14124.9078 | 0 | 0 | 0 | 0 | 12309.2361 | 6766.5941 | 9280.9377 | 1 | 8358.9664 | 10086.3131 | 8 | 0 | 0 | 0 | 0 | 0 | 0 | 23545.7479 | 1235.5378 | 141908.2879 | 705.7015 | 2374.2474 | 0 | 23.9077 | 0 | 63077.3947 | 295.7574 | 0 | 85145.9803 | 62.87% | 37.13% | 3714.7517 | 2839.3742 | 56.1752 | 7.0399 | 152.8111 | 271.5556 | 415.9693 | 24.9672 | 4501.9683 | 20602.6097 | 129103.1986 | 154207.7766 | 402720.9548 | 557756.5573 | 4.891% | 586440.0406
CAR PARKS #248 | TERTIARY | CAR PARKS | 37888.8598 | 2016 | 27585.2862 | 0 | 0 | 0 | 0 | 31059.0569 | 21573.6912 | 21737.9373 | 2 | 23012.2512 | 23969.132 | 16 | 0 | 0 | 0 | 0 | 0 | 0 | 48526.0732 | 2340.7156 | 466487.3549 | 1689.4216 | 9102.0475 | 0 | 64.4657 | 0 | 162607.4546 | 661.2005 | 0 | 216809.977 | 66.76% | 33.24% | 10169.3024 | 4540.4451 | 162.7424 | 17.768 | 261.0142 | 641.2428 | 650.305 | 47.9716 | 12349.6715 | 35887.7676 | 247418.6658 | 295656.1049 | 1110019.2454 | 1407835.9047 | 2.912% | 1450064.3528
CAR PARKS #249 | TERTIARY | CAR PARKS | 42574.6316 | 2019 | 28794.683 | 0 | 0 | 0 | 0 | 25200.9655 | 22438.9852 | 27735.6081 | 2 | 28222.574 | 23014.7237 | 15 | 0 | 0 | 0 | 0 | 0 | 0 | 80631.6085 | 3749.8272 | 473328.2061 | 1644.0023 | 10668.2071 | 0 | 65.3703 | 0 | 203094.4701 | 908.8285 | 0 | 205925.3265 | 78.78% | 21.22% | 8978.5898 | 6469.4519 | 180.2344 | 18.4956 | 297.5107 | 598.6562 | 799.0035 | 67.7131 | 12334.0819 | 50125.8353 | 264832.401 | 327292.3182 | 1201399.3159 | 1532116.5155 | 2.169% | 1566090.5072
CAR PARKS #250 | TERTIARY | CAR PARKS | 54471.7377 | 2008 | 36034.8456 | 0 | 0 | 0 | 0 | 31108.7412 | 25607.0834 | 29707.3833 | 4 | 25199.012 | 29244.9585 | 27 | 0 | 0 | 0 | 0 | 0 | 0 | 53517.6848 | 3977.9992 | 498889.9711 | 1862.0966 | 7138.1313 | 0 | 81.781 | 0 | 226385.1864 | 1093.5634 | 0 | 256312.4658 | 80.21% | 19.79% | 11317.9883 | 7734.0054 | 267.0347 | 32.0021 | 373.9715 | 764.7894 | 930.7608 | 89.4714 | 14704.5815 | 55789.2785 | 302493.1144 | 372986.9744 | 1295086.7947 | 1670802.7825 | 4.61% | 1751552.8174
CAR PARKS #251 | TERTIARY | CAR PARKS | 33858.2267 | 2007 | 15944.3935 | 0 | 0 | 0 | 0 | 22888.3071 | 17592.8187 | 16317.8554 | 2 | 17130.5948 | 20141.348 | 18 | 0 | 0 | 0 | 0 | 0 | 0 | 37020.5624 | 2948.2579 | 363692.1272 | 1193.6958 | 4542.7476 | 0 | 48.7097 | 0 | 119627.6341 | 703.7314 | 0 | 99221.8656 | 73.13% | 26.87% | 8793.4717 | 5951.393 | 184.9885 | 19.1599 | 205.1662 | 465.5203 | 751.7643 | 46.3591 | 9576.657 | 30117.5952 | 252617.1338 | 292311.386 | 776381.9087 | 1070749.3331 | 0.8142% | 1079538.5415
CAR PARKS #252 | TERTIARY | CAR PARKS | 61343.9353 | 2017 | 38142.2679 | 0 | 0 | 0 | 0 | 41374.7582 | 31392.8421 | 34537.3828 | 5 | 31542.0318 | 45742.4666 | 25 | 0 | 0 | 0 | 0 | 0 | 0 | 90338.4879 | 3774.2151 | 742893.4476 | 1884.2695 | 11275.3322 | 0 | 69.652 | 0 | 275121.7107 | 1033.4828 | 0 | 229823.7537 | 70.12% | 29.88% | 15764.4067 | 9226.305 | 252.8724 | 35.2202 | 385.7419 | 819.4354 | 1336.6117 | 113.3922 | 21299.8946 | 80137.3907 | 462965.7884 | 564403.0738 | 1676816.6468 | 2244846.0381 | 2.434% | 2300843.5887
CAR PARKS #253 | TERTIARY | CAR PARKS | 41732.9529 | 2007 | 20448.0848 | 0 | 0 | 0 | 0 | 28809.2456 | 20428.3948 | 20108.8612 | 3 | 15074.0872 | 20497.7029 | 17 | 0 | 0 | 0 | 0 | 0 | 0 | 51801.6497 | 3461.4491 | 308419.7446 | 1573.3328 | 5847.7393 | 0 | 49.3016 | 0 | 169059.8426 | 805.6463 | 0 | 154929.8043 | 67.77% | 32.23% | 9336.1949 | 6336.0966 | 213.2621 | 22.4371 | 355.6477 | 712.4146 | 819.8087 | 53.2032 | 13429.1141 | 36318.9199 | 220558.7094 | 270306.7434 | 868522.8872 | 1141427.6582 | 1.075% | 1153830.2327
CAR PARKS #254 | TERTIARY | CAR PARKS | 14117.0772 | 2015 | 8483.3262 | 0 | 0 | 0 | 0 | 10304.3592 | 9323.8736 | 7121.1442 | 1 | 5918.3349 | 6371.7008 | 6 | 0 | 0 | 0 | 0 | 0 | 0 | 19787.9986 | 983.9484 | 178594.6366 | 631.657 | 2320.7874 | 0 | 20.3281 | 0 | 50749.8361 | 229.2899 | 0 | 62075.9634 | 88.02% | 11.98% | 3248.8011 | 2192.4783 | 70.0721 | 8.4486 | 104.1379 | 147.441 | 315.6995 | 20.8072 | 4588.8755 | 15988.2003 | 83542.8048 | 104119.8806 | 387296.2896 | 492133.5875 | 4.119% | 513277.4397
CAR PARKS #255 | TERTIARY | CAR PARKS | 49992.9739 | 2018 | 35619.3706 | 0 | 0 | 0 | 0 | 35436.2863 | 26523.6542 | 29785.436 | 3 | 30676.6913 | 23984.4197 | 20 | 0 | 0 | 0 | 0 | 0 | 0 | 92646.5738 | 3358.5005 | 609016.305 | 2330.136 | 12308.5486 | 0 | 64.1029 | 0 | 203204.4544 | 764.3411 | 0 | 267436.6499 | 50.35% | 49.65% | 14440.855 | 7581.0674 | 177.5192 | 28.2976 | 322.18 | 521.8837 | 1037.0788 | 75.5864 | 17329.319 | 66742.6013 | 394513.3276 | 478585.248 | 1470614.9641 | 1952845.4376 | 3.07% | 2014697.3287
CAR PARKS #256 | TERTIARY | CAR PARKS | 40824.6487 | 2015 | 25708.9061 | 0 | 0 | 0 | 0 | 25653.3797 | 28721.0103 | 20096.5759 | 3 | 22502.2642 | 25800.7942 | 17 | 0 | 0 | 0 | 0 | 0 | 0 | 53317.5548 | 2659.3562 | 370156.2264 | 1222.2866 | 6673.5212 | 0 | 61.597 | 0 | 228140.2291 | 656.6553 | 0 | 208035.2764 | 68.69% | 31.31% | 9755.3594 | 6801.8683 | 169.8844 | 23.4131 | 320.0731 | 622.544 | 859.9069 | 54.4586 | 15189.5988 | 56537.9804 | 321789.7981 | 393517.3772 | 1095667.7822 | 1492042.3379 | 3.02% | 1538500.2927
CAR PARKS #257 | TERTIARY | CAR PARKS | 19867.5206 | 2007 | 9688.3862 | 0 | 0 | 0 | 0 | 11230.7937 | 11634.7036 | 10256.6742 | 1 | 8340.6792 | 9898.6476 | 10 | 0 | 0 | 0 | 0 | 0 | 0 | 19840.8575 | 1619.8572 | 216104.6125 | 684.7551 | 3646.8551 | 0 | 32.5877 | 0 | 81019.2606 | 358.5128 | 0 | 60428.2398 | 53.08% | 46.92% | 3778.7121 | 3393.212 | 85.7116 | 7.4311 | 160.1794 | 205.6676 | 385.8621 | 25.1559 | 5104.6623 | 14699.1408 | 111510.9572 | 131314.7603 | 464640.2111 | 596731.2669 | 0.7304% | 601122.1156
CAR PARKS #258 | TERTIARY | CAR PARKS | 22684.3938 | 2009 | 11816.2634 | 0 | 0 | 0 | 0 | 13384.2599 | 10622.922 | 11766.7361 | 2 | 11203.6316 | 13131.8405 | 8 | 0 | 0 | 0 | 0 | 0 | 0 | 36343.8079 | 1650.8127 | 251961.6955 | 862.8321 | 3420.1142 | 0 | 37.4373 | 0 | 100886.5517 | 316.0527 | 0 | 97474.4854 | 56.58% | 43.42% | 5337.113 | 4263.618 | 101.2282 | 8.5002 | 207.0723 | 288.4804 | 497.9193 | 27.2652 | 4862.9485 | 18185.4146 | 163957.2079 | 187005.571 | 589327.1451 | 777434.5691 | 4.501% | 814075.0902
CAR PARKS #259 | TERTIARY | CAR PARKS | 46522.3692 | 2014 | 40724.4265 | 0 | 0 | 0 | 0 | 26622.6488 | 29454.221 | 28156.8377 | 2 | 17099.356 | 26439.0379 | 19 | 0 | 0 | 0 | 0 | 0 | 0 | 76459.1639 | 4504.1519 | 592913.9044 | 1974.414 | 7487.5344 | 0 | 59.5153 | 0 | 194418.1685 | 699.7169 | 0 | 218138.9584 | 77.46% | 22.54% | 13150.197 | 6863.4456 | 188.7861 | 21.4902 | 424.902 | 622.286 | 1071.4836 | 83.1351 | 14013.8145 | 38630.0608 | 270772.4075 | 323416.2828 | 1321549.2835 | 1647621.6742 | 4.158% | 1719097.1663
CAR PARKS #260 | TERTIARY | CAR PARKS | 38320.3157 | 2013 | 24685.8678 | 0 | 0 | 0 | 0 | 26778.9947 | 23518.1224 | 17322.5343 | 3 | 15662.0059 | 20165.4286 | 16 | 0 | 0 | 0 | 0 | 0 | 0 | 47732.1929 | 2597.1585 | 339245.5347 | 1773.1995 | 6082.437 | 0 | 55.0464 | 0 | 146268.5105 | 683.2176 | 0 | 124682.5701 | 67.61% | 32.39% | 10849.4747 | 6495.2237 | 180.8707 | 14.1453 | 263.2003 | 469.4509 | 954.2064 | 49.1054 | 14450.4124 | 47347.3458 | 259230.6938 | 321028.452 | 859440.778 | 1182530.2623 | 0.4924% | 1188381.3892
CAR PARKS #261 | TERTIARY | CAR PARKS | 62578.8698 | 2022 | 43340.3342 | 0 | 0 | 0 | 0 | 51665.1459 | 47531.2101 | 34662.4507 | 4 | 36505.0806 | 39788.3467 | 34 | 0 | 0 | 0 | 0 | 0 | 0 | 84979.0844 | 4629.7937 | 835413.6156 | 2092.8709 | 14241.4291 | 0 | 109.4285 | 0 | 267074.6814 | 884.2705 | 0 | 247016.7138 | 85.04% | 14.96% | 17969.0613 | 7930.0537 | 352.2333 | 36.5129 | 361.2558 | 716.3234 | 1545.7349 | 105.0727 | 20349.6236 | 99101.8565 | 329694.7714 | 449146.2516 | 1840221.7782 | 2294741.4243 | 5.072% | 2417349.2731
CAR PARKS #262 | TERTIARY | CAR PARKS | 59473.5036 | 2014 | 43977.2173 | 0 | 0 | 0 | 0 | 33363.0756 | 38766.866 | 36176.0383 | 4 | 27303.8031 | 29284.4949 | 22 | 0 | 0 | 0 | 0 | 0 | 0 | 92027.3893 | 4007.7437 | 590467.4613 | 2745.1566 | 12699.3215 | 0 | 72.1053 | 0 | 239170.505 | 934.8141 | 0 | 298755.9631 | 44.68% | 55.32% | 17464.1342 | 11011.8255 | 290.886 | 24.9804 | 366.3005 | 644.6618 | 1299.9109 | 93.3043 | 18212.073 | 73707.9904 | 308450.1873 | 400370.2507 | 1545099.5192 | 1948541.4559 | 5.229% | 2056047.0168
CAR PARKS #263 | TERTIARY | CAR PARKS | 28972.794 | 2008 | 15204.2316 | 0 | 0 | 0 | 0 | 13629.9344 | 13154.9765 | 16931.8062 | 2 | 13745.8736 | 13405.0621 | 16 | 0 | 0 | 0 | 0 | 0 | 0 | 31362.2618 | 2321.3423 | 249845.6172 | 1076.858 | 3682.5088 | 0 | 36.3158 | 0 | 126954.1727 | 383.7658 | 0 | 108226.4844 | 75.89% | 24.11% | 6903.3508 | 4779.5521 | 101.0757 | 13.223 | 201.4519 | 488.1357 | 608.7904 | 34.9088 | 6198.4588 | 29201.2461 | 212279.0701 | 247678.775 | 643108.3139 | 892065.4313 | 3.609% | 925462.9914
CAR PARKS #264 | TERTIARY | CAR PARKS | 40366.0288 | 2022 | 33268.8798 | 0 | 0 | 0 | 0 | 28669.5196 | 29615.4867 | 28031.0416 | 3 | 26561.067 | 26753.3844 | 19 | 0 | 0 | 0 | 0 | 0 | 0 | 62106.8466 | 3966.7454 | 609537.1676 | 1389.0313 | 7836.5796 | 0 | 70.1463 | 0 | 192496.1172 | 732.2324 | 0 | 204496.3313 | 76.99% | 23.01% | 8645.027 | 7126.0841 | 215.1485 | 22.47 | 257.4243 | 608.4412 | 835.4747 | 77.0167 | 18280.652 | 45533.8248 | 250341.0784 | 314155.5551 | 1324359.2432 | 1641406.8435 | 0.692% | 1652845.256
CAR PARKS #265 | TERTIARY | CAR PARKS | 32252.5722 | 2014 | 27136.9887 | 0 | 0 | 0 | 0 | 21154.7186 | 15096.5222 | 21176.6514 | 2 | 15156.976 | 20849.34 | 17 | 0 | 0 | 0 | 0 | 0 | 0 | 43966.4307 | 2231.093 | 309854.2777 | 1169.567 | 6502.5037 | 0 | 36.1668 | 0 | 157107.8909 | 561.0865 | 0 | 172260.7381 | 86.03% | 13.97% | 7125.1484 | 5724.9902 | 145.4658 | 13.3721 | 263.1945 | 491.3813 | 547.4516 | 57.6201 | 12001.322 | 26630.5312 | 198062.3129 | 236694.1661 | 849219.8713 | 1087825.9674 | 0.9368% | 1098113.2541
CAR PARKS #266 | TERTIARY | CAR PARKS | 24566.7665 | 2018 | 21186.4594 | 0 | 0 | 0 | 0 | 18310.8923 | 12410.1201 | 18072.1426 | 1 | 12206.2943 | 18769.9371 | 12 | 0 | 0 | 0 | 0 | 0 | 0 | 36194.7526 | 2006.625 | 339390.4526 | 1049.1468 | 6059.4308 | 0 | 27.1456 | 0 | 102785.2422 | 425.4749 | 0 | 105826.1354 | 61.78% | 38.22% | 6370.3376 | 3347.1034 | 95.0985 | 11.7129 | 190.1173 | 330.9528 | 520.2273 | 37.9158 | 6672.7078 | 26903.2858 | 167247.1427 | 200823.1363 | 723750.9224 | 925914.8781 | 3.588% | 960368.522
CAR PARKS #267 | TERTIARY | CAR PARKS | 63137.5403 | 2017 | 40324.9619 | 0 | 0 | 0 | 0 | 39767.1617 | 35537.0912 | 45751.2441 | 3 | 29728.8783 | 43069.1364 | 27 | 0 | 0 | 0 | 0 | 0 | 0 | 106133.908 | 5890.8921 | 726335.8336 | 2979.8773 | 10043.0842 | 0 | 84.93 | 0 | 298885.8884 | 1191.9817 | 0 | 247424.8577 | 58.11% | 41.89% | 13757.3327 | 10793.2599 | 264.0551 | 26.5718 | 538.447 | 684.9716 | 1377.4403 | 87.6319 | 23990.4815 | 62244.7488 | 463429.5189 | 549664.7493 | 1705920.1458 | 2259853.8527 | 6.893% | 2427150.9285
CAR PARKS #268 | TERTIARY | CAR PARKS | 27304.1367 | 2020 | 20581.8027 | 0 | 0 | 0 | 0 | 18551.9703 | 18318.3043 | 20167.2422 | 2 | 17356.4577 | 20721.9378 | 10 | 0 | 0 | 0 | 0 | 0 | 0 | 54746.2565 | 1898.0803 | 361949.0517 | 1088.7051 | 7202.5784 | 0 | 34.0682 | 0 | 141417.1886 | 417.0359 | 0 | 126496.8864 | 86.44% | 13.56% | 7292.6488 | 3773.8363 | 148.5915 | 16.3869 | 199.9108 | 312.396 | 508.206 | 34.8217 | 11226.9207 | 36936.5958 | 212113.7655 | 260277.282 | 857898.481 | 1120437.9223 | 2.594% | 1150278.2024
CAR PARKS #269 | TERTIARY | CAR PARKS | 30932.863 | 2016 | 19730.3467 | 0 | 0 | 0 | 0 | 22962.8872 | 19564.8783 | 17769.0279 | 2 | 14215.8809 | 22130.3758 | 14 | 0 | 0 | 0 | 0 | 0 | 0 | 50217.5131 | 2141.2704 | 397210.9096 | 1280.4772 | 4810.7995 | 0 | 51.0333 | 0 | 122558.0192 | 554.1605 | 0 | 155523.3809 | 62.49% | 37.51% | 6411.1006 | 3623.665 | 175.804 | 17.3379 | 272.3996 | 437.9167 | 619.7463 | 55.4968 | 8189.7475 | 29961.9219 | 223889.5926 | 262041.2621 | 889633.4751 | 1153998.4287 | 3.299% | 1193361.7883
CAR PARKS #270 | TERTIARY | CAR PARKS | 26005.7582 | 2016 | 15033.0256 | 0 | 0 | 0 | 0 | 14618.9071 | 17331.144 | 15593.9797 | 2 | 13878.4095 | 12322.0903 | 13 | 0 | 0 | 0 | 0 | 0 | 0 | 38663.6942 | 1925.1792 | 283327.6359 | 1047.9828 | 4422.8318 | 0 | 37.8867 | 0 | 114430.6708 | 510.2633 | 0 | 91728.2284 | 79.21% | 20.79% | 6640.3754 | 4873.6518 | 138.6404 | 10.3442 | 197.3249 | 329.7321 | 517.1095 | 42.7195 | 6849.9374 | 30025.6674 | 146186.6693 | 183062.2741 | 663362.2097 | 847887.8648 | 2.717% | 871569.5488
CAR PARKS #271 | TERTIARY | CAR PARKS | 42778.0537 | 2008 | 27821.7361 | 0 | 0 | 0 | 0 | 20914.6014 | 17025.7994 | 16830.4735 | 3 | 13882.5881 | 25222.4894 | 23 | 0 | 0 | 0 | 0 | 0 | 0 | 61653.5442 | 3961.7643 | 411803.743 | 1941.9556 | 6561.692 | 0 | 58.7823 | 0 | 148373.1259 | 868.3443 | 0 | 200425.0553 | 82.78% | 17.22% | 9057.8721 | 7410.3129 | 227.9666 | 16.7794 | 365.8565 | 582.3641 | 975.8271 | 63.1467 | 8994.2104 | 37794.836 | 220851.7088 | 267640.7552 | 1005692.5543 | 1275884.8102 | 5.099% | 1344437.6942
CAR PARKS #272 | TERTIARY | CAR PARKS | 35070.4577 | 2018 | 22054.4907 | 0 | 0 | 0 | 0 | 26710.7847 | 17232.3173 | 23950.7918 | 2 | 20946.0309 | 26254.879 | 15 | 0 | 0 | 0 | 0 | 0 | 0 | 51733.0186 | 2488.7425 | 428774.348 | 1483.1658 | 5809.2495 | 0 | 52.0695 | 0 | 153764.5787 | 698.4965 | 0 | 128188.3553 | 54.18% | 45.82% | 9621.0084 | 4101.8875 | 128.6134 | 20.1304 | 305.5454 | 515.085 | 850.2436 | 51.3042 | 12353.1912 | 47620.7559 | 223299.3242 | 283273.2713 | 963629.6831 | 1249458.3888 | 5.822% | 1326694.0172
CAR PARKS #273 | TERTIARY | CAR PARKS | 63466.6466 | 2008 | 48560.6427 | 0 | 0 | 0 | 0 | 36877.0958 | 36498.1682 | 37814.4848 | 4 | 28473.7436 | 26878.4948 | 24 | 0 | 0 | 0 | 0 | 0 | 0 | 92380.166 | 3981.3506 | 532290.3369 | 2578.9614 | 9658.8448 | 0 | 104.3004 | 0 | 287685.2292 | 1371.4314 | 0 | 286232.5698 | 70.32% | 29.68% | 15288.3915 | 10713.7334 | 268.8145 | 31.1662 | 549.5356 | 931.9887 | 1297.5365 | 80.5928 | 14983.0899 | 58543.097 | 392961.6339 | 466487.8208 | 1507322.7971 | 1977173.1549 | 5.234% | 2086370.4605
CAR PARKS #274 | TERTIARY | CAR PARKS | 15123.5931 | 2023 | 16625.9062 | 0 | 0 | 0 | 0 | 10177.9239 | 9691.0178 | 11981.2325 | 1 | 9946.2163 | 9642.3258 | 6 | 0 | 0 | 0 | 0 | 0 | 0 | 21222.9672 | 1248.7203 | 209923.748 | 517.6049 | 3461.1864 | 0 | 19.6473 | 0 | 94878.6321 | 224.9139 | 0 | 62039.3766 | 59.15% | 40.85% | 3342.2478 | 2681.4826 | 55.5107 | 8.3013 | 123.1432 | 182.7629 | 357.843 | 26.3677 | 6223.3395 | 17233.5209 | 117670.0274 | 141126.8878 | 485774.0427 | 628119.041 | 2.329% | 643094.2097
CAR PARKS #275 | TERTIARY | CAR PARKS | 45623.274 | 2020 | 31794.8702 | 0 | 0 | 0 | 0 | 31072.515 | 36567.0864 | 27426.5644 | 3 | 28661.5169 | 23814.5238 | 21 | 0 | 0 | 0 | 0 | 0 | 0 | 66446.8611 | 4323.2769 | 452678.422 | 1796.6276 | 10912.8674 | 0 | 73.8988 | 0 | 240275.994 | 626.0937 | 0 | 223899.1202 | 63.73% | 36.27% | 11547.2113 | 7943.9909 | 243.4879 | 17.9275 | 331.2175 | 528.5993 | 997.6116 | 72.3349 | 17672.3786 | 63676.2447 | 234614.4692 | 315963.0926 | 1267695.0285 | 1587328.8432 | 5.558% | 1680746.9767
CAR PARKS #276 | TERTIARY | CAR PARKS | 45464.8288 | 2010 | 26162.4632 | 0 | 0 | 0 | 0 | 29425.2297 | 19512.1328 | 29804.7295 | 3 | 20398.9481 | 17942.1902 | 25 | 0 | 0 | 0 | 0 | 0 | 0 | 73570.5304 | 4294.1834 | 361494.8596 | 2067.0364 | 8824.8419 | 0 | 80.0245 | 0 | 145956.5336 | 608.9781 | 0 | 217627.3145 | 53.75% | 46.25% | 12168.735 | 5525.6647 | 205.3932 | 25.0782 | 419.3453 | 734.3815 | 989.341 | 54.4336 | 10245.366 | 37153.3324 | 338387.039 | 385785.7374 | 1000450.6193 | 1388674.9181 | 1.459% | 1409240.086
CAR PARKS #277 | TERTIARY | CAR PARKS | 57938.3538 | 2020 | 50124.5309 | 0 | 0 | 0 | 0 | 46634.15 | 45078.2694 | 44594.632 | 4 | 32735.1746 | 42320.2457 | 28 | 0 | 0 | 0 | 0 | 0 | 0 | 111292.4034 | 5396.418 | 691482.9063 | 2535.4377 | 11925.0713 | 0 | 98.3547 | 0 | 298672.2846 | 1069.2247 | 0 | 325232.7667 | 73.92% | 26.08% | 16967.6598 | 9334.9487 | 318.8482 | 27.1329 | 407.0559 | 968.4129 | 1136.4994 | 101.563 | 16046.2248 | 55519.205 | 302435.0402 | 374000.4701 | 1772800.9896 | 2150440.3675 | 5.908% | 2285464.6348
CAR PARKS #278 | TERTIARY | CAR PARKS | 17198.0949 | 2015 | 12494.1334 | 0 | 0 | 0 | 0 | 15404.0089 | 9489.4268 | 9705.6889 | 1 | 7151.4698 | 11264.2499 | 10 | 0 | 0 | 0 | 0 | 0 | 0 | 27083.5414 | 1695.2288 | 139238.4183 | 699.9527 | 3382.5467 | 0 | 20.3858 | 0 | 79218.2351 | 246.8191 | 0 | 77031.6633 | 64.05% | 35.95% | 4920.2754 | 2602.1418 | 90.3009 | 10.0509 | 161.0667 | 249.604 | 320.1717 | 22.7709 | 5050.8932 | 14695.21 | 110506.6666 | 130252.7698 | 410618.1816 | 541696.3394 | 2.514% | 555664.7023
CAR PARKS #279 | TERTIARY | CAR PARKS | 47951.3717 | 2017 | 38655.443 | 0 | 0 | 0 | 0 | 29518.3821 | 34789.1227 | 30330.1272 | 3 | 24331.4623 | 31160.1355 | 18 | 0 | 0 | 0 | 0 | 0 | 0 | 58089.2874 | 4604.4146 | 519748.1956 | 1879.1806 | 8870.1683 | 0 | 62.8773 | 0 | 226287.8456 | 777.7941 | 0 | 178364.5024 | 86.14% | 13.86% | 12077.388 | 8688.1879 | 231.5254 | 27.1489 | 431.1068 | 578.684 | 898.3824 | 81.9985 | 16989.3758 | 60583.0268 | 378776.201 | 456348.6036 | 1259586.6761 | 1719314.8259 | 1.601% | 1747285.3276
CAR PARKS #280 | TERTIARY | CAR PARKS | 52356.5155 | 2011 | 43249.9798 | 0 | 0 | 0 | 0 | 28959.4662 | 22220.206 | 21759.8856 | 4 | 28368.92 | 34239.2278 | 19 | 0 | 0 | 0 | 0 | 0 | 0 | 67286.3748 | 4489.6487 | 482677.3825 | 1561.1199 | 7441.0681 | 0 | 62.836 | 0 | 187363.7536 | 1113.9738 | 0 | 248575.9851 | 58.1% | 41.9% | 11343.5041 | 7717.6832 | 281.3138 | 28.0205 | 484.881 | 706.0148 | 1120.1341 | 92.6641 | 14946.3657 | 61639.5569 | 366504.482 | 443090.4047 | 1256137.7262 | 1702820.7163 | 6.949% | 1829983.1221
CAR PARKS #281 | TERTIARY | CAR PARKS | 45599.0733 | 2022 | 32134.2482 | 0 | 0 | 0 | 0 | 41358.442 | 36585.0406 | 36779.5649 | 3 | 28869.7225 | 26543.211 | 19 | 0 | 0 | 0 | 0 | 0 | 0 | 90647.8801 | 3684.6186 | 574543.9371 | 1330.3743 | 12184.083 | 0 | 52.2853 | 0 | 292665.7309 | 807.3986 | 0 | 186379.6026 | 75.12% | 24.88% | 8573.6784 | 5959.544 | 214.6975 | 24.704 | 346.5688 | 603.6719 | 1181.9898 | 79.1515 | 19286.4701 | 57077.164 | 330597.0411 | 406960.6752 | 1444528.1326 | 1855497.5652 | 5.201% | 1957299.309
CAR PARKS #282 | TERTIARY | CAR PARKS | 26352.5048 | 2019 | 18159.6472 | 0 | 0 | 0 | 0 | 23305.9313 | 20181.2829 | 18202.315 | 1 | 13062.0658 | 17137.9022 | 10 | 0 | 0 | 0 | 0 | 0 | 0 | 35053.1523 | 1648.2449 | 242072.0181 | 1028.4416 | 5042.625 | 0 | 42.9934 | 0 | 121706.1241 | 551.4191 | 0 | 134383.6559 | 75.22% | 24.78% | 4982.9476 | 4801.7301 | 130.8262 | 15.3453 | 176.1559 | 419.7896 | 694.3884 | 36.9408 | 7763.7171 | 25620.7392 | 154390.0355 | 187774.4919 | 680897.5264 | 870794.894 | 6.792% | 934245.8121
CAR PARKS #283 | TERTIARY | CAR PARKS | 35270.3227 | 2015 | 22652.2808 | 0 | 0 | 0 | 0 | 28735.4125 | 25491.3138 | 16591.7212 | 2 | 17985.9629 | 21618.8933 | 15 | 0 | 0 | 0 | 0 | 0 | 0 | 53787.1402 | 2708.6749 | 442686.5121 | 1349.6899 | 7211.0701 | 0 | 45.6541 | 0 | 162159.1071 | 588.7207 | 0 | 170348.8036 | 74.77% | 25.23% | 8199.7656 | 4494.7551 | 130.4566 | 21.1494 | 307.7464 | 510.2147 | 599.5466 | 57.594 | 9413.4378 | 35409.1477 | 207639.9331 | 252462.5186 | 1027061.1018 | 1281796.862 | 3.028% | 1321821.5652
CAR PARKS #284 | TERTIARY | CAR PARKS | 36611.2758 | 2014 | 32173.3344 | 0 | 0 | 0 | 0 | 31872.9874 | 21425.4996 | 23126.5214 | 3 | 20390.1256 | 18904.9988 | 20 | 0 | 0 | 0 | 0 | 0 | 0 | 55047.2094 | 3611.6531 | 452215.8568 | 1411.0466 | 6958.9166 | 0 | 63.2696 | 0 | 162074.7705 | 711.9869 | 0 | 137565.1093 | 52.11% | 47.89% | 10522.7811 | 4422.9817 | 148.7786 | 15.1444 | 217.9841 | 390.1328 | 736.7203 | 51.0754 | 9578.7197 | 32188.7534 | 233548.8834 | 275316.3564 | 1012418.1273 | 1290450.9414 | 3.533% | 1337710.6196
CAR PARKS #285 | TERTIARY | CAR PARKS | 49774.713 | 2010 | 31438.1236 | 0 | 0 | 0 | 0 | 39466.3502 | 28695.4042 | 22800.6419 | 3 | 18221.1655 | 19815.1297 | 24 | 0 | 0 | 0 | 0 | 0 | 0 | 69656.0596 | 4432.7218 | 360855.9611 | 1686.3556 | 10431.2125 | 0 | 57.6637 | 0 | 205856.6358 | 974.0508 | 0 | 157848.3496 | 72.62% | 27.38% | 8966.2218 | 9289.0237 | 255.0554 | 25.1958 | 430.4359 | 818.9941 | 1163.2233 | 71.3715 | 14907.154 | 57216.9031 | 318935.2262 | 391059.2833 | 1046787.2953 | 1440193.5408 | 6.462% | 1539694.6524
CAR PARKS #286 | TERTIARY | CAR PARKS | 21952.13 | 2016 | 14733.6617 | 0 | 0 | 0 | 0 | 17645.3303 | 12804.3638 | 15488.1018 | 2 | 8385.7365 | 13774.3742 | 8 | 0 | 0 | 0 | 0 | 0 | 0 | 36481.5052 | 1549.7112 | 246405.0789 | 1008.6276 | 5237.199 | 0 | 34.6226 | 0 | 104245.4365 | 400.7417 | 0 | 77361.1751 | 52.82% | 47.18% | 5838.6764 | 3876.5221 | 116.2161 | 9.1808 | 197.9302 | 339.4104 | 358.7838 | 34.9911 | 6361.3636 | 20331.7221 | 123816.181 | 150509.2667 | 578844.2784 | 730641.2374 | 0.9295% | 737496.1342
CAR PARKS #287 | TERTIARY | CAR PARKS | 44492.3702 | 2007 | 24961.7449 | 0 | 0 | 0 | 0 | 32791.3409 | 17173.4647 | 17194.3948 | 3 | 21905.3618 | 21494.516 | 16 | 0 | 0 | 0 | 0 | 0 | 0 | 43421.7063 | 3677.4487 | 473175.8187 | 1720.1229 | 5665.5586 | 0 | 61.1945 | 0 | 197758.7085 | 700.5613 | 0 | 142402.0991 | 78.24% | 21.76% | 9119.5816 | 7955.3112 | 194.1334 | 22.2159 | 335.8997 | 470.6331 | 1156.7972 | 70.4843 | 10000.1262 | 45641.3435 | 343550.2304 | 399191.7001 | 1068511.099 | 1470435.1442 | 4.083% | 1533023.4164
CAR PARKS #288 | TERTIARY | CAR PARKS | 36439.038 | 2013 | 23229.527 | 0 | 0 | 0 | 0 | 20880.7799 | 21942.3489 | 22593.2548 | 2 | 21038.0505 | 15853.7464 | 19 | 0 | 0 | 0 | 0 | 0 | 0 | 61217.7233 | 2769.4184 | 394441.8513 | 1469.5584 | 5826.7221 | 0 | 47.3275 | 0 | 184260.7071 | 567.269 | 0 | 133791.9751 | 51.68% | 48.32% | 8529.3429 | 5129.5487 | 133.944 | 18.1743 | 265.2648 | 621.5404 | 642.2069 | 56.4238 | 10802.8959 | 44699.2215 | 281824.1523 | 337326.2697 | 970412.5484 | 1309809.4425 | 2.257% | 1340047.6937
CAR PARKS #289 | TERTIARY | CAR PARKS | 15931.2347 | 2009 | 12134.4942 | 0 | 0 | 0 | 0 | 11534.8006 | 9530.107 | 8203.2612 | 1 | 6004.5687 | 6871.4574 | 8 | 0 | 0 | 0 | 0 | 0 | 0 | 17934.6073 | 1392.1796 | 160119.4883 | 655.8056 | 2122.4393 | 0 | 28.737 | 0 | 60632.717 | 258.7399 | 0 | 57282.5659 | 71.34% | 28.66% | 3812.4136 | 2311.4148 | 80.9074 | 6.4281 | 136.6739 | 200.9804 | 413.4802 | 23.348 | 5504.521 | 14554.1505 | 93176.3251 | 113234.9965 | 375932.5366 | 489844.0605 | 0.518% | 492394.5798
CAR PARKS #290 | TERTIARY | CAR PARKS | 47648.894 | 2011 | 26238.1325 | 0 | 0 | 0 | 0 | 37347.8564 | 25349.7486 | 21209.1948 | 2 | 17164.7818 | 20145.4868 | 21 | 0 | 0 | 0 | 0 | 0 | 0 | 62026.6143 | 4539.3499 | 410269.0997 | 2191.994 | 6453.0755 | 0 | 76.92 | 0 | 221513.1646 | 925.0373 | 0 | 159981.9279 | 74.34% | 25.66% | 10566.8463 | 6218.8457 | 202.8467 | 17.9208 | 352.2708 | 639.8973 | 1066.3754 | 68.8133 | 15375.3552 | 55912.0995 | 337764.9241 | 409052.3789 | 1092438.0273 | 1504275.7192 | 4.745% | 1579215.8049
CAR PARKS #291 | TERTIARY | CAR PARKS | 38701.6434 | 2020 | 39191.652 | 0 | 0 | 0 | 0 | 35249.6058 | 25298.5983 | 28876.1272 | 2 | 23864.8314 | 23941.902 | 18 | 0 | 0 | 0 | 0 | 0 | 0 | 73910.4951 | 3694.442 | 563065.9001 | 1360.8774 | 7314.3509 | 0 | 49.6725 | 0 | 232645.5708 | 738.426 | 0 | 162052.5235 | 65.78% | 34.22% | 10297.8774 | 6180.3983 | 148.3177 | 18.8457 | 344.3918 | 409.3016 | 647.9672 | 48.1345 | 12821.4396 | 43286.9179 | 289341.8956 | 345450.2531 | 1282572.4648 | 1630818.4182 | 4.932% | 1715431.1191
CAR PARKS #292 | TERTIARY | CAR PARKS | 19719.6501 | 2011 | 11295.008 | 0 | 0 | 0 | 0 | 14695.6798 | 8065.7843 | 10720.3123 | 1 | 8511.0854 | 9754.4519 | 11 | 0 | 0 | 0 | 0 | 0 | 0 | 24235.1368 | 1592.759 | 170116.475 | 618.0807 | 3037.1798 | 0 | 31.1594 | 0 | 84119.9125 | 299.7936 | 0 | 100388.1055 | 39.09% | 60.91% | 5546.5101 | 3553.6473 | 67.7858 | 9.5368 | 134.4649 | 271.8712 | 499.7635 | 24.679 | 4511.9732 | 17062.7031 | 154980.8837 | 176555.56 | 469297.7379 | 646764.4812 | 3.665% | 671371.6426
CAR PARKS #293 | TERTIARY | CAR PARKS | 45696.3398 | 2009 | 30350.1203 | 0 | 0 | 0 | 0 | 34471.1053 | 18819.4908 | 23995.2887 | 3 | 16896.0982 | 26234.3014 | 18 | 0 | 0 | 0 | 0 | 0 | 0 | 45843.0935 | 4270.8067 | 475970.2798 | 1757.5889 | 6251.7029 | 0 | 57.7377 | 0 | 135834.2198 | 785.8526 | 0 | 167538.235 | 69.13% | 30.87% | 10445.8477 | 5678.4747 | 160.5776 | 26.8974 | 404.3409 | 674.8415 | 985.6772 | 84.4809 | 13475.7991 | 53554.2898 | 221815.7302 | 288845.8191 | 1051740.8981 | 1343240.2808 | 5.384% | 1419677.1095
CAR PARKS #294 | TERTIARY | CAR PARKS | 51603.0244 | 2015 | 33098.5776 | 0 | 0 | 0 | 0 | 45838.6055 | 36667.6753 | 35260.5109 | 3 | 20276.3076 | 29471.9157 | 22 | 0 | 0 | 0 | 0 | 0 | 0 | 72716.8997 | 3123.1633 | 536981.0032 | 1676.8743 | 7779.3159 | 0 | 82.2686 | 0 | 230908.5932 | 752.0829 | 0 | 215162.3568 | 81.35% | 18.65% | 14162.5099 | 7772.2447 | 214.2126 | 23.7483 | 349.3518 | 765.4062 | 961.9527 | 94.8775 | 14936.8585 | 63186.9513 | 309454.6277 | 387578.4375 | 1344428.6151 | 1734862.1128 | 2.905% | 1786768.3649
CAR PARKS #295 | TERTIARY | CAR PARKS | 33060.5883 | 2015 | 25011.5934 | 0 | 0 | 0 | 0 | 18452.8803 | 14561.01 | 22065.5513 | 2 | 13722.4195 | 18447.0551 | 13 | 0 | 0 | 0 | 0 | 0 | 0 | 51459.8785 | 3071.7022 | 403406.2326 | 1303.0508 | 5733.6294 | 0 | 59.6144 | 0 | 138118.1488 | 508.7898 | 0 | 172286.7955 | 64.93% | 35.07% | 6235.5445 | 4975.1643 | 171.0171 | 17.6098 | 281.9413 | 541.0318 | 726.3987 | 46.7056 | 8714.9192 | 41311.4499 | 190184.9396 | 240211.3087 | 940007.0236 | 1182684.1597 | 0.6356% | 1190249.4192
CAR PARKS #296 | TERTIARY | CAR PARKS | 56151.8273 | 2012 | 40504.2862 | 0 | 0 | 0 | 0 | 29506.1426 | 29409.754 | 25975.4493 | 4 | 20789.9133 | 26977.1189 | 26 | 0 | 0 | 0 | 0 | 0 | 0 | 84416.3619 | 4104.9355 | 461370.5201 | 2198.9289 | 10017.7022 | 0 | 72.4822 | 0 | 235817.8404 | 1207.7064 | 0 | 191460.1549 | 61.13% | 38.87% | 14127.956 | 8591.4554 | 214.6377 | 23.9731 | 465.8364 | 892.64 | 1363.0023 | 102.6504 | 15145.0286 | 48783.7184 | 324085.5084 | 388014.2554 | 1228929.2529 | 1620130.8981 | 6.349% | 1729963.5799
CAR PARKS #297 | TERTIARY | CAR PARKS | 19835.3933 | 2016 | 12035.9982 | 0 | 0 | 0 | 0 | 16191.1376 | 11834.5979 | 13010.0801 | 1 | 7545.8914 | 13306.3932 | 9 | 0 | 0 | 0 | 0 | 0 | 0 | 28817.7152 | 1860.3404 | 208834.4493 | 648.5806 | 4099.4072 | 0 | 26.8402 | 0 | 99364.163 | 432.9329 | 0 | 102073.129 | 63.82% | 36.18% | 5401.3636 | 2553.8169 | 90.5702 | 9.174 | 127.5698 | 280.8404 | 468.8808 | 29.989 | 5429.156 | 26401.9054 | 121654.7251 | 153485.7865 | 550255.9849 | 705167.5402 | 4.633% | 739422.4351
CAR PARKS #298 | TERTIARY | CAR PARKS | 19934.5526 | 2008 | 13706.4756 | 0 | 0 | 0 | 0 | 13896.7347 | 7801.1996 | 8481.3704 | 1 | 7814.4191 | 11451.8523 | 9 | 0 | 0 | 0 | 0 | 0 | 0 | 25376.2065 | 1585.0721 | 210748.4572 | 826.7708 | 2875.3905 | 0 | 36.3823 | 0 | 72515.7454 | 284.1855 | 0 | 72484.0973 | 50.1% | 49.9% | 5880.917 | 3712.4971 | 108.9116 | 11.7145 | 133.2662 | 298.4059 | 405.4054 | 25.3695 | 6306.5022 | 14283.2251 | 138274.4378 | 158864.165 | 471336.3549 | 631283.8336 | 0.7438% | 636014.6414
CAR PARKS #299 | TERTIARY | CAR PARKS | 63313.6631 | 2014 | 36755.879 | 0 | 0 | 0 | 0 | 51837.4121 | 39900.239 | 27917.1335 | 5 | 36967.0621 | 38867.4176 | 33 | 0 | 0 | 0 | 0 | 0 | 0 | 103488.0893 | 5765.1431 | 800199.1751 | 2138.4146 | 11253.3563 | 0 | 86.1917 | 0 | 238568.2639 | 1109.9534 | 0 | 236310.2349 | 86.1% | 13.9% | 14238.1137 | 8060.5996 | 269.8816 | 36.674 | 571.6972 | 757.9239 | 1318.3829 | 86.7995 | 16744.5317 | 63954.7747 | 490570.8057 | 571270.1121 | 1721340.5707 | 2296003.6369 | 4.454% | 2403038.144
CAR PARKS #300 | TERTIARY | CAR PARKS | 27251.4177 | 2007 | 19692.296 | 0 | 0 | 0 | 0 | 16837.2043 | 13053.8594 | 11951.3458 | 1 | 10407.4544 | 10115.5485 | 11 | 0 | 0 | 0 | 0 | 0 | 0 | 42400.9527 | 2262.7798 | 291856.0936 | 816.6321 | 3551.5564 | 0 | 38.0896 | 0 | 83354.0397 | 382.4207 | 0 | 101342.2483 | 75.86% | 24.14% | 5450.0827 | 4370.0158 | 107.941 | 13.0941 | 201.0436 | 429.4756 | 641.6158 | 42.8104 | 8961.5154 | 27185.0018 | 136704.8831 | 172851.4004 | 651099.791 | 825404.0084 | 2.132% | 843381.9363
CAR PARKS #301 | TERTIARY | CAR PARKS | 39498.7258 | 2015 | 30631.7489 | 0 | 0 | 0 | 0 | 23021.7003 | 23484.095 | 27665.6147 | 2 | 21930.7237 | 19918.6994 | 19 | 0 | 0 | 0 | 0 | 0 | 0 | 54319.3471 | 3949.8114 | 475702.1652 | 1162.0381 | 7587.8073 | 0 | 65.1441 | 0 | 175392.286 | 656.8573 | 0 | 221017.3534 | 86.67% | 13.33% | 9964.5512 | 6227.6899 | 165.8029 | 18.3986 | 308.0139 | 415.6225 | 669.064 | 73.9652 | 11530.5258 | 43664.5589 | 292042.3257 | 347237.4104 | 1144694.1352 | 1493834.1248 | 0.5685% | 1502375.867
CAR PARKS #302 | TERTIARY | CAR PARKS | 62318.0539 | 2014 | 45020.5333 | 0 | 0 | 0 | 0 | 48587.543 | 35715.7456 | 40943.6267 | 3 | 25129.2024 | 29671.4449 | 23 | 0 | 0 | 0 | 0 | 0 | 0 | 83832.9025 | 4525.2607 | 713096.5825 | 1843.259 | 10100.9479 | 0 | 78.7465 | 0 | 232200.333 | 1134.3552 | 0 | 221336.9728 | 50.14% | 49.86% | 11121.4309 | 11582.7133 | 224.7737 | 24.6444 | 540.5978 | 910.0998 | 1450.0891 | 82.8044 | 24221.1836 | 63027.5088 | 333087.7617 | 420336.4541 | 1581315.4829 | 2005397.227 | 1.534% | 2036644.3103
CAR PARKS #303 | TERTIARY | CAR PARKS | 26621.4179 | 2021 | 19513.9194 | 0 | 0 | 0 | 0 | 20541.0546 | 21296.7837 | 13460.2055 | 2 | 12629.2629 | 16672.9945 | 11 | 0 | 0 | 0 | 0 | 0 | 0 | 47275.7347 | 1671.6384 | 343860.8012 | 1020.773 | 4552.6345 | 0 | 41.8419 | 0 | 155157.5877 | 425.8658 | 0 | 139374.2193 | 57.97% | 42.03% | 7440.1103 | 3370.7194 | 125.7327 | 10.6671 | 216.4775 | 434.0923 | 558.1699 | 31.254 | 10078.2539 | 33738.8403 | 134729.2847 | 178546.379 | 850251.6153 | 1030542.3452 | 5.524% | 1090800.8829
CAR PARKS #304 | TERTIARY | CAR PARKS | 14461.592 | 2008 | 7163.7484 | 0 | 0 | 0 | 0 | 6894.1505 | 8817.9372 | 7360.3445 | 1 | 7445.0244 | 7556.5975 | 6 | 0 | 0 | 0 | 0 | 0 | 0 | 17411.3265 | 1233.7732 | 146850.9974 | 599.1683 | 1812.5984 | 0 | 20.2532 | 0 | 56037.1739 | 237.7336 | 0 | 45740.7138 | 79.09% | 20.91% | 3490.9481 | 2121.888 | 51.0626 | 8.7517 | 96.309 | 222.7749 | 325.3732 | 17.0938 | 4807.5363 | 11318.085 | 109257.0524 | 125382.6736 | 330912.5987 | 457150.8365 | 4.294% | 477661.7006
CAR PARKS #305 | TERTIARY | CAR PARKS | 56363.087 | 2021 | 44570.4625 | 0 | 0 | 0 | 0 | 45988.7758 | 40488.709 | 41667.166 | 3 | 34580.623 | 29835.6337 | 26 | 0 | 0 | 0 | 0 | 0 | 0 | 76941.728 | 4383.3047 | 627862.3635 | 1952.0056 | 12290.6822 | 0 | 62.0718 | 0 | 249288.4433 | 1126.0758 | 0 | 235662.7186 | 55.54% | 44.46% | 10532.1777 | 10156.5043 | 206.8325 | 32.9676 | 500.3416 | 595.773 | 1312.5066 | 95.8837 | 16176.2384 | 67916.4671 | 360680.1074 | 444772.8129 | 1528455.5903 | 1977133.1823 | 5.525% | 2092748.3992
CAR PARKS #306 | TERTIARY | CAR PARKS | 59575.3004 | 2010 | 38283.0132 | 0 | 0 | 0 | 0 | 30464.6222 | 29553.7208 | 24234.4259 | 4 | 23568.2547 | 30402.5402 | 33 | 0 | 0 | 0 | 0 | 0 | 0 | 86731.1295 | 4465.0921 | 429453.4427 | 1994.9574 | 9303.8515 | 0 | 105.0177 | 0 | 208691.3132 | 796.8851 | 0 | 292757.5674 | 61.5% | 38.5% | 16654.4651 | 10111.4351 | 243.2398 | 33.8362 | 477.3444 | 929.2878 | 1414.9137 | 83.0103 | 15076.9801 | 47904.1925 | 412308.8722 | 475290.0447 | 1276290.2188 | 1755306.6699 | 3.994% | 1828325.2451
CAR PARKS #307 | TERTIARY | CAR PARKS | 39611.7631 | 2010 | 26758.6688 | 0 | 0 | 0 | 0 | 22528.2519 | 16842.7479 | 15841.8311 | 2 | 18576.3405 | 15924.8561 | 18 | 0 | 0 | 0 | 0 | 0 | 0 | 56772.0478 | 3943.1895 | 356344.9917 | 1744.566 | 8016.777 | 0 | 61.1488 | 0 | 163557.4587 | 551.7807 | 0 | 172800.9446 | 84.09% | 15.91% | 9985.0779 | 5263.1652 | 162.3548 | 23.1306 | 255.3111 | 474.1094 | 905.2675 | 51.3766 | 13676.3084 | 36812.2747 | 195746.4866 | 246235.0698 | 939144.4189 | 1187115.9326 | 5.146% | 1251521.5857
CAR PARKS #308 | TERTIARY | CAR PARKS | 32881.5705 | 2020 | 24048.4827 | 0 | 0 | 0 | 0 | 27137.6771 | 16926.8067 | 24524.6366 | 2 | 13746.665 | 21111.3637 | 13 | 0 | 0 | 0 | 0 | 0 | 0 | 51077.077 | 2583.3791 | 362304.756 | 975.8474 | 5882.6338 | 0 | 58.0608 | 0 | 184155.4029 | 636.0676 | 0 | 177813.4857 | 84.53% | 15.47% | 8302.1401 | 4637.0776 | 158.6672 | 14.0559 | 310.2667 | 470.8381 | 780.2466 | 52.6794 | 12011.4171 | 39544.8455 | 232190.4555 | 283746.7181 | 963160.1538 | 1249553.0071 | 4.699% | 1311167.7265
CAR PARKS #309 | TERTIARY | CAR PARKS | 62551.2689 | 2015 | 50198.5182 | 0 | 0 | 0 | 0 | 34800.1067 | 37098.3329 | 45651.6621 | 3 | 24272.3255 | 29352.6922 | 26 | 0 | 0 | 0 | 0 | 0 | 0 | 79367.0462 | 3875.534 | 668133.9571 | 2541.2973 | 13315.7856 | 0 | 91.7698 | 0 | 270116.0008 | 962.7606 | 0 | 237406.1521 | 71.71% | 28.29% | 16680.0332 | 7439.472 | 293.2583 | 30.7208 | 522.9839 | 836.7317 | 1506.7545 | 110.0518 | 17260.3073 | 62717.8477 | 390604.0454 | 470582.2004 | 1572838.5935 | 2046675.9315 | 6.718% | 2194078.9906
CAR PARKS #310 | TERTIARY | CAR PARKS | 60010.9532 | 2016 | 35949.513 | 0 | 0 | 0 | 0 | 47004.5113 | 40728.2126 | 32911.2149 | 3 | 32494.4277 | 43152.1033 | 26 | 0 | 0 | 0 | 0 | 0 | 0 | 105396.5986 | 5028.5982 | 791429.3333 | 2277.4215 | 10330.7959 | 0 | 86.5829 | 0 | 264718.2883 | 1039.7866 | 0 | 342534.6065 | 68.56% | 31.44% | 13480.2525 | 7004.3883 | 276.0828 | 33.471 | 386.5253 | 672.7707 | 1553.0258 | 89.9506 | 17981.0948 | 71428.8012 | 472460.7878 | 561870.6838 | 1852520.3299 | 2418699.9065 | 2.86% | 2489912.8371
CAR PARKS #311 | TERTIARY | CAR PARKS | 34551.6367 | 2017 | 31024.7959 | 0 | 0 | 0 | 0 | 25986.1179 | 21424.9297 | 26047.796 | 2 | 17653.711 | 24859.7986 | 19 | 0 | 0 | 0 | 0 | 0 | 0 | 43363.0624 | 3357.9987 | 412193.5311 | 1542.5665 | 8000.5255 | 0 | 41.7195 | 0 | 195157.7126 | 587.1586 | 0 | 133916.4665 | 83.23% | 16.77% | 8302.0398 | 4328.9624 | 145.1634 | 19.2775 | 291.8061 | 502.4855 | 678.308 | 43.3755 | 14327.1026 | 39115.1259 | 250753.5799 | 304195.8084 | 991384.2173 | 1297592.3897 | 5.604% | 1374625.7205
CAR PARKS #312 | TERTIARY | CAR PARKS | 31731.1396 | 2009 | 17841.2467 | 0 | 0 | 0 | 0 | 16249.8917 | 19745.4298 | 13149.9134 | 2 | 13839.7115 | 13205.3843 | 15 | 0 | 0 | 0 | 0 | 0 | 0 | 51170.1336 | 2529.1263 | 254559.1924 | 1176.202 | 5049.1459 | 0 | 37.4695 | 0 | 141935.0464 | 484.7099 | 0 | 103102.7069 | 81.31% | 18.69% | 7989.7751 | 4182.0672 | 145.5857 | 18.7308 | 233.179 | 463.59 | 670.3348 | 55.2008 | 7828.9758 | 31671.4484 | 197465.5892 | 236966.0134 | 698154.6848 | 937036.9927 | 6.08% | 997700.1666
CAR PARKS #313 | TERTIARY | CAR PARKS | 16258.5772 | 2015 | 12332.0546 | 0 | 0 | 0 | 0 | 10423.2147 | 11558.7198 | 7258.337 | 1 | 9034.2963 | 10161.0388 | 7 | 0 | 0 | 0 | 0 | 0 | 0 | 26088.9711 | 1110.889 | 175829.4883 | 700.3891 | 3819.0699 | 0 | 19.9037 | 0 | 86704.7139 | 330.4079 | 0 | 68666.184 | 50.69% | 49.31% | 3873.2407 | 2961.7384 | 64.6796 | 8.1456 | 122.6243 | 231.259 | 322.801 | 25.435 | 5160.1665 | 21882.0824 | 92059.0643 | 119101.3132 | 453912.6539 | 573812.7713 | 4.697% | 602095.4316
CAR PARKS #314 | TERTIARY | CAR PARKS | 28689.3027 | 2022 | 23405.9079 | 0 | 0 | 0 | 0 | 19237.373 | 16848.984 | 23482.8014 | 1 | 12225.4581 | 19451.7577 | 12 | 0 | 0 | 0 | 0 | 0 | 0 | 49245.6175 | 2226.1065 | 386275.1984 | 955.039 | 7804.2916 | 0 | 43.5393 | 0 | 143988.8884 | 443.1769 | 0 | 161822.163 | 72.09% | 27.91% | 7672.466 | 3981.9948 | 130.5895 | 14.7 | 187.7556 | 320.7236 | 549.6882 | 53.7522 | 9617.3001 | 41865.0043 | 162088.4738 | 213570.7781 | 917765.5068 | 1133062.4864 | 4.328% | 1184324.7591
CAR PARKS #315 | TERTIARY | CAR PARKS | 57354.6333 | 2016 | 47051.8076 | 0 | 0 | 0 | 0 | 31512.4766 | 32563.9458 | 35876.149 | 3 | 28963.9848 | 38898.4786 | 29 | 0 | 0 | 0 | 0 | 0 | 0 | 95716.8855 | 4714.7455 | 642274.9756 | 2287.7183 | 12091.1143 | 0 | 99.507 | 0 | 289675.3012 | 948.627 | 0 | 238295.9385 | 54.49% | 45.51% | 12083.3776 | 10793.6973 | 252.9491 | 32.3662 | 347.8492 | 884.0377 | 1419.0239 | 78.7739 | 18428.9169 | 57095.8499 | 344375.6376 | 419900.4044 | 1572405.3433 | 1996163.4496 | 3.577% | 2070220.4727
CAR PARKS #316 | TERTIARY | CAR PARKS | 56010.7752 | 2019 | 45628.1585 | 0 | 0 | 0 | 0 | 41915.4048 | 42563.9912 | 28388.3585 | 4 | 23074.1541 | 39100.7069 | 28 | 0 | 0 | 0 | 0 | 0 | 0 | 85199.8759 | 3710.8795 | 758211.7704 | 1986.9725 | 8883.2805 | 0 | 83.1671 | 0 | 316682.9516 | 914.2798 | 0 | 261276.4071 | 81.66% | 18.34% | 14864.1345 | 7214.9281 | 293.966 | 22.5591 | 404.6538 | 725.4002 | 1388.5519 | 78.147 | 20701.6207 | 80415.3342 | 441006.6848 | 542123.6397 | 1773402.7521 | 2319928.4448 | 4.866% | 2438593.1619
CAR PARKS #317 | TERTIARY | CAR PARKS | 41622.6396 | 2012 | 31237.5987 | 0 | 0 | 0 | 0 | 29285.5763 | 19119.1896 | 24158.8822 | 3 | 22689.9065 | 23822.7026 | 16 | 0 | 0 | 0 | 0 | 0 | 0 | 53346.0246 | 3149.0365 | 343208.8327 | 1317.8848 | 7908.863 | 0 | 75.4665 | 0 | 214436.7138 | 850.5755 | 0 | 204772.5404 | 50.13% | 49.87% | 9022.8908 | 6544.8989 | 232.6106 | 21.0451 | 248.5529 | 592.6161 | 928.6675 | 73.5616 | 14905.4481 | 51517.5639 | 211963.7265 | 278386.7384 | 1044550.8501 | 1325319.6644 | 0.7052% | 1334731.9778
CAR PARKS #318 | TERTIARY | CAR PARKS | 40502.0455 | 2020 | 27299.4359 | 0 | 0 | 0 | 0 | 26922.1952 | 27033.8358 | 22537.3863 | 2 | 24543.3609 | 19583.6427 | 19 | 0 | 0 | 0 | 0 | 0 | 0 | 81313.4652 | 3302.699 | 580445.985 | 1764.1001 | 6616.9212 | 0 | 52.9003 | 0 | 239527.5808 | 692.2899 | 0 | 155977.7543 | 79.99% | 20.01% | 9291.2705 | 6548.8351 | 177.1298 | 21.3421 | 369.6742 | 516.7452 | 864.9126 | 76.5562 | 14043.3549 | 37497.9819 | 268597.6158 | 320138.9526 | 1285008.748 | 1607743.6847 | 5.34% | 1698443.1787
CAR PARKS #319 | TERTIARY | CAR PARKS | 34041.6329 | 2022 | 24751.3451 | 0 | 0 | 0 | 0 | 22528.0091 | 28340.7602 | 26497.9697 | 2 | 23880.3972 | 23374.2087 | 14 | 0 | 0 | 0 | 0 | 0 | 0 | 58650.4947 | 2059.1239 | 384005.755 | 1355.8913 | 6238.7984 | 0 | 45.8978 | 0 | 187181.6508 | 564.8878 | 0 | 148704.7403 | 80.91% | 19.09% | 7988.0588 | 6451.1096 | 123.2451 | 14.8913 | 286.1968 | 567.2232 | 718.7018 | 55.7848 | 14096.4733 | 45960.225 | 186974.2413 | 247030.9396 | 993973.8871 | 1243307.9746 | 5.007% | 1308841.0374
CAR PARKS #320 | TERTIARY | CAR PARKS | 25339.4486 | 2022 | 20522.1647 | 0 | 0 | 0 | 0 | 20116.8977 | 15450.0334 | 20421.5151 | 2 | 13994.5579 | 14460.5055 | 11 | 0 | 0 | 0 | 0 | 0 | 0 | 41365.245 | 1836.9028 | 320530.8401 | 920.0749 | 6228.4789 | 0 | 40.844 | 0 | 129204.5913 | 350.5053 | 0 | 140012.9155 | 70.32% | 29.68% | 5714.4915 | 2941.2538 | 134.7121 | 13.3459 | 210.7756 | 409.1682 | 565.931 | 34.9733 | 7661.981 | 25473.7064 | 128811.1101 | 161946.7975 | 779313.836 | 942902.8749 | 3.9% | 981166.6407
CAR PARKS #321 | TERTIARY | CAR PARKS | 31363.1063 | 2013 | 25892.0744 | 0 | 0 | 0 | 0 | 17864.0923 | 13810.3759 | 20951.6098 | 2 | 14111.7504 | 16669.3377 | 17 | 0 | 0 | 0 | 0 | 0 | 0 | 37132.2484 | 1942.1219 | 246085.8342 | 1419.0421 | 5078.6737 | 0 | 35.0762 | 0 | 141395.8722 | 566.3147 | 0 | 134237.1748 | 38.94% | 61.06% | 8294.396 | 5325.1562 | 131.4685 | 17.0684 | 228.3832 | 416.3843 | 699.2377 | 44.4899 | 8866.4938 | 26177.6672 | 238951.9188 | 273996.0798 | 705671.1047 | 981082.646 | 6.656% | 1051037.8953
CAR PARKS #322 | TERTIARY | CAR PARKS | 21771.3974 | 2017 | 17573.1906 | 0 | 0 | 0 | 0 | 12745.3813 | 12456.4973 | 11879.0593 | 1 | 12746.2617 | 11037.1216 | 9 | 0 | 0 | 0 | 0 | 0 | 0 | 27857.8534 | 1389.1674 | 215976.6011 | 978.0107 | 5305.147 | 0 | 35.9709 | 0 | 114061.1924 | 409.6232 | 0 | 116121.8994 | 63.18% | 36.82% | 5289.547 | 3282.4481 | 115.2787 | 11.6522 | 195.6397 | 336.0103 | 408.608 | 26.7493 | 8948.2248 | 19045.4782 | 122759.1383 | 150752.8413 | 592588.7568 | 744874.1154 | 3.086% | 768588.9472
CAR PARKS #323 | TERTIARY | CAR PARKS | 16772.3405 | 2016 | 9980.0539 | 0 | 0 | 0 | 0 | 14809.0159 | 8274.5716 | 8085.5938 | 1 | 7985.3416 | 9298.2201 | 7 | 0 | 0 | 0 | 0 | 0 | 0 | 31231.5847 | 1478.5774 | 178095.1387 | 651.9501 | 4159.1867 | 0 | 20.7338 | 0 | 78174.5493 | 256.1472 | 0 | 58770.382 | 60.57% | 39.43% | 3067.8196 | 3090.4135 | 83.8609 | 9.9738 | 158.9791 | 227.6996 | 421.4107 | 24.9046 | 6668.2239 | 23815.9288 | 107732.1932 | 138216.3458 | 444001.2569 | 583111.9656 | 2.053% | 595331.3855
CAR PARKS #324 | TERTIARY | CAR PARKS | 58047.316 | 2009 | 40831.3583 | 0 | 0 | 0 | 0 | 44953.1667 | 35020.3666 | 24350.8423 | 4 | 21583.568 | 25216.5312 | 24 | 0 | 0 | 0 | 0 | 0 | 0 | 65373.9143 | 4595.5648 | 559820.6553 | 1702.2067 | 9104.5944 | 0 | 97.0159 | 0 | 190135.961 | 826.4703 | 0 | 200976.3641 | 80.52% | 19.48% | 11375.2004 | 10479.5756 | 326.0705 | 21.3336 | 496.0493 | 808.2018 | 1541.9881 | 83.4498 | 13891.2247 | 68883.5055 | 395370.047 | 478144.7772 | 1316706.4687 | 1798282.7276 | 4.112% | 1875391.3536
CAR PARKS #325 | TERTIARY | CAR PARKS | 45974.9733 | 2011 | 38921.201 | 0 | 0 | 0 | 0 | 27449.373 | 29025.8687 | 30500.8719 | 3 | 20043.8648 | 22952.8558 | 17 | 0 | 0 | 0 | 0 | 0 | 0 | 56290.4308 | 3715.208 | 427632.0123 | 1521.2158 | 7488.9885 | 0 | 62.5866 | 0 | 209853.6121 | 644.4165 | 0 | 216246.7033 | 80.4% | 19.6% | 12786.798 | 7514.4128 | 177.81 | 21.849 | 334.0873 | 694.5092 | 794.8984 | 63.6657 | 11968.3135 | 54316.7398 | 295996.2032 | 362281.2565 | 1157245.0512 | 1522427.344 | 1.412% | 1544235.5001
CAR PARKS #326 | TERTIARY | CAR PARKS | 48936.4161 | 2016 | 43970.2929 | 0 | 0 | 0 | 0 | 28281.0613 | 35955.9164 | 30028.8655 | 3 | 23015.6355 | 34799.6003 | 23 | 0 | 0 | 0 | 0 | 0 | 0 | 69801.73 | 4611.2568 | 499065.6854 | 1688.5686 | 9819.0572 | 0 | 75.2753 | 0 | 250268.3015 | 870.1132 | 0 | 186681.9925 | 69.59% | 30.41% | 12856.8223 | 6293.4675 | 173.1862 | 25.1608 | 439.6612 | 608.2253 | 859.2062 | 64.1597 | 13755.6516 | 62683.8508 | 368728.9809 | 445168.4834 | 1287930.4415 | 1736400.1701 | 1.858% | 1769264.5373
CAR PARKS #327 | TERTIARY | CAR PARKS | 65324.8397 | 2020 | 59632.4257 | 0 | 0 | 0 | 0 | 56460.6196 | 46740.4386 | 41425.6739 | 4 | 33301.2648 | 38268.1697 | 33 | 0 | 0 | 0 | 0 | 0 | 0 | 120395.846 | 6473.9348 | 687617.8961 | 2702.2805 | 11704.383 | 0 | 109.3195 | 0 | 374349.022 | 1370.4065 | 0 | 332882.5334 | 65.91% | 34.09% | 14692.7888 | 7767.6532 | 314.2097 | 28.4292 | 460.1097 | 712.2521 | 1674.6848 | 114.5539 | 19415.2907 | 78004.3539 | 328647.3103 | 426066.955 | 1915168.6337 | 2344701.6422 | 4.412% | 2452918.4958
CAR PARKS #328 | TERTIARY | CAR PARKS | 59842.515 | 2015 | 34055.8158 | 0 | 0 | 0 | 0 | 42167.7985 | 26328.1668 | 29424.6766 | 5 | 35941.288 | 38072.6639 | 33 | 0 | 0 | 0 | 0 | 0 | 0 | 103880.4279 | 5014.955 | 499595.9838 | 2041.0443 | 11845.3675 | 0 | 109.1254 | 0 | 296438.2126 | 878.369 | 0 | 269197.0935 | 84.17% | 15.83% | 14630.8854 | 10213.6096 | 283.5971 | 34.5233 | 501.0355 | 781.6574 | 1495.6085 | 93.697 | 17695.4333 | 52531.2426 | 342794.6538 | 413021.3297 | 1462417.1696 | 1878539.9257 | 2.934% | 1935324.1518
CAR PARKS #329 | TERTIARY | CAR PARKS | 20024.2543 | 2014 | 17997.9983 | 0 | 0 | 0 | 0 | 14710.2976 | 13533.4935 | 9749.1712 | 1 | 11558.6385 | 11476.5588 | 10 | 0 | 0 | 0 | 0 | 0 | 0 | 32319.4407 | 1934.64 | 167197.7907 | 668.6599 | 3549.1439 | 0 | 29.6297 | 0 | 95896.5157 | 357.2628 | 0 | 107890.3286 | 70.47% | 29.53% | 3861.103 | 2837.3879 | 100.858 | 9.8993 | 188.1247 | 239.7821 | 478.9526 | 33.1024 | 5789.5074 | 17449.28 | 116604.5153 | 139843.3026 | 513646.1998 | 654783.9245 | 5.176% | 690527.8603
CAR PARKS #330 | TERTIARY | CAR PARKS | 34492.7683 | 2019 | 21400.0441 | 0 | 0 | 0 | 0 | 28382.6685 | 19514.0334 | 19092.6016 | 2 | 17872.1981 | 23889.3711 | 13 | 0 | 0 | 0 | 0 | 0 | 0 | 49458.3158 | 2578.0389 | 467288.7346 | 1560.4675 | 7897.7748 | 0 | 39.5178 | 0 | 160309.1629 | 494.2278 | 0 | 131497.0643 | 71.63% | 28.37% | 7222.5496 | 6571.2398 | 166.7792 | 16.184 | 203.8091 | 421.8368 | 774.0777 | 47.487 | 13308.5377 | 31729.9758 | 248788.5482 | 293827.0617 | 998264.379 | 1294160.9106 | 2.785% | 1331241.0393
CAR PARKS #331 | TERTIARY | CAR PARKS | 25709.1524 | 2020 | 18475.8385 | 0 | 0 | 0 | 0 | 25058.9517 | 16562.4938 | 13120.9841 | 2 | 17367.4156 | 20299.3142 | 9 | 0 | 0 | 0 | 0 | 0 | 0 | 48268.6404 | 1985.443 | 272356.162 | 1006.5565 | 5908.865 | 0 | 31.2311 | 0 | 103186.5963 | 344.6779 | 0 | 122417.061 | 52.37% | 47.63% | 7420.4867 | 4783.8571 | 138.0871 | 10.6693 | 172.2427 | 348.0155 | 507.1616 | 46.015 | 9211.2446 | 27650.5884 | 163877.7072 | 200739.5402 | 701653.809 | 904171.2146 | 2.271% | 925186.4294
CAR PARKS #332 | TERTIARY | CAR PARKS | 64436.6034 | 2018 | 40685.6329 | 0 | 0 | 0 | 0 | 60847.4102 | 49139.3943 | 31752.4467 | 4 | 28881.1374 | 44020.7304 | 34 | 0 | 0 | 0 | 0 | 0 | 0 | 91537.3736 | 4529.7983 | 770459.8911 | 2377.3901 | 16560.9978 | 0 | 74.597 | 0 | 376256.8612 | 1271.4174 | 0 | 286318.8082 | 68.65% | 31.35% | 12797.312 | 9755.2974 | 365.3237 | 25.3538 | 501.1281 | 829.3099 | 1688.0879 | 111.7065 | 16955.1397 | 60963.8143 | 405960.5959 | 483879.55 | 1894056.0353 | 2383192.0153 | 6.218% | 2541202.5106
CAR PARKS #333 | TERTIARY | CAR PARKS | 48413.9902 | 2019 | 46950.9583 | 0 | 0 | 0 | 0 | 32906.4116 | 29796.6101 | 37566.225 | 2 | 26278.8224 | 35966.6695 | 27 | 0 | 0 | 0 | 0 | 0 | 0 | 97724.4103 | 3893.9094 | 489973.7493 | 1586.3685 | 8578.7233 | 0 | 84.1613 | 0 | 187902.7616 | 971.1507 | 0 | 227386.6809 | 88.01% | 11.99% | 10247.1315 | 8037.5124 | 172.1178 | 18.7162 | 376.0835 | 572.6899 | 1228.9333 | 78.1398 | 18010.1761 | 70004.6347 | 299757.5234 | 387772.3341 | 1300070.8819 | 1690492.0221 | 3.047% | 1743613.1791
CAR PARKS #334 | TERTIARY | CAR PARKS | 57297.9775 | 2017 | 56135.7117 | 0 | 0 | 0 | 0 | 39014.7495 | 33164.6114 | 43743.0097 | 3 | 27811.1262 | 37208.5013 | 32 | 0 | 0 | 0 | 0 | 0 | 0 | 110941.5452 | 5615.5112 | 607987.5826 | 2301.9864 | 12508.957 | 0 | 72.8873 | 0 | 273123.5734 | 1082.976 | 0 | 266915.6594 | 85.26% | 14.74% | 12968.3704 | 9396.264 | 325.8086 | 33.245 | 460.3959 | 663.9127 | 1032.3825 | 74.1473 | 19934.4809 | 59383.2353 | 374866.4301 | 454184.1464 | 1585437.0277 | 2042639.9678 | 3.523% | 2117236.0532
CAR PARKS #335 | TERTIARY | CAR PARKS | 56828.3036 | 2022 | 56172.8763 | 0 | 0 | 0 | 0 | 40439.732 | 37004.5917 | 44587.2888 | 3 | 25815.291 | 37920.0547 | 25 | 0 | 0 | 0 | 0 | 0 | 0 | 94879.0417 | 5351.7574 | 825817.4774 | 2164.9367 | 12274.4215 | 0 | 80.3749 | 0 | 263063.3214 | 1089.3804 | 0 | 232626.1887 | 70.15% | 29.85% | 13646.1746 | 9510.4424 | 290.632 | 29.7799 | 535.1424 | 912.2451 | 1248.9003 | 75.4777 | 24889.1408 | 65267.7994 | 432107.2506 | 522264.1908 | 1766724.4254 | 2293333.4252 | 3.02% | 2364753.9273
CAR PARKS #336 | TERTIARY | CAR PARKS | 59360.4826 | 2009 | 37404.0331 | 0 | 0 | 0 | 0 | 39522.9704 | 26697.6331 | 27055.8077 | 5 | 19719.1845 | 24502.3837 | 31 | 0 | 0 | 0 | 0 | 0 | 0 | 94898.9059 | 3659.3904 | 423264.3564 | 1751.1635 | 12275.2172 | 0 | 90.4655 | 0 | 261879.2294 | 1157.4856 | 0 | 207483.2366 | 73.31% | 26.69% | 13969.9842 | 9113.4273 | 336.4628 | 21.9794 | 452.7406 | 660.5036 | 1046.3735 | 101.5815 | 14757.7544 | 69205.6584 | 326403.4237 | 410366.8365 | 1270441.0415 | 1683643.5475 | 1.924% | 1716669.8682
CAR PARKS #337 | TERTIARY | CAR PARKS | 52455.0175 | 2015 | 45231.9677 | 0 | 0 | 0 | 0 | 33566.1185 | 34520.2607 | 25847.9949 | 3 | 25708.0404 | 33246.5519 | 23 | 0 | 0 | 0 | 0 | 0 | 0 | 77051.2487 | 4067.5152 | 439909.9168 | 2397.4441 | 11346.7347 | 0 | 86.813 | 0 | 288512.7641 | 1001.2264 | 0 | 233193.5355 | 62.82% | 37.18% | 13491.2452 | 9184.1822 | 225.7524 | 30.9011 | 448.4448 | 585.052 | 846.0403 | 71.6413 | 16393.4969 | 52108.8595 | 320274.9021 | 388777.2586 | 1324136.4051 | 1716453.0109 | 6.422% | 1834240.413
CAR PARKS #338 | TERTIARY | CAR PARKS | 45447.8153 | 2022 | 48382.4943 | 0 | 0 | 0 | 0 | 39546.132 | 33448.0327 | 31955.5381 | 3 | 29536.9896 | 23636.0051 | 19 | 0 | 0 | 0 | 0 | 0 | 0 | 80213.4554 | 4220.95 | 638654.8593 | 1463.5249 | 10778.086 | 0 | 73.0026 | 0 | 228062.9877 | 872.0152 | 0 | 291381.2557 | 74.97% | 25.03% | 8445.6431 | 5238.8131 | 177.2537 | 26.0816 | 265.63 | 622.8073 | 758.3622 | 79.4942 | 16240.931 | 58397.0034 | 309085.4319 | 383723.3663 | 1551630.8718 | 1938455.6983 | 5.428% | 2049715.99
CAR PARKS #339 | TERTIARY | CAR PARKS | 57053.3566 | 2012 | 47723.9553 | 0 | 0 | 0 | 0 | 45521.5438 | 24507.0813 | 30338.1521 | 4 | 20915.3751 | 25288.8307 | 20 | 0 | 0 | 0 | 0 | 0 | 0 | 68348.456 | 5146.5612 | 546036.7089 | 1770.1992 | 9914.332 | 0 | 68.3279 | 0 | 265717.1251 | 1175.8948 | 0 | 282828.5108 | 53% | 47% | 15522.2496 | 8581.0197 | 326.6044 | 25.9532 | 499.0038 | 850.8606 | 1224.0655 | 101.7368 | 18315.7246 | 55811.1101 | 390260.3148 | 464387.1495 | 1458911.7486 | 1927098.7358 | 6.139% | 2053142.4481
CAR PARKS #340 | TERTIARY | CAR PARKS | 52869.0951 | 2016 | 35587.9818 | 0 | 0 | 0 | 0 | 47088.7026 | 35817.4176 | 33424.4632 | 3 | 28181.6674 | 27735.0089 | 23 | 0 | 0 | 0 | 0 | 0 | 0 | 69585.023 | 3886.819 | 548694.6517 | 2252.9317 | 8515.5604 | 0 | 68.6911 | 0 | 268893.8523 | 897.4965 | 0 | 251242.4989 | 53.79% | 46.21% | 14378.9597 | 8850.63 | 205.3779 | 20.3965 | 459.3255 | 682.1295 | 1001.3916 | 68.2047 | 19926.4306 | 61892.3786 | 407764.6447 | 489583.4538 | 1447909.8112 | 1941028.825 | 6.193% | 2069175.1574
CAR PARKS #341 | TERTIARY | CAR PARKS | 37676.8778 | 2023 | 37497.2071 | 0 | 0 | 0 | 0 | 31385.6647 | 24467.1028 | 29115.3547 | 2 | 16889.3237 | 19038.4512 | 20 | 0 | 0 | 0 | 0 | 0 | 0 | 61279.9659 | 2380.9814 | 406353.158 | 1138.1253 | 7212.118 | 0 | 63.4091 | 0 | 241764.6801 | 732.1715 | 0 | 156854.8106 | 66.5% | 33.5% | 9884.6732 | 6691.3466 | 150.8309 | 17.8896 | 287.2074 | 477.857 | 838.888 | 49.126 | 13880.2608 | 38691.3168 | 221591.2399 | 274162.8175 | 1091224.2085 | 1368372.5684 | 2.475% | 1403097.2273
CAR PARKS #342 | TERTIARY | CAR PARKS | 46938.2898 | 2021 | 33129.8444 | 0 | 0 | 0 | 0 | 28480.8598 | 28922.7576 | 38289.8845 | 3 | 28859.7744 | 32098.5755 | 21 | 0 | 0 | 0 | 0 | 0 | 0 | 92438.3642 | 4280.258 | 507589.809 | 1348.8289 | 12830.8199 | 0 | 60.1043 | 0 | 277005.4149 | 679.6541 | 0 | 240757.1246 | 61.33% | 38.67% | 9054.7978 | 6863.047 | 237.3953 | 18.4737 | 346.7907 | 744.5869 | 784.1959 | 80.6479 | 13515.3157 | 53466.1165 | 319485.7695 | 386467.2017 | 1385915.9299 | 1775306.8639 | 5.931% | 1887230.1197
CAR PARKS #343 | TERTIARY | CAR PARKS | 37879.5076 | 2009 | 23237.2204 | 0 | 0 | 0 | 0 | 26034.5041 | 18233.8323 | 20902.3321 | 2 | 16762.4006 | 23196.2144 | 15 | 0 | 0 | 0 | 0 | 0 | 0 | 45851.3331 | 2928.3159 | 315751.0755 | 1658.333 | 7513.5359 | 0 | 41.9106 | 0 | 145737.2081 | 549.2886 | 0 | 133793.762 | 60.66% | 39.34% | 6833.4258 | 6220.4261 | 208.792 | 22.9538 | 231.2964 | 489.3396 | 826.3816 | 63.4448 | 10352.2377 | 40048.2295 | 216426.8973 | 266827.3646 | 825151.9673 | 1094523.0091 | 3.047% | 1128917.045
CAR PARKS #344 | TERTIARY | CAR PARKS | 34095.6992 | 2021 | 35344.9837 | 0 | 0 | 0 | 0 | 25304.173 | 18784.3215 | 24986.0169 | 2 | 16674.897 | 20789.5081 | 16 | 0 | 0 | 0 | 0 | 0 | 0 | 59603.2012 | 3170.5677 | 421910.9918 | 1336.0048 | 7499.1086 | 0 | 44.1726 | 0 | 188488.9929 | 681.5447 | 0 | 204012.8936 | 66.93% | 33.07% | 9935.2045 | 5698.0044 | 150.1577 | 18.0572 | 256.5866 | 480.2548 | 836.7675 | 64.47 | 12185.4773 | 38345.9759 | 206077.9413 | 256609.3946 | 1082214.2355 | 1341348.8379 | 4.584% | 1405793.9545
CAR PARKS #345 | TERTIARY | CAR PARKS | 55655.3452 | 2016 | 33175.9932 | 0 | 0 | 0 | 0 | 50224.0546 | 31055.1161 | 30012.2529 | 3 | 31996.9223 | 40126.8463 | 31 | 0 | 0 | 0 | 0 | 0 | 0 | 64475.817 | 3782.3904 | 465945.2818 | 1612.5934 | 13725.6761 | 0 | 68.3878 | 0 | 255048.0814 | 1136.4031 | 0 | 217557.5761 | 54.7% | 45.3% | 12369.1392 | 6862.5822 | 223.6741 | 22.2022 | 325.1813 | 672.1654 | 1310.2398 | 92.572 | 18187.113 | 47873.2782 | 363164.0736 | 429224.4648 | 1294711.5951 | 1727729.812 | 5.391% | 1826179.0012
CAR PARKS #346 | TERTIARY | CAR PARKS | 31202.5295 | 2015 | 27595.5149 | 0 | 0 | 0 | 0 | 19003.1224 | 15178.9519 | 20875.6665 | 2 | 13477.7418 | 15600.0534 | 14 | 0 | 0 | 0 | 0 | 0 | 0 | 55656.2876 | 2189.3738 | 325560.3505 | 1185.081 | 7295.9623 | 0 | 46.7659 | 0 | 128611.3471 | 631.977 | 0 | 137942.622 | 68.47% | 31.53% | 6390.372 | 5061.5259 | 146.6318 | 15.2777 | 239.2685 | 391.0978 | 525.2104 | 53.7733 | 10287.8448 | 42887.4928 | 163236.0027 | 216411.3404 | 824677.2904 | 1042998.3359 | 3.084% | 1076190.3893
CAR PARKS #347 | TERTIARY | CAR PARKS | 46556.4072 | 2014 | 29773.1506 | 0 | 0 | 0 | 0 | 35542.7209 | 32541.1341 | 30581.3011 | 3 | 24276.8865 | 31128.308 | 24 | 0 | 0 | 0 | 0 | 0 | 0 | 66130.7345 | 2966.1213 | 597219.1703 | 2093.1882 | 8853.1608 | 0 | 81.4318 | 0 | 226964.2653 | 978.3322 | 0 | 223671.8373 | 84.21% | 15.79% | 13356.9321 | 8870.707 | 173.0804 | 21.8171 | 405.9922 | 761.5085 | 905.1917 | 75.511 | 14565.7978 | 40049.8893 | 240078.2067 | 294693.8938 | 1367847.1789 | 1665663.9242 | 2.543% | 1709120.2046
CAR PARKS #348 | TERTIARY | CAR PARKS | 44696.2259 | 2014 | 30521.1644 | 0 | 0 | 0 | 0 | 27668.2362 | 31811.739 | 21551.7577 | 3 | 24454.9854 | 20175.313 | 24 | 0 | 0 | 0 | 0 | 0 | 0 | 60962.266 | 2731.6759 | 483475.7993 | 1842.6086 | 6837.6155 | 0 | 54.5428 | 0 | 227683.5005 | 741.0886 | 0 | 175906.1791 | 66.64% | 33.36% | 10386.5622 | 5309.7783 | 232.1644 | 24.5777 | 367.1365 | 482.2682 | 921.292 | 75.0614 | 16199.1476 | 45648.4079 | 333042.8237 | 394890.3792 | 1191145.3425 | 1589290.8164 | 6.57% | 1701045.2548
CAR PARKS #349 | TERTIARY | CAR PARKS | 44659.5521 | 2020 | 35556.0254 | 0 | 0 | 0 | 0 | 27912.2042 | 31920.7489 | 35100.4765 | 3 | 28541.8329 | 29151.0159 | 22 | 0 | 0 | 0 | 0 | 0 | 0 | 80113.9327 | 2869.6282 | 510282.5692 | 1907.8057 | 11688.2041 | 0 | 68.7771 | 0 | 180986.2497 | 949.7497 | 0 | 212235.1612 | 63.42% | 36.58% | 9627.1592 | 6671.4242 | 217.8424 | 27.1287 | 400.06 | 671.5605 | 1159.6825 | 59.4863 | 13497.0235 | 45403.1562 | 352437.7217 | 411337.9014 | 1240151.3762 | 1654448.7183 | 2.227% | 1692139.8964
CAR PARKS #350 | TERTIARY | CAR PARKS | 62061.8691 | 2009 | 39060.0836 | 0 | 0 | 0 | 0 | 47012.4601 | 35532.1653 | 24491.0338 | 3 | 28583.3988 | 38637.5766 | 22 | 0 | 0 | 0 | 0 | 0 | 0 | 71407.6589 | 5479.724 | 436569.4706 | 2236.2019 | 8404.8902 | 0 | 109.3155 | 0 | 208318.7779 | 1225.3965 | 0 | 198364.2624 | 32.15% | 67.85% | 13720.9413 | 10150.8473 | 261.6078 | 32.2008 | 410.4647 | 1058.6184 | 1152.7094 | 104.1984 | 15881.9983 | 58706.0222 | 424173.4967 | 498761.5172 | 1208400.6858 | 1710178.8107 | 3.789% | 1777535.3933
CAR PARKS #351 | TERTIARY | CAR PARKS | 54895.4897 | 2016 | 43437.0602 | 0 | 0 | 0 | 0 | 30291.648 | 35284.54 | 29712.106 | 3 | 26716.6418 | 32632.6084 | 26 | 0 | 0 | 0 | 0 | 0 | 0 | 94026.2677 | 4552.4521 | 479288.479 | 2415.9051 | 12923.56 | 0 | 95.439 | 0 | 241918.1094 | 931.3474 | 0 | 205653.5043 | 63.62% | 36.38% | 12724.8813 | 6299.5651 | 261.229 | 32.4966 | 340.5312 | 721.5289 | 921.4991 | 68.0599 | 14160.3513 | 72642.6937 | 385299.7381 | 472102.7831 | 1323588.8974 | 1799909.6797 | 6.152% | 1917892.6006
CAR PARKS #352 | TERTIARY | CAR PARKS | 26945.197 | 2012 | 22171.9653 | 0 | 0 | 0 | 0 | 16402.4085 | 11984.4805 | 17196.3656 | 1 | 9674.6962 | 11483.2999 | 12 | 0 | 0 | 0 | 0 | 0 | 0 | 36532.9278 | 2133.0963 | 277383.1624 | 1115.6666 | 3896.4374 | 0 | 45.3586 | 0 | 130990.7427 | 437.5722 | 0 | 92671.711 | 85.37% | 14.63% | 6535.2734 | 3146.8907 | 139.2557 | 12.11 | 252.8542 | 291.4197 | 552.6674 | 50.6826 | 8332.8355 | 21279.3905 | 202198.109 | 231810.335 | 664349.2702 | 897552.438 | 6.472% | 959664.8155
CAR PARKS #353 | TERTIARY | CAR PARKS | 18351.9978 | 2014 | 16877.9324 | 0 | 0 | 0 | 0 | 11644.1864 | 12704.2053 | 12314.9816 | 1 | 9983.7459 | 8671.308 | 10 | 0 | 0 | 0 | 0 | 0 | 0 | 21846.5722 | 1688.2972 | 149569.6817 | 841.8868 | 3247.9046 | 0 | 21.2628 | 0 | 75857.5311 | 302.9211 | 0 | 87134.7562 | 82.87% | 17.13% | 4910.8473 | 2150.5564 | 82.479 | 9.7633 | 167.3126 | 293.0121 | 481.17 | 28.6398 | 6982.6419 | 19866.0355 | 134408.3103 | 161256.9877 | 437640.6778 | 599983.1178 | 4.329% | 627129.2733
CAR PARKS #354 | TERTIARY | CAR PARKS | 22018.1121 | 2015 | 14999.4259 | 0 | 0 | 0 | 0 | 17858.3659 | 15751.0718 | 15283.9832 | 1 | 9575.8885 | 15021.5966 | 10 | 0 | 0 | 0 | 0 | 0 | 0 | 40303.0451 | 1612.0019 | 207469.2676 | 1010.5316 | 3575.2931 | 0 | 29.9243 | 0 | 91255.8887 | 292.792 | 0 | 115670.0016 | 48.12% | 51.88% | 5033.2395 | 4031.9987 | 84.0658 | 11.9004 | 196.4828 | 323.2841 | 526.0382 | 34.9441 | 7227.3532 | 22425.7856 | 128023.5227 | 157676.6615 | 574789.3427 | 733773.0389 | 6.468% | 784518.3758
CAR PARKS #355 | TERTIARY | CAR PARKS | 62935.8371 | 2020 | 62700.3624 | 0 | 0 | 0 | 0 | 40323.0808 | 33657.2133 | 50583.6647 | 4 | 33956.7036 | 37601.213 | 23 | 0 | 0 | 0 | 0 | 0 | 0 | 83548.6697 | 4903.317 | 726985.2521 | 2546.5936 | 16867.3157 | 0 | 114.6411 | 0 | 263234.2305 | 1259.6867 | 0 | 334337.2546 | 81.82% | 18.18% | 13401.486 | 10539.9603 | 278.0372 | 28.6407 | 371.4888 | 730.0626 | 1279.5789 | 91.9375 | 19012.763 | 83962.0922 | 306665.9896 | 409640.8448 | 1787095.991 | 2200148.0799 | 1.497% | 2233581.603
CAR PARKS #356 | TERTIARY | CAR PARKS | 48927.4868 | 2020 | 37623.8677 | 0 | 0 | 0 | 0 | 44515.8571 | 36343.0547 | 27216.7626 | 3 | 26657.8419 | 29969.4582 | 18 | 0 | 0 | 0 | 0 | 0 | 0 | 90297.2049 | 3310.923 | 528137.5198 | 1973.1727 | 12531.224 | 0 | 71.3452 | 0 | 287442.122 | 657.5201 | 0 | 205165.7513 | 77.18% | 22.82% | 10647.8334 | 7600.2738 | 267.264 | 21.4892 | 286.9455 | 690.0047 | 1179.0928 | 89.0292 | 20060.8756 | 64194.9699 | 271590.7921 | 355846.6376 | 1423388.6506 | 1781873.2379 | 6.099% | 1897608.5331
CAR PARKS #357 | TERTIARY | CAR PARKS | 32398.9017 | 2009 | 25084.5044 | 0 | 0 | 0 | 0 | 16783.9644 | 13274.9777 | 15257.8533 | 2 | 14957.6279 | 14245.3901 | 18 | 0 | 0 | 0 | 0 | 0 | 0 | 46279.5921 | 2408.4301 | 366282.4941 | 1123.3187 | 5117.6876 | 0 | 46.7665 | 0 | 99658.249 | 548.8593 | 0 | 114248.2877 | 54.2% | 45.8% | 8783.5226 | 5761.0292 | 173.5799 | 16.1173 | 245.2707 | 493.1399 | 684.8372 | 41.3146 | 9365.4238 | 27149.5159 | 245476.4265 | 281991.3661 | 777011.2018 | 1060810.9118 | 2.708% | 1090339.6731
CAR PARKS #358 | TERTIARY | CAR PARKS | 23975.2641 | 2013 | 14742.652 | 0 | 0 | 0 | 0 | 18996.0545 | 15144.2232 | 12007.3281 | 2 | 12516.8711 | 11562.9913 | 13 | 0 | 0 | 0 | 0 | 0 | 0 | 32124.8498 | 2107.0102 | 243919.3329 | 716.16 | 3802.4896 | 0 | 38.9257 | 0 | 118886.1781 | 378.2962 | 0 | 106029.8334 | 52.79% | 47.21% | 5636.7334 | 4122.8663 | 132.4193 | 14.1102 | 220.4714 | 262.8816 | 618.0948 | 32.1569 | 7752.4585 | 31534.4234 | 140519.7642 | 179806.6462 | 637393.8641 | 818792.9189 | 1.445% | 830799.8018
CAR PARKS #359 | TERTIARY | CAR PARKS | 43144.0955 | 2008 | 23521.7255 | 0 | 0 | 0 | 0 | 22036.3513 | 21756.0252 | 18023.7997 | 3 | 20660.5574 | 24262.1221 | 23 | 0 | 0 | 0 | 0 | 0 | 0 | 62686.4343 | 3709.5636 | 343554.8681 | 1313.0536 | 8858.7719 | 0 | 75.2563 | 0 | 168365.3461 | 690.4832 | 0 | 165567.8779 | 69.87% | 30.13% | 9154.4912 | 5759.5442 | 229.1063 | 24.6219 | 270.9939 | 591.0897 | 748.7369 | 60.3882 | 10057.9337 | 44513.7542 | 309679.3767 | 364251.0645 | 937946.7783 | 1303900.8433 | 3.429% | 1350198.1171
CAR PARKS #360 | TERTIARY | CAR PARKS | 56845.9918 | 2009 | 45839.9775 | 0 | 0 | 0 | 0 | 33235.3179 | 27467.5937 | 32285.0381 | 3 | 23044.1429 | 32279.308 | 29 | 0 | 0 | 0 | 0 | 0 | 0 | 77673.6992 | 5376.7561 | 456301.1637 | 1869.7237 | 11074.2893 | 0 | 81.9142 | 0 | 179786.7548 | 767.32 | 0 | 242980.97 | 66.3% | 33.7% | 13352.0061 | 7077.9785 | 200.0416 | 21.3893 | 500.0848 | 838.0716 | 1184.3695 | 87.7887 | 16881.4317 | 59812.1835 | 339221.3182 | 415914.9333 | 1236756.8081 | 1656437.844 | 6.262% | 1767100.2968
CAR PARKS #361 | TERTIARY | CAR PARKS | 20615.7058 | 2020 | 18690.1372 | 0 | 0 | 0 | 0 | 19760.2956 | 15300.6546 | 16458.9355 | 1 | 12937.2977 | 10876.9527 | 9 | 0 | 0 | 0 | 0 | 0 | 0 | 32791.0707 | 1845.4284 | 212647.1505 | 794.9674 | 4020.2155 | 0 | 28.7028 | 0 | 95612.185 | 279.5206 | 0 | 80476.0071 | 86.61% | 13.39% | 5339.5308 | 2707.179 | 83.1603 | 12.0478 | 138.3616 | 315.0062 | 420.9497 | 33.3982 | 7201.716 | 30849.6361 | 137880.2506 | 175931.6027 | 558530.1841 | 736108.9295 | 3.971% | 766547.3713
CAR PARKS #362 | TERTIARY | CAR PARKS | 56075.724 | 2021 | 57567.8968 | 0 | 0 | 0 | 0 | 50232.9993 | 35693.8473 | 34163.3231 | 4 | 36568.1457 | 43728.3581 | 20 | 0 | 0 | 0 | 0 | 0 | 0 | 78643.2239 | 5598.3572 | 645286.5875 | 1635.5474 | 14747.2961 | 0 | 102.0653 | 0 | 247160.496 | 1072.8123 | 0 | 320631.8596 | 67.96% | 32.04% | 16305.5358 | 6642.6558 | 312.0272 | 29.2347 | 393.2189 | 844.7732 | 1494.7842 | 66.514 | 22110.8597 | 83387.5418 | 423499.007 | 528997.4086 | 1675379.8961 | 2207946.4521 | 5.351% | 2332778.8361
CAR PARKS #363 | TERTIARY | CAR PARKS | 65130.7833 | 2013 | 56126.1513 | 0 | 0 | 0 | 0 | 39733.986 | 31633.0085 | 30455.1668 | 3 | 31370.8068 | 42688.2178 | 28 | 0 | 0 | 0 | 0 | 0 | 0 | 87358.9233 | 4117.7955 | 613236.695 | 2076.222 | 12579.2702 | 0 | 106.9318 | 0 | 216506.8249 | 942.7081 | 0 | 339836.0883 | 73.71% | 26.29% | 15632.5827 | 11703.8655 | 335.3557 | 29.1937 | 496.2798 | 1085.4843 | 1458.4288 | 122.955 | 15593.2477 | 65012.0693 | 438120.5943 | 518725.9113 | 1588871.6805 | 2111821.6446 | 5.508% | 2234913.7927
CAR PARKS #364 | TERTIARY | CAR PARKS | 62037.4037 | 2010 | 40882.9783 | 0 | 0 | 0 | 0 | 35026.0812 | 37649.3909 | 25787.3342 | 3 | 24209.1293 | 37300.9747 | 31 | 0 | 0 | 0 | 0 | 0 | 0 | 65874.6456 | 3960.4535 | 567313.565 | 2361.6667 | 8586.775 | 0 | 72.8228 | 0 | 266110.0361 | 1152.0066 | 0 | 236356.953 | 59.66% | 40.34% | 13947.0026 | 7280.0088 | 261.8156 | 29.2113 | 558.4501 | 933.9072 | 1146.559 | 71.2079 | 15871.1818 | 74099.3418 | 347540.0876 | 437510.6113 | 1443994.5305 | 1884757.9499 | 0.8055% | 1900062.3528
CAR PARKS #365 | TERTIARY | CAR PARKS | 29626.572 | 2009 | 16867.4571 | 0 | 0 | 0 | 0 | 15430.2393 | 18469.2133 | 14930.3432 | 2 | 10493.5793 | 11435.4107 | 15 | 0 | 0 | 0 | 0 | 0 | 0 | 34251.2744 | 2692.1278 | 221175.8242 | 1258.0864 | 5266.5081 | 0 | 37.2432 | 0 | 116677.9888 | 424.3099 | 0 | 119939.3528 | 76.01% | 23.99% | 6594.2719 | 4349.9355 | 144.7717 | 14.1764 | 200.9077 | 491.2675 | 770.1852 | 44.1038 | 7494.2029 | 33878.397 | 153933.3519 | 195305.9517 | 631809.754 | 828895.2438 | 2.967% | 854244.5662
CAR PARKS #366 | TERTIARY | CAR PARKS | 41434.6846 | 2012 | 25914.1089 | 0 | 0 | 0 | 0 | 25603.3888 | 17042.4417 | 20377.2778 | 3 | 17533.9111 | 24051.0936 | 23 | 0 | 0 | 0 | 0 | 0 | 0 | 47077.8292 | 3372.3457 | 505586.9398 | 1428.0715 | 7833.441 | 0 | 49.0394 | 0 | 205805.4377 | 674.2758 | 0 | 150400.8159 | 84.18% | 15.82% | 8512.5886 | 4952.7039 | 218.6459 | 16.6459 | 267.3136 | 544.5681 | 849.3602 | 71.9523 | 10666.8772 | 50451.9242 | 270939.2474 | 332058.0487 | 1119610.2389 | 1454046.6378 | 4.396% | 1520913.562
CAR PARKS #367 | TERTIARY | CAR PARKS | 63901.3348 | 2008 | 33092.7489 | 0 | 0 | 0 | 0 | 42349.7201 | 36790.3447 | 34815.3982 | 4 | 22141.3795 | 37271.89 | 36 | 0 | 0 | 0 | 0 | 0 | 0 | 87534.605 | 6298.5682 | 596241.9921 | 1935.4388 | 9242.5513 | 0 | 70.2475 | 0 | 223095.8786 | 1014.9508 | 0 | 289131.4515 | 66.19% | 33.81% | 14220.2069 | 8446.731 | 291.4955 | 23.5074 | 581.5875 | 871.7929 | 1591.5127 | 106.8182 | 13431.8863 | 61985.7735 | 445560.5478 | 520978.2076 | 1489787.4465 | 2014572.5097 | 6.463% | 2153759.9028
CAR PARKS #368 | TERTIARY | CAR PARKS | 58133.537 | 2007 | 32115.3709 | 0 | 0 | 0 | 0 | 37772.3683 | 24757.8363 | 23031.66 | 4 | 26461.9265 | 33520.0277 | 28 | 0 | 0 | 0 | 0 | 0 | 0 | 62991.4691 | 3777.0556 | 440970.9672 | 2196.674 | 7129.158 | 0 | 69.3133 | 0 | 220376.4311 | 1088.4372 | 0 | 269543.841 | 75.41% | 24.59% | 16201.2499 | 9767.0473 | 241.658 | 34.9838 | 516.3073 | 820.0532 | 1323.4459 | 92.2136 | 18895.2567 | 64426.84 | 379453.7481 | 462775.8448 | 1268167.1229 | 1733279.7149 | 1.409% | 1758052.8257
CAR PARKS #369 | TERTIARY | CAR PARKS | 15653.5616 | 2014 | 12799.5605 | 0 | 0 | 0 | 0 | 12925.3548 | 8398.5159 | 10028.2831 | 1 | 6396.5993 | 9110.7644 | 8 | 0 | 0 | 0 | 0 | 0 | 0 | 21447.0926 | 1212.7127 | 163453.9933 | 730.7079 | 2479.3924 | 0 | 27.7135 | 0 | 54594.2431 | 312.3336 | 0 | 75912.657 | 48.28% | 51.72% | 3930.4569 | 2355.6082 | 80.6548 | 5.9285 | 110.2195 | 182.3005 | 364.4669 | 19.6471 | 6123.1813 | 16622.8436 | 95556.1187 | 118302.1435 | 401048.0017 | 520147.1893 | 5.342% | 549502.4455
CAR PARKS #370 | TERTIARY | CAR PARKS | 27470.9176 | 2023 | 27534.4519 | 0 | 0 | 0 | 0 | 22957.598 | 22976.7572 | 20953.1021 | 2 | 17555.0743 | 14485.6105 | 13 | 0 | 0 | 0 | 0 | 0 | 0 | 43710.5571 | 2459.0759 | 352095.5701 | 1129.6825 | 4833.9622 | 0 | 39.1011 | 0 | 152728.8868 | 456.5021 | 0 | 120072.8334 | 76.58% | 23.42% | 5141.9291 | 4336.4251 | 115.2657 | 13.5903 | 182.7438 | 375.5248 | 681.8975 | 32.571 | 10905.0334 | 28362.5277 | 172262.324 | 211529.8852 | 845844.568 | 1059207.4562 | 1.011% | 1070025.134
CAR PARKS #371 | TERTIARY | CAR PARKS | 14362.0924 | 2022 | 13111.088 | 0 | 0 | 0 | 0 | 10342.9066 | 10846.6475 | 11037.509 | 1 | 7596.1622 | 7123.8376 | 5 | 0 | 0 | 0 | 0 | 0 | 0 | 18768.2056 | 1395.3713 | 187010.632 | 443.8733 | 3470.0599 | 0 | 22.7223 | 0 | 81960.9914 | 197.8233 | 0 | 81627.8884 | 86.03% | 13.97% | 2595.7844 | 2165.8586 | 62.7694 | 5.615 | 133.6923 | 221.9917 | 237.8556 | 17.7441 | 5194.8355 | 16554.6159 | 109901.6592 | 131651.1105 | 459525.5087 | 592335.928 | 3.328% | 612726.4322
CAR PARKS #372 | TERTIARY | CAR PARKS | 38470.1939 | 2016 | 23610.689 | 0 | 0 | 0 | 0 | 25994.1232 | 23848.9966 | 25067.2439 | 3 | 15902.5473 | 26195.4958 | 20 | 0 | 0 | 0 | 0 | 0 | 0 | 63106.767 | 2915.6274 | 437096.7432 | 1297.6248 | 5963.7 | 0 | 64.2055 | 0 | 143419.737 | 714.7353 | 0 | 153287.0236 | 73.78% | 26.22% | 8074.7449 | 6059.345 | 173.0609 | 21.5522 | 274.5869 | 407.6349 | 676.5029 | 46.874 | 13563.611 | 49859.9108 | 185192.9154 | 248616.4371 | 1005986.4004 | 1257031.2752 | 3.942% | 1308619.8788
CAR PARKS #373 | TERTIARY | CAR PARKS | 24193.0484 | 2018 | 23502.4719 | 0 | 0 | 0 | 0 | 16694.9486 | 17249.5536 | 11629.3905 | 1 | 15627.431 | 15711.659 | 9 | 0 | 0 | 0 | 0 | 0 | 0 | 33101.1367 | 1630.5503 | 217851.9874 | 783.0501 | 6116.9875 | 0 | 38.5126 | 0 | 105115.3977 | 403.6072 | 0 | 96314.4703 | 75.42% | 24.58% | 6924.7161 | 3769.4838 | 95.0753 | 14.7155 | 145.5024 | 287.7646 | 641.2027 | 44.0604 | 9353.2561 | 27740.8012 | 181289.3133 | 218383.3706 | 598461.8914 | 818140.526 | 6.057% | 870886.0281
CAR PARKS #374 | TERTIARY | CAR PARKS | 36117.5232 | 2018 | 23186.604 | 0 | 0 | 0 | 0 | 25726.7557 | 26302.8627 | 21982.5537 | 2 | 21660.841 | 23163.0959 | 17 | 0 | 0 | 0 | 0 | 0 | 0 | 69291.3134 | 3441.4374 | 382965.7662 | 1548.4596 | 6717.1067 | 0 | 42.3327 | 0 | 129837.3431 | 685.2291 | 0 | 170422.5055 | 85.04% | 14.96% | 9425.2023 | 6471.9727 | 148.4548 | 22.0557 | 300.981 | 468.3905 | 652.1086 | 65.987 | 9889.7791 | 45802.9084 | 271379.683 | 327072.3705 | 960029.323 | 1289611.5486 | 6.792% | 1383585.5589
CAR PARKS #375 | TERTIARY | CAR PARKS | 28694.9812 | 2011 | 20833.9221 | 0 | 0 | 0 | 0 | 15609.2265 | 12931.8971 | 19325.2549 | 2 | 12312.88 | 14389.5026 | 13 | 0 | 0 | 0 | 0 | 0 | 0 | 49019.5895 | 2086.4623 | 326542.0747 | 1108.9698 | 4989.7531 | 0 | 32.6101 | 0 | 142022.22 | 539.5293 | 0 | 103414.146 | 67.99% | 32.01% | 8014.7786 | 3720.2678 | 143.3844 | 12.3292 | 195.7016 | 385.4437 | 730.5618 | 48.0582 | 9673.3732 | 26416.1722 | 147568.0887 | 183657.6341 | 761431.9825 | 946497.6787 | 1.338% | 959333.3965
CAR PARKS #376 | TERTIARY | CAR PARKS | 39069.6862 | 2007 | 28544.6087 | 0 | 0 | 0 | 0 | 28241.5786 | 15323.6001 | 19339.017 | 3 | 19234.8779 | 14756.8188 | 14 | 0 | 0 | 0 | 0 | 0 | 0 | 59888.0213 | 3203.3462 | 268496.7094 | 1124.34 | 5585.2288 | 0 | 60.3504 | 0 | 140767.0666 | 549.161 | 0 | 164653.2395 | 73.57% | 26.43% | 7133.0456 | 6519.2386 | 204.0097 | 16.3193 | 252.8303 | 610.5733 | 672.1703 | 70.8249 | 8953.2825 | 33229.9157 | 237424.0492 | 279607.2474 | 813922.297 | 1095775.5079 | 4.803% | 1151057.0809
CAR PARKS #377 | TERTIARY | CAR PARKS | 28021.7777 | 2010 | 17611.0794 | 0 | 0 | 0 | 0 | 15001.9702 | 13177.4166 | 12174.8009 | 2 | 13530.2298 | 14311.1708 | 15 | 0 | 0 | 0 | 0 | 0 | 0 | 37243.6074 | 2565.8129 | 301828.1495 | 832.059 | 5395.7417 | 0 | 43.95 | 0 | 118701.8655 | 489.0847 | 0 | 117609.3145 | 68.63% | 31.37% | 7682.0755 | 4637.5027 | 129.3375 | 13.5139 | 239.8222 | 406.0037 | 572.1924 | 38.4175 | 8457.969 | 31460.7541 | 201156.6148 | 241075.3379 | 715580.5 | 958142.9784 | 1.523% | 972959.8391
CAR PARKS #378 | TERTIARY | CAR PARKS | 22855.0277 | 2017 | 18010.195 | 0 | 0 | 0 | 0 | 20495.1436 | 16514.4881 | 16102.8905 | 1 | 11304.5162 | 15640.3838 | 13 | 0 | 0 | 0 | 0 | 0 | 0 | 44492.9547 | 1654.8208 | 233820.5793 | 695.8049 | 4978.6064 | 0 | 29.5495 | 0 | 133216.4048 | 389.3094 | 0 | 105102.5392 | 79.14% | 20.86% | 5042.0862 | 3381.2082 | 122.2304 | 11.6501 | 172.7254 | 359.9945 | 575.6188 | 33.0465 | 6114.6904 | 29742.5639 | 169305.6807 | 205162.9349 | 656725.3222 | 863548.2634 | 5.587% | 914653.7397
CAR PARKS #379 | TERTIARY | CAR PARKS | 32616.2778 | 2021 | 21326.1361 | 0 | 0 | 0 | 0 | 21924.9961 | 26523.7642 | 19567.4222 | 2 | 14443.9222 | 23291.0264 | 18 | 0 | 0 | 0 | 0 | 0 | 0 | 58711.7212 | 3282.5197 | 435402.7732 | 1214.9191 | 8329.3901 | 0 | 46.0916 | 0 | 136281.112 | 481.8241 | 0 | 169236.762 | 71.92% | 28.08% | 6080.694 | 4148.6161 | 159.5501 | 12.1824 | 235.6564 | 464.0444 | 553.2116 | 43.3176 | 13452.1428 | 47091.2106 | 206719.1444 | 267262.4977 | 1002424.3713 | 1271652.8159 | 6.844% | 1365085.321
CAR PARKS #380 | TERTIARY | CAR PARKS | 58614.2693 | 2017 | 42064.6284 | 0 | 0 | 0 | 0 | 50266.2236 | 27246.6456 | 44626.2859 | 3 | 32108.2451 | 26695.5314 | 31 | 0 | 0 | 0 | 0 | 0 | 0 | 83659.2813 | 3567.049 | 555039.8465 | 2154.9123 | 10856.9716 | 0 | 80.2677 | 0 | 296897.3122 | 984.6118 | 0 | 212415.263 | 77.75% | 22.25% | 17026.2754 | 7924.0323 | 287.2977 | 32.9058 | 432.3001 | 843.2411 | 1435.7939 | 106.3024 | 19796.6683 | 51135.5005 | 383127.2085 | 454059.3773 | 1455203.0244 | 1913683.458 | 3.915% | 1991663.6464
CAR PARKS #381 | TERTIARY | CAR PARKS | 36206.4014 | 2013 | 26776.5026 | 0 | 0 | 0 | 0 | 26447.3137 | 25127.4742 | 22001.358 | 2 | 14669.0766 | 15296.6995 | 21 | 0 | 0 | 0 | 0 | 0 | 0 | 51359.4994 | 2240.0767 | 376919.2118 | 1417.3027 | 5422.7955 | 0 | 42.7501 | 0 | 130605.8972 | 576.1399 | 0 | 136338.6 | 82.52% | 17.48% | 6685.8919 | 4890.4077 | 149.0138 | 14.8539 | 298.6863 | 451.689 | 889.0993 | 53.6265 | 11341.9341 | 47679.9404 | 219433.6048 | 278455.4793 | 897873.8552 | 1178759.0463 | 4.689% | 1236749.1989
CAR PARKS #382 | TERTIARY | CAR PARKS | 43749.2435 | 2017 | 34960.4947 | 0 | 0 | 0 | 0 | 27394.3082 | 29831.3767 | 26873.2653 | 2 | 22406.9755 | 25497.0638 | 22 | 0 | 0 | 0 | 0 | 0 | 0 | 81270.8215 | 4248.4374 | 580603.3964 | 2018.3562 | 10970.2674 | 0 | 71.7192 | 0 | 189643.2685 | 830.0436 | 0 | 156677.6247 | 81.88% | 18.12% | 9243.6759 | 8114.8505 | 184.693 | 19.7398 | 413.3617 | 465.3837 | 1094.099 | 69.7018 | 16379.2106 | 45286.2422 | 294579.2032 | 356244.656 | 1258640.2924 | 1618166.0025 | 2.792% | 1664634.2983
CAR PARKS #383 | TERTIARY | CAR PARKS | 52018.5304 | 2017 | 47538.7456 | 0 | 0 | 0 | 0 | 45951.8698 | 27493.6461 | 33412.832 | 3 | 32614.414 | 36840.0686 | 29 | 0 | 0 | 0 | 0 | 0 | 0 | 63372.1491 | 4871.2838 | 485493.4102 | 1556.5969 | 9328.3722 | 0 | 88.0255 | 0 | 285201.8959 | 1085.5569 | 0 | 193911.5767 | 68.96% | 31.04% | 10479.3773 | 9898.9467 | 185.5398 | 21.1794 | 332.9487 | 759.3583 | 1189.3546 | 92.2704 | 18585.8426 | 68189.4504 | 265336.4847 | 352111.7776 | 1344267.3479 | 1698952.3699 | 2.728% | 1746590.6453
CAR PARKS #384 | TERTIARY | CAR PARKS | 58615.1555 | 2008 | 41192.0615 | 0 | 0 | 0 | 0 | 37530.911 | 29755.2907 | 25454.7347 | 4 | 20274.4074 | 25948.7135 | 31 | 0 | 0 | 0 | 0 | 0 | 0 | 91177.9085 | 4896.6606 | 441057.5051 | 1726.5885 | 11056.7241 | 0 | 91.7993 | 0 | 228695.4776 | 859.7315 | 0 | 263254.1314 | 83.01% | 16.99% | 13103.5565 | 9111.825 | 245.5228 | 24.9134 | 425.6962 | 921.7388 | 1209.4666 | 70.2439 | 18696.1338 | 50381.8085 | 458431.4077 | 527509.3499 | 1297795.0968 | 1828227.4174 | 1.695% | 1859752.5339
CAR PARKS #385 | TERTIARY | CAR PARKS | 45653.0153 | 2014 | 35319.6474 | 0 | 0 | 0 | 0 | 26766.3291 | 29608.355 | 22184.4503 | 3 | 25967.0881 | 19968.6362 | 20 | 0 | 0 | 0 | 0 | 0 | 0 | 77448.1932 | 3708.7878 | 501163.2459 | 2115.4765 | 8817.6994 | 0 | 76.3651 | 0 | 173226.2031 | 671.0833 | 0 | 228622.2682 | 54.09% | 45.91% | 13384.8534 | 7037.6822 | 187.1192 | 21.2034 | 281.4852 | 699.9301 | 914.3118 | 83.5994 | 11900.4449 | 39276.5658 | 351701.851 | 402878.8617 | 1219502.8234 | 1625696.9054 | 6.252% | 1734115.1405
CAR PARKS #386 | TERTIARY | CAR PARKS | 50190.374 | 2008 | 39611.5367 | 0 | 0 | 0 | 0 | 34186.518 | 28101.7944 | 28712.5085 | 3 | 25852.3149 | 23321.6636 | 26 | 0 | 0 | 0 | 0 | 0 | 0 | 62075.7801 | 3903.8429 | 558326.6966 | 1426.1049 | 8188.2851 | 0 | 57.551 | 0 | 194551.1923 | 1006.1649 | 0 | 201592.3287 | 75.82% | 24.18% | 10349.7153 | 8456.8911 | 263.2353 | 28.974 | 460.1495 | 532.6646 | 1241.9486 | 69.5394 | 15594.3803 | 47134.0612 | 303405.9772 | 366134.4188 | 1278064.7037 | 1646188.7136 | 1.12% | 1664836.738
CAR PARKS #387 | TERTIARY | CAR PARKS | 19152.3501 | 2014 | 12889.6242 | 0 | 0 | 0 | 0 | 11513.097 | 13320.4051 | 12972.4178 | 1 | 7635.8607 | 9385.2034 | 10 | 0 | 0 | 0 | 0 | 0 | 0 | 32314.3101 | 1228.6809 | 172632.2866 | 904.2076 | 3201.9072 | 0 | 26.6239 | 0 | 66854.0433 | 365.635 | 0 | 98918.8147 | 54.21% | 45.79% | 3817.6073 | 2782.0195 | 85.7388 | 10.5957 | 131.8154 | 206.1661 | 357.7862 | 28.6463 | 6572.6428 | 25493.9141 | 125893.2605 | 157959.8174 | 475253.0069 | 634487.8299 | 4.105% | 661647.8709
CAR PARKS #388 | TERTIARY | CAR PARKS | 16256.5774 | 2020 | 12402.9561 | 0 | 0 | 0 | 0 | 12843.1179 | 12836.401 | 8517.3983 | 1 | 10252.5641 | 12648.4782 | 7 | 0 | 0 | 0 | 0 | 0 | 0 | 30262.6153 | 1208.1556 | 219246.6716 | 553.3271 | 4254.3936 | 0 | 24.9219 | 0 | 84400.903 | 226.4694 | 0 | 95308.8596 | 88.68% | 11.32% | 3260.5287 | 2277.7109 | 62.7624 | 9.9099 | 145.8744 | 240.7277 | 264.0128 | 18.9889 | 4763.4863 | 23370.2969 | 91284.093 | 119417.8762 | 536618.5323 | 657159.412 | 5.855% | 698030.7228
CAR PARKS #389 | TERTIARY | CAR PARKS | 41750.6336 | 2009 | 26965.8618 | 0 | 0 | 0 | 0 | 19870.8002 | 18396.426 | 18820.6282 | 3 | 14247.615 | 17711.1744 | 17 | 0 | 0 | 0 | 0 | 0 | 0 | 60798.4112 | 4004.6711 | 356232.4875 | 1213.0256 | 7959.4611 | 0 | 66.0053 | 0 | 140329.6335 | 776.6441 | 0 | 155810.2885 | 48.49% | 51.51% | 9975.5984 | 7895.6157 | 167.3821 | 20.5414 | 270.8742 | 617.7556 | 909.4639 | 68.4884 | 11504.6287 | 48105.5336 | 284047.4575 | 343657.6198 | 905248.9947 | 1250827.3671 | 5.355% | 1321594.3952
CAR PARKS #390 | TERTIARY | CAR PARKS | 28843.5885 | 2015 | 17003.1665 | 0 | 0 | 0 | 0 | 18627.4997 | 12694.3871 | 20384.702 | 1 | 15799.6447 | 12525.2963 | 13 | 0 | 0 | 0 | 0 | 0 | 0 | 53205.8375 | 2896.6438 | 294078.0735 | 1198.0288 | 4630.8933 | 0 | 40.298 | 0 | 124898.2574 | 602.7677 | 0 | 139913.019 | 58.68% | 41.32% | 8560.3397 | 4326.6117 | 149.8652 | 11.4611 | 220.5042 | 312.5252 | 570.3059 | 38.8773 | 9625.2587 | 27816.9959 | 187482.5084 | 224924.763 | 755663.5545 | 981974.8599 | 6.265% | 1047612.0226
CAR PARKS #391 | TERTIARY | CAR PARKS | 17303.6524 | 2014 | 13864.9458 | 0 | 0 | 0 | 0 | 11161.6831 | 12232.1791 | 9320.5191 | 1 | 9446.8763 | 9703.5798 | 8 | 0 | 0 | 0 | 0 | 0 | 0 | 27194.24 | 1518.9362 | 170578.9198 | 595.296 | 2797.5184 | 0 | 28.7681 | 0 | 65716.587 | 299.9441 | 0 | 64156.5135 | 58.12% | 41.88% | 4655.9666 | 2080.8012 | 86.9637 | 9.2092 | 146.5091 | 274.2296 | 337.7203 | 24.0095 | 5936.3047 | 20363.7089 | 85516.2924 | 111816.3061 | 424652.4889 | 537450.26 | 3.321% | 555914.3375
CAR PARKS #392 | TERTIARY | CAR PARKS | 17360.2076 | 2014 | 13082.067 | 0 | 0 | 0 | 0 | 13672.0763 | 8040.6279 | 8561.9545 | 1 | 8473.4407 | 11480.6621 | 9 | 0 | 0 | 0 | 0 | 0 | 0 | 22927.3287 | 1314.0204 | 215968.7498 | 552.0457 | 3345.052 | 0 | 23.6976 | 0 | 81436.5125 | 234.2107 | 0 | 79253.4566 | 72.8% | 27.2% | 4143.7691 | 2073.1246 | 78.2458 | 7.1323 | 153.7612 | 280.0578 | 312.8287 | 26.6985 | 4792.7881 | 22857.617 | 84566.2981 | 112216.7032 | 498473.9941 | 611578.1181 | 0.8715% | 616954.6012
CAR PARKS #393 | TERTIARY | CAR PARKS | 53526.4651 | 2011 | 41103.3721 | 0 | 0 | 0 | 0 | 33193.7297 | 32561.5695 | 22010.353 | 3 | 19958.827 | 23031.0987 | 23 | 0 | 0 | 0 | 0 | 0 | 0 | 60204.7339 | 3744.4167 | 550794.7236 | 1625.5506 | 8935.9179 | 0 | 68.9031 | 0 | 193154.83 | 1162.1855 | 0 | 168275.9408 | 70.95% | 29.05% | 14754.5328 | 6758.7979 | 290.7544 | 23.4613 | 506.7049 | 736.3583 | 1212.499 | 78.9162 | 18799.5203 | 43580.8338 | 303330.0918 | 365710.446 | 1232748.8268 | 1601941.7758 | 1.246% | 1622146.3738
CAR PARKS #394 | TERTIARY | CAR PARKS | 60302.999 | 2008 | 30692.2307 | 0 | 0 | 0 | 0 | 33962.854 | 30349.942 | 28660.4926 | 5 | 20389.6917 | 25872.3905 | 21 | 0 | 0 | 0 | 0 | 0 | 0 | 92823.0844 | 5346.4179 | 610582.4343 | 1820.8703 | 7959.6215 | 0 | 73.6848 | 0 | 200383.2282 | 1279.7712 | 0 | 246866.8309 | 74.45% | 25.55% | 16907.2462 | 8850.4468 | 220.2056 | 31.5961 | 489.7675 | 958.8596 | 1109.0396 | 79.1812 | 20138.6616 | 65811.0798 | 410415.1245 | 496364.8659 | 1430506.5299 | 1929298.9081 | 1.98% | 1968268.8283
CAR PARKS #395 | TERTIARY | CAR PARKS | 28859.9715 | 2011 | 19043.3372 | 0 | 0 | 0 | 0 | 14934.4823 | 16837.8459 | 12458.1316 | 2 | 12608.0827 | 18074.3727 | 13 | 0 | 0 | 0 | 0 | 0 | 0 | 30974.222 | 2884.4651 | 328096.5246 | 855.056 | 6080.6725 | 0 | 48.1063 | 0 | 148171.1428 | 530.2416 | 0 | 119374.4858 | 68.85% | 31.15% | 6930.6204 | 5089.351 | 156.6336 | 13.1275 | 251.4393 | 413.8817 | 726.3396 | 50.3108 | 6722.9929 | 35318.9527 | 175147.1324 | 217189.078 | 776658.8971 | 995360.3737 | 1.61% | 1011644.1272
CAR PARKS #396 | TERTIARY | CAR PARKS | 17442.5441 | 2015 | 13419.9988 | 0 | 0 | 0 | 0 | 14482.1245 | 12378.0767 | 12604.1704 | 1 | 8116.8962 | 12122.7452 | 9 | 0 | 0 | 0 | 0 | 0 | 0 | 24411.6808 | 1082.5556 | 214105.0786 | 711.9818 | 3122.8517 | 0 | 23.1442 | 0 | 97346.7499 | 286.1351 | 0 | 59915.9086 | 77.68% | 22.32% | 4285.1927 | 2431.7347 | 93.7166 | 8.0746 | 142.8731 | 291.7665 | 288.8757 | 27.0975 | 5244.7674 | 17085.6974 | 117013.9923 | 139344.4572 | 494066.639 | 634320.9218 | 4.171% | 661931.4294
CAR PARKS #397 | TERTIARY | CAR PARKS | 33113.4967 | 2022 | 30910.4868 | 0 | 0 | 0 | 0 | 33855.9491 | 16907.2822 | 21208.0056 | 2 | 19884.3364 | 20809.8183 | 14 | 0 | 0 | 0 | 0 | 0 | 0 | 50699.2677 | 3304.5067 | 374700.9911 | 1465.3564 | 7064.1839 | 0 | 56.7708 | 0 | 174298.3192 | 655.3 | 0 | 206857.688 | 79.09% | 20.91% | 9386.7842 | 4823.9867 | 142.1456 | 19.8274 | 255.491 | 520.8627 | 795.5041 | 46.1714 | 12224.955 | 43489.3758 | 157435.3507 | 213149.6815 | 1021984.0191 | 1237558.9788 | 3.276% | 1279468.0154
CAR PARKS #398 | TERTIARY | CAR PARKS | 21068.5626 | 2017 | 16498.2796 | 0 | 0 | 0 | 0 | 17268.5228 | 13314.0186 | 13507.0233 | 1 | 11253.6576 | 14992.4457 | 9 | 0 | 0 | 0 | 0 | 0 | 0 | 25887.8068 | 1415.9486 | 252943.0323 | 839.2132 | 4162.7282 | 0 | 38.2192 | 0 | 75529.1384 | 377.7785 | 0 | 117119.0872 | 54.91% | 45.09% | 5672.6944 | 3932.0562 | 93.2032 | 8.7892 | 168.5838 | 271.6303 | 415.163 | 26.25 | 6397.9465 | 26686.0321 | 162498.1491 | 195582.1277 | 596738.6178 | 793582.9885 | 1.792% | 808066.6493
CAR PARKS #399 | TERTIARY | CAR PARKS | 44074.5049 | 2021 | 30744.8125 | 0 | 0 | 0 | 0 | 44493.4094 | 28059.8934 | 24289.6437 | 2 | 23612.4508 | 28382.6087 | 23 | 0 | 0 | 0 | 0 | 0 | 0 | 73592.2111 | 3823.0501 | 585207.714 | 1377.7205 | 8996.7389 | 0 | 57.707 | 0 | 196863.6599 | 681.9555 | 0 | 169726.2798 | 71.19% | 28.81% | 10516.1258 | 7740.6023 | 211.6287 | 19.2528 | 321.0342 | 733.8587 | 944.5877 | 78.7675 | 14656.0313 | 46265.8491 | 322353.5316 | 383275.412 | 1285908.8077 | 1671640.2244 | 4.647% | 1753100.3228
CAR PARKS #400 | TERTIARY | CAR PARKS | 51732.2041 | 2017 | 49916.9046 | 0 | 0 | 0 | 0 | 37469.0108 | 33947.7842 | 28656.1459 | 4 | 20723.7251 | 28777.8217 | 23 | 0 | 0 | 0 | 0 | 0 | 0 | 74613.0315 | 5157.2686 | 649652.7669 | 1579.791 | 8811.5892 | 0 | 61.8124 | 0 | 185486.4564 | 757.3587 | 0 | 231378.6846 | 74.01% | 25.99% | 10835.6302 | 7423.0608 | 191.9007 | 20.0164 | 475.093 | 705.2937 | 1291.5792 | 64.7047 | 14129.7751 | 67620.8441 | 246195.4832 | 327946.1024 | 1445858.372 | 1777061.8751 | 3.614% | 1843702.3728
CAR PARKS #401 | TERTIARY | CAR PARKS | 38870.502 | 2021 | 40799.911 | 0 | 0 | 0 | 0 | 37981.2803 | 24498.969 | 25537.1805 | 3 | 19075.6806 | 25848.734 | 14 | 0 | 0 | 0 | 0 | 0 | 0 | 56753.3478 | 3332.3628 | 347684.8437 | 1355.3922 | 7251.0526 | 0 | 52.8063 | 0 | 231236.1527 | 663.3729 | 0 | 244153.3775 | 76.54% | 23.46% | 7421.7644 | 6634.6892 | 188.136 | 17.6792 | 319.7274 | 580.3082 | 687.1002 | 47.6002 | 10952.3971 | 44746.6781 | 196173.273 | 251872.3483 | 1121098.8269 | 1375550.6532 | 3.019% | 1418372.6502
CAR PARKS #402 | TERTIARY | CAR PARKS | 54879.5376 | 2012 | 29081.7476 | 0 | 0 | 0 | 0 | 44936.8228 | 36647.797 | 29091.0451 | 3 | 22078.3532 | 24263.5114 | 29 | 0 | 0 | 0 | 0 | 0 | 0 | 92483.8185 | 4214.7357 | 440113.6557 | 1991.13 | 9551.6817 | 0 | 62.3458 | 0 | 215429.3744 | 948.4085 | 0 | 235529.1184 | 42.92% | 57.08% | 12940.8067 | 10285.5456 | 195.1854 | 22.7917 | 432.8224 | 693.8864 | 970.2506 | 90.2783 | 15064.6474 | 65280.4385 | 283586.5196 | 363931.6055 | 1270125.1677 | 1637502.3348 | 0.946% | 1653140.569
CAR PARKS #403 | TERTIARY | CAR PARKS | 29310.2682 | 2022 | 26250.9438 | 0 | 0 | 0 | 0 | 23848.5032 | 22172.6761 | 18508.7411 | 1 | 19314.4287 | 14578.8745 | 11 | 0 | 0 | 0 | 0 | 0 | 0 | 49084.3021 | 1783.2721 | 280349.8978 | 1376.4381 | 5300.2348 | 0 | 50.5232 | 0 | 120385.2604 | 636.5286 | 0 | 159916.787 | 73.75% | 26.25% | 7464.8002 | 3645.7181 | 148.6126 | 17.5313 | 218.9102 | 427.8556 | 754.0928 | 53.4028 | 10721.6433 | 28918.0704 | 205596.9515 | 245236.6652 | 785665.9606 | 1032893.1742 | 4.846% | 1085490.7293
CAR PARKS #404 | TERTIARY | CAR PARKS | 17192.4063 | 2013 | 12908.604 | 0 | 0 | 0 | 0 | 13378.2816 | 10035.5943 | 8006.5193 | 1 | 10071.8598 | 7382.862 | 8 | 0 | 0 | 0 | 0 | 0 | 0 | 27884.1059 | 1538.8394 | 164040.803 | 694.066 | 3066.4403 | 0 | 28.1453 | 0 | 73719.5317 | 326.3795 | 0 | 89133.2093 | 68.08% | 31.92% | 4648.8419 | 2016.6654 | 71.3176 | 6.7876 | 123.4713 | 290.7349 | 346.2475 | 29.7499 | 4308.1242 | 21055.0764 | 120405.2773 | 145768.4779 | 452318.2764 | 599264.4347 | 6.825% | 643159.1294
CAR PARKS #405 | TERTIARY | CAR PARKS | 61227.0892 | 2008 | 37439.2597 | 0 | 0 | 0 | 0 | 29816.6642 | 29132.5281 | 24301.0413 | 3 | 26856.5455 | 34619.1615 | 23 | 0 | 0 | 0 | 0 | 0 | 0 | 65118.7483 | 4625.983 | 419175.9075 | 2389.8303 | 12305.2914 | 0 | 68.532 | 0 | 256848.8367 | 1233.9082 | 0 | 196702.373 | 65.41% | 34.59% | 14681.9565 | 11233.5751 | 287.8041 | 26.5894 | 417.3977 | 643.8321 | 1411.2327 | 97.74 | 18735.2617 | 51637.5156 | 482443.5878 | 552816.3651 | 1204732.9496 | 1761145.0971 | 1.996% | 1797005.3834
CAR PARKS #406 | TERTIARY | CAR PARKS | 64139.9311 | 2014 | 50641.4198 | 0 | 0 | 0 | 0 | 55546.8524 | 36234.6956 | 29357.6058 | 4 | 27586.8936 | 33400.2127 | 29 | 0 | 0 | 0 | 0 | 0 | 0 | 76765.654 | 6151.122 | 612718.6566 | 2498.1251 | 12332.4503 | 0 | 82.9011 | 0 | 248473.6966 | 1318.7842 | 0 | 218314.9603 | 55.04% | 44.96% | 16355.0747 | 9571.3448 | 247.2758 | 33.9877 | 567.9124 | 810.3936 | 1242.4866 | 92.9609 | 25134.8929 | 52901.3232 | 341544.8697 | 419581.0858 | 1491127.7459 | 1914178.9992 | 6.17% | 2040060.1848
CAR PARKS #407 | TERTIARY | CAR PARKS | 38357.6051 | 2007 | 27265.2543 | 0 | 0 | 0 | 0 | 20843.6027 | 20322.8849 | 21433.9736 | 2 | 15838.0757 | 18788.3849 | 18 | 0 | 0 | 0 | 0 | 0 | 0 | 42676.5311 | 3755.8577 | 296061.1666 | 1608.6378 | 6573.6213 | 0 | 49.8189 | 0 | 107709.1819 | 678.5574 | 0 | 168178.4094 | 76.98% | 23.02% | 8753.859 | 4856.1296 | 181.8335 | 22.8958 | 245.6654 | 457.8842 | 685.24 | 50.039 | 12422.6523 | 27820.9544 | 226580.0443 | 266823.6511 | 784884.4525 | 1053504.7713 | 1.055% | 1064741.092
CAR PARKS #408 | TERTIARY | CAR PARKS | 32657.636 | 2018 | 20526.4316 | 0 | 0 | 0 | 0 | 30172.5362 | 21775.3982 | 21221.1243 | 2 | 13662.9365 | 22236.7654 | 17 | 0 | 0 | 0 | 0 | 0 | 0 | 49873.1207 | 2110.8624 | 363327.6149 | 1534.5824 | 6519.0279 | 0 | 37.7678 | 0 | 144288.7177 | 585.0004 | 0 | 153918.8837 | 73.35% | 26.65% | 7384.1825 | 5794.0523 | 120.2683 | 19.0887 | 295.1759 | 552.4995 | 755.2907 | 54.3125 | 10235.2114 | 37129.7207 | 217283.2146 | 264648.1467 | 896580.596 | 1163685.4252 | 2.677% | 1195699.0655
CAR PARKS #409 | TERTIARY | CAR PARKS | 52013.3822 | 2013 | 30244.0183 | 0 | 0 | 0 | 0 | 34039.1857 | 34481.4128 | 30972.9288 | 3 | 30443.6868 | 27566.8319 | 26 | 0 | 0 | 0 | 0 | 0 | 0 | 71971.7306 | 3716.6192 | 592644.8019 | 1904.3562 | 10454.6963 | 0 | 84.7414 | 0 | 174341.1553 | 804.5272 | 0 | 201153.5357 | 67.25% | 32.75% | 11210.3123 | 6723.1184 | 267.5823 | 26.6306 | 471.8294 | 729.4421 | 1186.3995 | 63.1118 | 19369.5963 | 57469.7565 | 268882.1282 | 345721.4811 | 1323325.1827 | 1672742.7852 | 3.237% | 1728705.1898
CAR PARKS #410 | TERTIARY | CAR PARKS | 13477.2951 | 2016 | 7924.5853 | 0 | 0 | 0 | 0 | 7601.9043 | 6700.2117 | 8723.4977 | 1 | 7033.713 | 8918.404 | 7 | 0 | 0 | 0 | 0 | 0 | 0 | 21129.565 | 1156.4526 | 157465.5855 | 450.7523 | 2100.1576 | 0 | 17.7376 | 0 | 48358.0501 | 262.817 | 0 | 69114.367 | 78.76% | 21.24% | 3852.5192 | 1948.8599 | 66.2553 | 6.586 | 123.3595 | 166.9944 | 310.552 | 22.1998 | 4305.4777 | 11707.1575 | 83028.0566 | 99040.6918 | 361337.2097 | 461067.8026 | 6.835% | 494893.6445
CAR PARKS #411 | TERTIARY | CAR PARKS | 38762.2502 | 2009 | 20538.428 | 0 | 0 | 0 | 0 | 29170.9638 | 23829.6155 | 21666.3751 | 3 | 18817.2403 | 19385.7044 | 15 | 0 | 0 | 0 | 0 | 0 | 0 | 47222.4892 | 2481.3181 | 294482.9627 | 1125.5965 | 5758.7283 | 0 | 63.7377 | 0 | 141998.5649 | 714.4535 | 0 | 161626.7693 | 36.81% | 63.19% | 10550.6268 | 4979.3751 | 139.9613 | 18.3651 | 275.2718 | 587.1795 | 642.1579 | 66.5568 | 12585.5017 | 31751.1136 | 305835.7999 | 350172.4152 | 829252.8706 | 1181407.5471 | 2.978% | 1217675.4082
CAR PARKS #412 | TERTIARY | CAR PARKS | 33982.786 | 2010 | 22890.6728 | 0 | 0 | 0 | 0 | 18052.129 | 19844.0547 | 19383.1442 | 3 | 14838.028 | 16785.7785 | 19 | 0 | 0 | 0 | 0 | 0 | 0 | 36966.8724 | 3202.3359 | 345362.5751 | 1583.0525 | 6650.2273 | 0 | 43.0807 | 0 | 145748.4741 | 653.3411 | 0 | 167499.1456 | 48.98% | 51.02% | 9519.729 | 4804.1116 | 121.463 | 14.7524 | 313.3695 | 518.8925 | 635.3642 | 55.9036 | 9301.5792 | 36582.9247 | 256516.9324 | 302401.4363 | 867228.9702 | 1171826.0761 | 0.5917% | 1178800.4773
CAR PARKS #413 | TERTIARY | CAR PARKS | 52563.5921 | 2009 | 41484.2427 | 0 | 0 | 0 | 0 | 40739.1971 | 31925.257 | 27946.6849 | 4 | 25366.8873 | 21996.348 | 19 | 0 | 0 | 0 | 0 | 0 | 0 | 56328.0571 | 4984.6904 | 598003.1489 | 2230.9744 | 9477.966 | 0 | 83.1954 | 0 | 231506.936 | 698.1476 | 0 | 206925.9331 | 60.47% | 39.53% | 11117.8751 | 7811.2284 | 247.0453 | 20.6041 | 355.8822 | 744.0009 | 984.8667 | 84.1575 | 15281.3651 | 48875.6473 | 313482.2032 | 377639.2156 | 1374763.8674 | 1755787.3669 | 3.699% | 1823235.0062
CAR PARKS #414 | TERTIARY | CAR PARKS | 33505.7663 | 2020 | 32856.3752 | 0 | 0 | 0 | 0 | 25443.9367 | 20565.2 | 16627.4636 | 2 | 17020.3319 | 22791.6432 | 15 | 0 | 0 | 0 | 0 | 0 | 0 | 57388.8851 | 2334.9338 | 391960.2701 | 1496.892 | 7694.6328 | 0 | 55.2233 | 0 | 162887.6532 | 577.9105 | 0 | 192973.3667 | 70.42% | 29.58% | 7863.139 | 5144.4394 | 149.8061 | 17.2187 | 311.8689 | 537.2046 | 679.9963 | 54.7133 | 14843.1532 | 42074.9889 | 219546.7557 | 276464.8978 | 1016242.2549 | 1294848.1253 | 5.244% | 1366503.7536
CAR PARKS #415 | TERTIARY | CAR PARKS | 36763.3769 | 2021 | 31126.6454 | 0 | 0 | 0 | 0 | 25765.2636 | 25204.0718 | 28680.9629 | 2 | 15477.7676 | 24404.3179 | 19 | 0 | 0 | 0 | 0 | 0 | 0 | 69888.4534 | 3633.579 | 420148.0572 | 1658.9072 | 7530.9416 | 0 | 42.0056 | 0 | 201613.0605 | 532.6893 | 0 | 195863.3663 | 88.25% | 11.75% | 9861.2471 | 4355.0179 | 200.3448 | 14.8954 | 239.6588 | 379.7064 | 703.1731 | 57.0928 | 14348.416 | 51461.6357 | 211414.0429 | 277224.0946 | 1113542.1075 | 1392854.8158 | 4.646% | 1460714.8384
CAR PARKS #416 | TERTIARY | CAR PARKS | 13155.1233 | 2010 | 7811.5861 | 0 | 0 | 0 | 0 | 7572.7154 | 8027.3243 | 7294.1884 | 1 | 5884.2377 | 8019.974 | 5 | 0 | 0 | 0 | 0 | 0 | 0 | 19407.1017 | 911.7234 | 109974.1131 | 527.6867 | 2792.8434 | 0 | 23.8046 | 0 | 62608.3949 | 210.1182 | 0 | 59262.8359 | 86.11% | 13.89% | 2673.7408 | 1953.1308 | 74.9491 | 5.114 | 86.6165 | 148.9244 | 340.2996 | 24.244 | 4033.9774 | 12549.2581 | 66025.2305 | 82608.466 | 315576.8709 | 398810.35 | 2.954% | 410951.3331
CAR PARKS #417 | TERTIARY | CAR PARKS | 55440.9702 | 2014 | 32297.614 | 0 | 0 | 0 | 0 | 44895.5174 | 35765.8224 | 32985.4718 | 4 | 28048.9215 | 37315.2846 | 30 | 0 | 0 | 0 | 0 | 0 | 0 | 97622.9711 | 5550.2636 | 513752.7303 | 2041.6172 | 8853.0984 | 0 | 67.6186 | 0 | 207280.4727 | 1165.7924 | 0 | 230804.4928 | 81.44% | 18.56% | 13215.5529 | 7358.2704 | 287.8985 | 28.4319 | 419.4216 | 857.8981 | 1056.2798 | 73.9302 | 20818.5624 | 52929.2501 | 438369.2182 | 512117.0307 | 1340555.952 | 1856323.484 | 5.326% | 1960752.4877
CAR PARKS #418 | TERTIARY | CAR PARKS | 27864.9703 | 2019 | 22732.1584 | 0 | 0 | 0 | 0 | 21784.0366 | 16441.6404 | 16894.974 | 2 | 13635.1299 | 17506.3573 | 16 | 0 | 0 | 0 | 0 | 0 | 0 | 49626.5659 | 1995.7208 | 263039.9779 | 1109.4552 | 6677.517 | 0 | 43.2978 | 0 | 169547.146 | 499.4933 | 0 | 127917.423 | 46.91% | 53.09% | 7660.876 | 5089.742 | 143.1859 | 12.5002 | 185.8137 | 473.4472 | 586.7164 | 35.4354 | 9247.0922 | 32394.7459 | 202556.4175 | 244198.2555 | 772109.5144 | 1018606.7313 | 1.512% | 1034240.6144
CAR PARKS #419 | TERTIARY | CAR PARKS | 28081.5248 | 2016 | 24935.8362 | 0 | 0 | 0 | 0 | 22853.4863 | 13136.6872 | 13363.6408 | 2 | 11029.0286 | 13384.6641 | 11 | 0 | 0 | 0 | 0 | 0 | 0 | 44129.897 | 2432.7201 | 323219.2426 | 1123.9462 | 4420.0715 | 0 | 36.2061 | 0 | 120576.9 | 456.5169 | 0 | 141470.5293 | 60.43% | 39.57% | 5950.4824 | 4229.8372 | 142.9646 | 14.1047 | 186.1833 | 417.5502 | 580.1533 | 32.3055 | 10776.0315 | 29018.0234 | 218863.0649 | 258657.1198 | 784697.3792 | 1045119.6025 | 4.876% | 1098695.2271
CAR PARKS #420 | TERTIARY | CAR PARKS | 60083.6774 | 2020 | 43982.2662 | 0 | 0 | 0 | 0 | 57501.6411 | 43365.1419 | 37573.6611 | 3 | 24661.0988 | 33357.7004 | 27 | 0 | 0 | 0 | 0 | 0 | 0 | 87811.7244 | 4170.0311 | 560406.3704 | 2781.2539 | 9928.0146 | 0 | 80.5991 | 0 | 285878.4712 | 833.3473 | 0 | 249388.8326 | 73.43% | 26.57% | 11527.411 | 9284.2251 | 214.0912 | 35.8561 | 451.2466 | 748.7008 | 1185.6607 | 105.4678 | 26126.9916 | 85690.4614 | 331052.8657 | 442870.3187 | 1552378.7093 | 1998963.9273 | 2.77% | 2055904.2292
CAR PARKS #421 | TERTIARY | CAR PARKS | 39994.4336 | 2011 | 25813.8251 | 0 | 0 | 0 | 0 | 29306.3581 | 22761.9037 | 18893.3086 | 3 | 18475.5841 | 18757.7078 | 21 | 0 | 0 | 0 | 0 | 0 | 0 | 56712.9746 | 3151.2031 | 423163.3232 | 1409.7958 | 7172.7492 | 0 | 57.5424 | 0 | 133374.2089 | 609.8349 | 0 | 130485.9078 | 65.95% | 34.05% | 11850.5915 | 6457.2419 | 137.9403 | 22.6701 | 316.4081 | 565.7606 | 983.7516 | 55.3593 | 11004.2795 | 32017.2149 | 255014.5694 | 298036.0638 | 936800.7677 | 1236739.7096 | 0.498% | 1242929.1755
CAR PARKS #422 | TERTIARY | CAR PARKS | 26008.3199 | 2011 | 14045.2939 | 0 | 0 | 0 | 0 | 16423.5282 | 14681.5632 | 12627.3351 | 2 | 14232.2849 | 16559.5338 | 11 | 0 | 0 | 0 | 0 | 0 | 0 | 28932.7864 | 1776.0364 | 234169.5746 | 747.9655 | 4032.4951 | 0 | 46.0495 | 0 | 81247.3299 | 418.1057 | 0 | 88881.4691 | 65.39% | 34.61% | 7051.0014 | 4124.4579 | 91.7899 | 14.2081 | 151.433 | 338.7745 | 460.0126 | 32.4158 | 7890.293 | 27182.8583 | 192102.5189 | 227175.6702 | 560039.0793 | 788865.8245 | 2.55% | 809507.9622
CAR PARKS #423 | TERTIARY | CAR PARKS | 51252.023 | 2019 | 50994.22 | 0 | 0 | 0 | 0 | 44275.4399 | 29270.4938 | 39887.7957 | 3 | 29791.0744 | 34896.818 | 25 | 0 | 0 | 0 | 0 | 0 | 0 | 84015.4266 | 4953.6056 | 602125.5816 | 2135.4431 | 9821.0738 | 0 | 85.51 | 0 | 258796.9011 | 983.8431 | 0 | 214011.8012 | 74.25% | 25.75% | 9276.5107 | 7748.3853 | 227.1932 | 23.2072 | 398.2482 | 825.3871 | 1205.2577 | 93.0894 | 17279.7796 | 72340.4003 | 284775.9731 | 374396.153 | 1487721.6881 | 1866273.4469 | 2.216% | 1908558.0113
CAR PARKS #424 | TERTIARY | CAR PARKS | 32251.0348 | 2014 | 29131.5012 | 0 | 0 | 0 | 0 | 18981.974 | 18956.9203 | 16511.075 | 2 | 16778.379 | 21819.1707 | 14 | 0 | 0 | 0 | 0 | 0 | 0 | 46059.0184 | 2127.8499 | 382085.7352 | 1073.9675 | 7478.8512 | 0 | 55.2354 | 0 | 120862.7731 | 496.9092 | 0 | 139896.9901 | 72.2% | 27.8% | 7426.4493 | 5797.5681 | 183.7985 | 14.279 | 221.4153 | 548.3757 | 580.497 | 50.7973 | 9191.9789 | 34855.6594 | 207179.6231 | 251227.2615 | 867510.2506 | 1120657.97 | 4.698% | 1175907.166
CAR PARKS #425 | TERTIARY | CAR PARKS | 58393.8965 | 2014 | 42904.9626 | 0 | 0 | 0 | 0 | 34256.0899 | 39410.553 | 30003.8871 | 3 | 25064.6792 | 28067.9781 | 32 | 0 | 0 | 0 | 0 | 0 | 0 | 69159.2593 | 5780.3958 | 725121.0853 | 2548.4374 | 12862.729 | 0 | 70.4305 | 0 | 295841.9223 | 1204.9978 | 0 | 297362.5018 | 68.31% | 31.69% | 10825.8604 | 10931.1861 | 266.9844 | 25.3777 | 440.2141 | 801.8644 | 1415.17 | 99.2382 | 15384.059 | 53814.2404 | 360230.6399 | 429428.9393 | 1695485.1812 | 2128479.8303 | 0.6538% | 2142488.1108
CAR PARKS #426 | TERTIARY | CAR PARKS | 18132.1862 | 2013 | 14700.5542 | 0 | 0 | 0 | 0 | 13883.979 | 11240.3318 | 9455.7539 | 1 | 8530.121 | 8691.9205 | 10 | 0 | 0 | 0 | 0 | 0 | 0 | 24923.9414 | 1692.9243 | 209735.9685 | 528.5463 | 3371.0841 | 0 | 26.8039 | 0 | 86230.0749 | 267.8833 | 0 | 82868.6098 | 76.24% | 23.76% | 3870.0387 | 2199.1241 | 79.3455 | 9.5017 | 133.9484 | 207.6957 | 310.8718 | 23.2919 | 5467.7594 | 20867.135 | 91433.1789 | 117768.0733 | 507041.9406 | 625887.541 | 3.717% | 650053.111
CAR PARKS #427 | TERTIARY | CAR PARKS | 60500.1111 | 2013 | 38465.6225 | 0 | 0 | 0 | 0 | 48867.6215 | 32388.4841 | 37652.6306 | 3 | 23627.6736 | 31984.4133 | 32 | 0 | 0 | 0 | 0 | 0 | 0 | 106553.8716 | 5439.8626 | 467984.3321 | 2114.5922 | 12779.17 | 0 | 72.4714 | 0 | 275056.7866 | 1047.8642 | 0 | 281593.6604 | 58.85% | 41.15% | 16361.8634 | 7472.7684 | 220.5743 | 33.7707 | 451.4179 | 942.8289 | 1278.1581 | 76.4607 | 16989.7918 | 80548.7965 | 391660.8211 | 489199.4094 | 1458708.3099 | 1952297.918 | 1.31% | 1978211.1764
CAR PARKS #428 | TERTIARY | CAR PARKS | 23739.5483 | 2012 | 20677.2198 | 0 | 0 | 0 | 0 | 13895.8665 | 16052.6599 | 14973.7741 | 2 | 11939.889 | 15704.6337 | 13 | 0 | 0 | 0 | 0 | 0 | 0 | 33735.7934 | 2227.9844 | 284066.8096 | 1015.1566 | 4607.5792 | 0 | 42.8 | 0 | 85377.0064 | 336.3634 | 0 | 82986.908 | 59.01% | 40.99% | 5199.6988 | 2892.3551 | 83.9278 | 10.3835 | 192.3716 | 397.3269 | 568.9868 | 33.4298 | 5383.0669 | 30335.8996 | 115070.2693 | 150789.2357 | 620268.4531 | 772730.8508 | 4.288% | 807351.3165
CAR PARKS #429 | TERTIARY | CAR PARKS | 20845.6678 | 2018 | 19677.8654 | 0 | 0 | 0 | 0 | 15880.2242 | 13253.3532 | 12993.6424 | 1 | 8875.276 | 13231.1219 | 11 | 0 | 0 | 0 | 0 | 0 | 0 | 39440.3992 | 1747.9042 | 205026.6487 | 672.4279 | 4463.332 | 0 | 32.2894 | 0 | 103526.2261 | 293.4527 | 0 | 124249.7067 | 51.71% | 48.29% | 5898.8615 | 3597.7164 | 78.1707 | 11.0584 | 176.302 | 303.8308 | 450.4636 | 30.3788 | 7931.589 | 28244.556 | 161247.1074 | 197423.2524 | 600545.4256 | 799347.5259 | 5.533% | 846165.723
CAR PARKS #430 | TERTIARY | CAR PARKS | 57006.5782 | 2011 | 43299.7977 | 0 | 0 | 0 | 0 | 29187.367 | 28567.344 | 37066.1683 | 4 | 19231.5941 | 30892.6079 | 23 | 0 | 0 | 0 | 0 | 0 | 0 | 70745.2989 | 4373.3545 | 640027.8716 | 2230.7996 | 8431.8138 | 0 | 95.9543 | 0 | 244096.5324 | 900.8856 | 0 | 183412.923 | 53.33% | 46.67% | 16386.3348 | 10024.2102 | 269.8281 | 27.299 | 443.1562 | 711.583 | 1342.1825 | 93.2003 | 19747.1983 | 49644.6866 | 275902.9984 | 345294.8832 | 1407099.6708 | 1756097.0512 | 6.002% | 1868225.1716
CAR PARKS #431 | TERTIARY | CAR PARKS | 48524.8114 | 2008 | 27920.7523 | 0 | 0 | 0 | 0 | 29743.5025 | 29582.8794 | 21619.5161 | 2 | 21840.061 | 20452.8668 | 21 | 0 | 0 | 0 | 0 | 0 | 0 | 52074.0591 | 3286.4615 | 333240.2455 | 1449.3239 | 9380.5443 | 0 | 86.4996 | 0 | 142266.5635 | 1058.1433 | 0 | 183404.2398 | 82.86% | 17.14% | 13182.3917 | 5865.8058 | 194.4686 | 19.8991 | 429.9693 | 699.0699 | 891.8219 | 59.8132 | 14582.452 | 39012.4243 | 254016.1006 | 307610.977 | 929256.2922 | 1238825.5379 | 4.087% | 1291607.6929
CAR PARKS #432 | TERTIARY | CAR PARKS | 51539.3252 | 2023 | 49930.143 | 0 | 0 | 0 | 0 | 53726.8261 | 34221.8275 | 29089.7194 | 4 | 25589.3379 | 35473.5478 | 18 | 0 | 0 | 0 | 0 | 0 | 0 | 73248.2328 | 3266.817 | 500048.4132 | 1595.1429 | 9203.7266 | 0 | 92.7108 | 0 | 260300.14 | 882.6144 | 0 | 250670.3764 | 67.08% | 32.92% | 9578.8264 | 7144.6766 | 246.7798 | 21.5712 | 394.412 | 640.9326 | 1267.5795 | 84.7624 | 18069.112 | 75458.7317 | 338414.1965 | 431942.0402 | 1421773.4462 | 1857318.568 | 5.477% | 1964939.9096
CAR PARKS #433 | TERTIARY | CAR PARKS | 49843.0191 | 2016 | 29240.4174 | 0 | 0 | 0 | 0 | 35155.9227 | 23821.2039 | 36971.609 | 3 | 23440.3749 | 28970.1869 | 18 | 0 | 0 | 0 | 0 | 0 | 0 | 67327.0635 | 4989.8752 | 524771.4675 | 2245.7484 | 7994.1176 | 0 | 86.7424 | 0 | 222125.1287 | 659.4596 | 0 | 195570.0113 | 57.52% | 42.48% | 12764.8801 | 6220.0217 | 210.6655 | 24.236 | 352.5793 | 739.4625 | 1297.5333 | 63.5294 | 19794.8063 | 57736.6315 | 370653.1376 | 448184.5754 | 1271391.372 | 1723447.7277 | 3.007% | 1776872.0212
CAR PARKS #434 | TERTIARY | CAR PARKS | 61036.3751 | 2007 | 35533.72 | 0 | 0 | 0 | 0 | 30783.3911 | 33231.4339 | 32935.3645 | 4 | 27970.415 | 34733.9623 | 22 | 0 | 0 | 0 | 0 | 0 | 0 | 57733.0305 | 3932.0599 | 401258.0058 | 1989.9197 | 8716.2486 | 0 | 90.8296 | 0 | 238330.7406 | 1079.6609 | 0 | 243404.7561 | 86.15% | 13.85% | 11103.8678 | 7939.4175 | 265.4005 | 28.6396 | 439.6709 | 744.3993 | 1236.1851 | 75.032 | 14835.3671 | 67412.1527 | 469624.7208 | 551872.2406 | 1220774.5557 | 1776079.9688 | 4.987% | 1869304.8651
CAR PARKS #435 | TERTIARY | CAR PARKS | 29186.7863 | 2012 | 18631.9858 | 0 | 0 | 0 | 0 | 18857.9844 | 14455.1327 | 18644.7123 | 1 | 11208.1522 | 13283.647 | 11 | 0 | 0 | 0 | 0 | 0 | 0 | 38298.3659 | 2704.7071 | 231420.8575 | 1081.5222 | 5302.8719 | 0 | 51.4772 | 0 | 97682.5336 | 541.3016 | 0 | 140206.3259 | 60.27% | 39.73% | 8530.9379 | 4801.9089 | 145.7335 | 14.2 | 243.5461 | 417.8509 | 580.9943 | 51.6175 | 9157.5454 | 35061.0785 | 143485.0539 | 187703.6778 | 653207.0063 | 842729.7612 | 6.891% | 905095.9141
CAR PARKS #436 | TERTIARY | CAR PARKS | 42756.7947 | 2012 | 28669.1643 | 0 | 0 | 0 | 0 | 34611.9508 | 25044.957 | 24171.1355 | 3 | 16999.2015 | 24944.9979 | 20 | 0 | 0 | 0 | 0 | 0 | 0 | 73703.8153 | 4027.6696 | 332144.9442 | 1879.8789 | 8592.6552 | 0 | 63.34 | 0 | 217044.2531 | 570.309 | 0 | 218796.0862 | 59.26% | 40.74% | 8146.9854 | 6184.8366 | 235.5146 | 20.3811 | 292.2087 | 571.0426 | 946.1806 | 69.8322 | 9852.7433 | 48029.5574 | 332867.5605 | 390749.8611 | 1066410.4923 | 1459300.0656 | 6.208% | 1555882.761
CAR PARKS #437 | TERTIARY | CAR PARKS | 33258.4375 | 2021 | 32250.0833 | 0 | 0 | 0 | 0 | 28716.6255 | 22768.8534 | 27237.4493 | 2 | 16021.9979 | 20353.8503 | 15 | 0 | 0 | 0 | 0 | 0 | 0 | 65334.6522 | 3205.1586 | 482221.8456 | 970.4648 | 8805.0877 | 0 | 50.1306 | 0 | 167952.977 | 625.3964 | 0 | 151620.3862 | 63.83% | 36.17% | 8702.8395 | 4543.4763 | 151.893 | 14.8223 | 229.9515 | 499.2387 | 723.8108 | 61.2159 | 12526.4826 | 44466.0621 | 232591.5081 | 289584.0529 | 1087303.8917 | 1379730.4069 | 1.557% | 1401551.5849
CAR PARKS #438 | TERTIARY | CAR PARKS | 53932.1086 | 2009 | 30669.5286 | 0 | 0 | 0 | 0 | 35992.2379 | 32348.7196 | 24797.1647 | 4 | 23023.5007 | 32141.4104 | 26 | 0 | 0 | 0 | 0 | 0 | 0 | 70224.75 | 4471.6814 | 380479.7384 | 2260.6493 | 8606.0367 | 0 | 64.2951 | 0 | 185885.0781 | 1105.2127 | 0 | 193397.1556 | 47.83% | 52.17% | 12713.0976 | 7283.246 | 190.3088 | 28.9181 | 478.2984 | 882.3689 | 960.3124 | 74.6859 | 14205.0856 | 45549.0739 | 348047.2722 | 407801.4316 | 1074464.4503 | 1485184.4534 | 4.702% | 1558465.2348
CAR PARKS #439 | TERTIARY | CAR PARKS | 42850.5716 | 2011 | 34471.704 | 0 | 0 | 0 | 0 | 25273.6882 | 25554.2562 | 28690.5554 | 2 | 23931.159 | 19078.1094 | 15 | 0 | 0 | 0 | 0 | 0 | 0 | 65905.8532 | 3486.2138 | 493698.9987 | 1974.0866 | 7133.021 | 0 | 53.1376 | 0 | 140474.1996 | 902.5545 | 0 | 151064.5125 | 68.71% | 31.29% | 9752.5769 | 7219.046 | 211.7744 | 21.0924 | 358.307 | 636.7304 | 730.7994 | 65.6245 | 12570.7217 | 38260.2416 | 334528.7531 | 385359.7164 | 1071961.1828 | 1459897.9557 | 3.432% | 1511774.8267
CAR PARKS #440 | TERTIARY | CAR PARKS | 52946.9135 | 2010 | 37283.6286 | 0 | 0 | 0 | 0 | 39804.2913 | 28690.421 | 22583.3596 | 3 | 22021.9949 | 32036.9374 | 25 | 0 | 0 | 0 | 0 | 0 | 0 | 79052.8623 | 3218.8992 | 518633.2103 | 2480.0217 | 9024.1265 | 0 | 89.3417 | 0 | 205470.1641 | 1121.5524 | 0 | 167176.3014 | 57.76% | 42.24% | 15275.1204 | 7998.5638 | 287.0991 | 22.1973 | 444.7204 | 866.084 | 981.5585 | 75.3162 | 18494.1856 | 59289.2977 | 377780.8424 | 455564.3256 | 1246781.3888 | 1704816.0771 | 3.224% | 1761610.8235
CAR PARKS #441 | TERTIARY | CAR PARKS | 44987.4173 | 2013 | 33096.9627 | 0 | 0 | 0 | 0 | 28623.3703 | 22189.3405 | 27403.7243 | 3 | 17484.3202 | 23727.1186 | 22 | 0 | 0 | 0 | 0 | 0 | 0 | 72869.643 | 4110.2142 | 477846.3199 | 1473.087 | 8092.0459 | 0 | 76.3207 | 0 | 215474.807 | 917.7346 | 0 | 234541.8066 | 85.31% | 14.69% | 11520.8549 | 5172.9169 | 196.6554 | 17.5498 | 305.2856 | 658.2519 | 1139.1197 | 51.6549 | 11958.2331 | 40055.4016 | 266407.6598 | 318421.2944 | 1223128.585 | 1544201.9954 | 0.8043% | 1556722.7136
CAR PARKS #442 | TERTIARY | CAR PARKS | 39081.0384 | 2009 | 28588.8642 | 0 | 0 | 0 | 0 | 24495.9132 | 23981.5698 | 21852.8025 | 2 | 17737.0684 | 18218.1871 | 20 | 0 | 0 | 0 | 0 | 0 | 0 | 48838.7146 | 3412.7364 | 384260.2471 | 1437.5608 | 6670.4162 | 0 | 48.9952 | 0 | 176965.3496 | 586.3252 | 0 | 116204.9571 | 57.21% | 42.79% | 8398.5301 | 7191.8348 | 134.9549 | 19.4473 | 268.8759 | 634.3898 | 1025.8505 | 45.9689 | 12713.3565 | 44852.8098 | 275950.5538 | 333516.7201 | 931657.8054 | 1267158.4071 | 5.039% | 1334399.1325
CAR PARKS #443 | TERTIARY | CAR PARKS | 52271.7433 | 2008 | 34514.7019 | 0 | 0 | 0 | 0 | 24279.7436 | 24899.3228 | 26663.2574 | 3 | 18536.0281 | 30049.4929 | 25 | 0 | 0 | 0 | 0 | 0 | 0 | 74640.896 | 3969.1187 | 477877.5391 | 2418.7692 | 6691.4975 | 0 | 59.5476 | 0 | 189082.2836 | 952.1255 | 0 | 190270.5824 | 84.18% | 15.82% | 11493.8975 | 6633.8075 | 227.3418 | 19.6872 | 441.8036 | 671.8928 | 1023.4588 | 59.8769 | 16902.92 | 44226.6838 | 330150.0955 | 391279.6993 | 1160294.1152 | 1554693.6302 | 3.664% | 1613828.7287
CAR PARKS #444 | TERTIARY | CAR PARKS | 38966.6321 | 2019 | 29189.8778 | 0 | 0 | 0 | 0 | 37469.4618 | 24503.4507 | 28457.8812 | 3 | 20578.8982 | 22205.3164 | 14 | 0 | 0 | 0 | 0 | 0 | 0 | 68980.5115 | 2513.9315 | 372930.3679 | 1493.7789 | 6762.538 | 0 | 59.214 | 0 | 224413.1933 | 560.6151 | 0 | 149145.083 | 68.89% | 31.11% | 9164.3225 | 5874.9963 | 199.8859 | 14.5555 | 342.9434 | 478.7519 | 965.5139 | 44.9221 | 16167.4159 | 55803.5674 | 224259.2614 | 296230.2447 | 1058728.3039 | 1357326.8537 | 6.489% | 1451512.7703
CAR PARKS #445 | TERTIARY | CAR PARKS | 38568.2462 | 2021 | 25548.9326 | 0 | 0 | 0 | 0 | 29086.1619 | 29964.0225 | 20604.6403 | 2 | 23170.8698 | 28451.7036 | 13 | 0 | 0 | 0 | 0 | 0 | 0 | 66446.2252 | 2533.9869 | 444977.9036 | 1415.0994 | 9073.4853 | 0 | 68.9389 | 0 | 204256.2617 | 703.7339 | 0 | 215443.7125 | 77.02% | 22.98% | 7097.7569 | 7023.3226 | 205.2774 | 15.8346 | 366.8569 | 439.6661 | 648.0588 | 47.2798 | 15004.3424 | 54854.3972 | 276198.028 | 346056.7676 | 1176717.593 | 1525631.468 | 6.443% | 1630697.3199
CAR PARKS #446 | TERTIARY | CAR PARKS | 27987.3065 | 2011 | 16350.7831 | 0 | 0 | 0 | 0 | 19894.0566 | 12231.1 | 15894.1142 | 1 | 13311.4168 | 11166.1824 | 12 | 0 | 0 | 0 | 0 | 0 | 0 | 29853.2617 | 2367.8918 | 209413.704 | 1314.5428 | 4491.2506 | 0 | 38.1986 | 0 | 133173.1449 | 393.4991 | 0 | 140533.5034 | 60.56% | 39.44% | 8184.5707 | 3347.5227 | 103.1374 | 12.3842 | 180.0624 | 334.1469 | 713.5193 | 37.7715 | 7256.0953 | 28220.4443 | 181631.6254 | 217108.165 | 647453.2262 | 866454.7507 | 1.95% | 883689.2849
CAR PARKS #447 | TERTIARY | CAR PARKS | 26639.0916 | 2013 | 15188.8261 | 0 | 0 | 0 | 0 | 15630.4778 | 16901.7749 | 16562.9352 | 2 | 14743.1732 | 15394.1322 | 12 | 0 | 0 | 0 | 0 | 0 | 0 | 41063.0421 | 2308.7688 | 293304.5703 | 1029.765 | 4254.9616 | 0 | 29.2919 | 0 | 123855.8393 | 581.3319 | 0 | 117595.2541 | 63.39% | 36.61% | 6357.5329 | 3073.2974 | 126.3317 | 12.6272 | 243.5413 | 411.7859 | 575.9071 | 43.4231 | 10025.5495 | 35448.3213 | 150619.8642 | 196093.7349 | 723911.8331 | 921433.6189 | 3.621% | 956054.2376
CAR PARKS #448 | TERTIARY | CAR PARKS | 20877.7383 | 2016 | 17001.1702 | 0 | 0 | 0 | 0 | 15482.5249 | 11072.7902 | 14670.5304 | 1 | 9810.8302 | 10834.4936 | 8 | 0 | 0 | 0 | 0 | 0 | 0 | 29719.4572 | 1336.6331 | 176926.8449 | 897.5992 | 5130.2926 | 0 | 25.2747 | 0 | 80380.9413 | 441.0205 | 0 | 91720.7263 | 57.36% | 42.64% | 5434.0127 | 3558.6405 | 101.7611 | 12.2257 | 134.8238 | 247.7894 | 532.4751 | 37.0071 | 5529.3833 | 22497.6456 | 126281.7081 | 154308.737 | 490247.6645 | 646186.3323 | 3.852% | 672073.0596
CAR PARKS #449 | TERTIARY | CAR PARKS | 62455.3914 | 2014 | 47827.8829 | 0 | 0 | 0 | 0 | 40915.2039 | 30800.9909 | 44406.2866 | 4 | 31150.429 | 43203.1313 | 34 | 0 | 0 | 0 | 0 | 0 | 0 | 93276.6596 | 4249.2346 | 670218.9313 | 2092.5755 | 9322.7731 | 0 | 112.1749 | 0 | 247263.7798 | 1326.1454 | 0 | 295697.8983 | 81.44% | 18.56% | 13195.0091 | 8097.4269 | 256.5958 | 27.4296 | 471.8753 | 660.457 | 1566.2503 | 112.7146 | 22434.8762 | 55103.8734 | 402568.0881 | 480106.8377 | 1624978.5862 | 2108670.7792 | 1.463% | 2139968.9428
CAR PARKS #450 | TERTIARY | CAR PARKS | 22986.2199 | 2023 | 25251.6978 | 0 | 0 | 0 | 0 | 23654.8657 | 18808.3256 | 13588.5894 | 2 | 15590.7236 | 15564.6106 | 8 | 0 | 0 | 0 | 0 | 0 | 0 | 31929.9927 | 1889.7465 | 325792.9921 | 775.6161 | 5571.1429 | 0 | 34.6758 | 0 | 98829.1758 | 371.0068 | 0 | 118332.49 | 77.14% | 22.86% | 4416.6839 | 3763.5641 | 123.6859 | 13.1952 | 155.0172 | 346.5902 | 459.4838 | 27.6859 | 6495.2769 | 29027.9063 | 157453.155 | 192976.3381 | 736255.6691 | 931143.2933 | 6.739% | 998430.1763
CAR PARKS #451 | TERTIARY | CAR PARKS | 51210.5683 | 2010 | 33095.6488 | 0 | 0 | 0 | 0 | 40886.6897 | 32215.7168 | 28779.3677 | 3 | 22005.8244 | 26411.4964 | 23 | 0 | 0 | 0 | 0 | 0 | 0 | 54994.2328 | 4697.7507 | 528486.752 | 2247.3426 | 9471.2193 | 0 | 58.3607 | 0 | 244243.8266 | 722.217 | 0 | 225121.0617 | 85.23% | 14.77% | 11642.9352 | 9446.4397 | 179.316 | 21.2199 | 427.0528 | 766.6474 | 924.0137 | 68.1658 | 13896.8206 | 56474.258 | 375795.8565 | 446166.9351 | 1327575.9099 | 1777208.8038 | 2.481% | 1822428.4786
CAR PARKS #452 | TERTIARY | CAR PARKS | 53916.9058 | 2011 | 42725.8641 | 0 | 0 | 0 | 0 | 28829.9049 | 30000.6623 | 24174.1358 | 4 | 28087.2568 | 34744.035 | 20 | 0 | 0 | 0 | 0 | 0 | 0 | 61156.0053 | 5232.1071 | 554517.7519 | 1766.8186 | 8856.563 | 0 | 97.659 | 0 | 258579.9175 | 772.9175 | 0 | 196483.0427 | 77.1% | 22.9% | 11577.9807 | 9383.7749 | 209.6711 | 30.1501 | 424.4077 | 576.9227 | 1195.0344 | 80.7509 | 16022.6616 | 68230.1636 | 287649.7903 | 371902.6155 | 1361125.8914 | 1735849.0858 | 4.032% | 1808771.9413
CAR PARKS #453 | TERTIARY | CAR PARKS | 19569.3252 | 2022 | 15132.6503 | 0 | 0 | 0 | 0 | 12364.3898 | 10631.4205 | 16101.9727 | 1 | 13439.214 | 9769.4427 | 9 | 0 | 0 | 0 | 0 | 0 | 0 | 31434.2315 | 1212.986 | 238745.0558 | 838.3673 | 5235.6835 | 0 | 35.3273 | 0 | 112877.7738 | 364.0736 | 0 | 89220.2138 | 62.87% | 37.13% | 5049.2572 | 3252.9555 | 110.6737 | 11.5723 | 117.3853 | 325.6942 | 416.7706 | 30.3496 | 5728.9121 | 19025.4282 | 139413.5927 | 164167.933 | 583284.0063 | 749125.5433 | 6.209% | 798719.2401
CAR PARKS #454 | TERTIARY | CAR PARKS | 44414.0159 | 2021 | 33742.91 | 0 | 0 | 0 | 0 | 42596.557 | 29807.4503 | 35543.1895 | 3 | 23420.0476 | 28099.1863 | 20 | 0 | 0 | 0 | 0 | 0 | 0 | 57070.9249 | 2936.8659 | 536999.6819 | 1995.9473 | 8216.1295 | 0 | 55.0457 | 0 | 212371.582 | 903.1114 | 0 | 234139.5638 | 70.71% | 29.29% | 11639.4274 | 8472.6887 | 208.9942 | 19.5614 | 350.9963 | 492.6856 | 781.575 | 74.3566 | 13314.931 | 43555.1604 | 245879.997 | 302750.0883 | 1299587.0393 | 1604804.1314 | 1.963% | 1636938.8551
CAR PARKS #455 | TERTIARY | CAR PARKS | 47995.2958 | 2019 | 35246.0647 | 0 | 0 | 0 | 0 | 32151.2691 | 28886.6725 | 34431.8946 | 3 | 25518.9634 | 36381.9753 | 23 | 0 | 0 | 0 | 0 | 0 | 0 | 90560.3686 | 3536.1592 | 570746.0279 | 2050.9655 | 10204.6735 | 0 | 60.843 | 0 | 216140.3222 | 723.9668 | 0 | 187517.4069 | 81.76% | 18.24% | 9299.0048 | 6955.0875 | 181.1579 | 25.9398 | 351.9143 | 798.8978 | 1185.0901 | 80.7871 | 13111.5628 | 69910.3962 | 263165.7077 | 346187.6667 | 1347811.2515 | 1697634.9538 | 5.626% | 1798846.1693
CAR PARKS #456 | TERTIARY | CAR PARKS | 65028.9407 | 2009 | 49426.1747 | 0 | 0 | 0 | 0 | 40401.0645 | 26168.7442 | 30318.1417 | 4 | 27803.575 | 34496.752 | 36 | 0 | 0 | 0 | 0 | 0 | 0 | 87196.285 | 4253.8194 | 603203.4757 | 1926.0157 | 12133.6593 | 0 | 77.4565 | 0 | 236075.051 | 899.4594 | 0 | 246413.9606 | 57.27% | 42.73% | 13625.8389 | 11895.7171 | 306.9207 | 31.9591 | 399.2227 | 1039.7368 | 1654.981 | 95.0814 | 14808.4252 | 67574.3901 | 319708.8759 | 402091.6911 | 1485398.3058 | 1890950.2449 | 0.6047% | 1902454.0922
CAR PARKS #457 | TERTIARY | CAR PARKS | 33540.0379 | 2018 | 27277.3282 | 0 | 0 | 0 | 0 | 23434.651 | 20214.2491 | 17843.5863 | 2 | 13733.868 | 15827.4146 | 15 | 0 | 0 | 0 | 0 | 0 | 0 | 54250.6915 | 3201.0559 | 339799.0218 | 999.7491 | 6962.2825 | 0 | 43.4328 | 0 | 186529.2572 | 696.4199 | 0 | 148763.4106 | 85.2% | 14.8% | 7587.5646 | 6200.8614 | 140.7309 | 16.5121 | 256.7423 | 491.3866 | 584.5496 | 62.145 | 14324.8764 | 40781.0223 | 162271.86 | 217377.7587 | 921638.4974 | 1140696.5473 | 1.774% | 1161293.768
CAR PARKS #458 | TERTIARY | CAR PARKS | 19437.1154 | 2012 | 12008.5343 | 0 | 0 | 0 | 0 | 14820.9109 | 10441.8339 | 13271.1526 | 1 | 9530.2211 | 10490.2788 | 8 | 0 | 0 | 0 | 0 | 0 | 0 | 32934.2441 | 1693.7852 | 198645.181 | 740.8408 | 3338.3049 | 0 | 31.1039 | 0 | 66055.0346 | 330.52 | 0 | 66437.1446 | 50.16% | 49.84% | 4434.4223 | 3244.6171 | 95.6449 | 11.1899 | 164.2702 | 260.5442 | 370.4486 | 32.8621 | 6662.777 | 17019.2976 | 127484.4445 | 151166.519 | 460978.4741 | 613278.6274 | 2.408% | 628410.4472
CAR PARKS #459 | TERTIARY | CAR PARKS | 55459.6958 | 2022 | 55091.9153 | 0 | 0 | 0 | 0 | 50621.4913 | 34275.0709 | 34867.2013 | 3 | 34140.7299 | 35481.582 | 29 | 0 | 0 | 0 | 0 | 0 | 0 | 86654.0542 | 4258.7512 | 806535.8878 | 1643.9613 | 14024.1591 | 0 | 99.3324 | 0 | 275432.4337 | 858.1875 | 0 | 306037.2834 | 73.26% | 26.74% | 14453.7024 | 7900.5874 | 302.5931 | 22.5472 | 328.3646 | 631.2067 | 1375.5881 | 80.0765 | 21787.7219 | 58935.2788 | 267213.0085 | 347936.0093 | 1834690.3004 | 2186414.3789 | 3.177% | 2258163.8338
CAR PARKS #460 | TERTIARY | CAR PARKS | 13337.4397 | 2020 | 12302.4765 | 0 | 0 | 0 | 0 | 8194.1854 | 8177.6126 | 8971.6581 | 1 | 6920.9306 | 10101.2676 | 6 | 0 | 0 | 0 | 0 | 0 | 0 | 27100.4404 | 924.2286 | 144411.1569 | 579.8896 | 2887.319 | 0 | 15.5304 | 0 | 50330.5987 | 242.8522 | 0 | 62419.0467 | 71.82% | 28.18% | 3194.039 | 2354.9538 | 55.9111 | 5.8719 | 83.6177 | 200.7046 | 318.0979 | 25.0743 | 5134.2929 | 20382.4267 | 66089.4011 | 91606.1206 | 366478.7078 | 458851.6829 | 1.164% | 464254.3584
CAR PARKS #461 | TERTIARY | CAR PARKS | 48744.3317 | 2008 | 31344.8848 | 0 | 0 | 0 | 0 | 27272.4623 | 30218.6935 | 30448.1772 | 2 | 22578.4341 | 22480.6327 | 20 | 0 | 0 | 0 | 0 | 0 | 0 | 75268.2388 | 3759.256 | 531910.2528 | 2059.0326 | 7936.4352 | 0 | 66.4537 | 0 | 154922.3959 | 926.4628 | 0 | 197544.7255 | 70.59% | 29.41% | 8962.787 | 5780.5378 | 192.4291 | 19.2573 | 369.8667 | 776.7803 | 986.9526 | 76.9072 | 10754.6142 | 54318.1481 | 354646.93 | 419719.6923 | 1203397.2503 | 1625140.2766 | 6.384% | 1735970.0912
CAR PARKS #462 | TERTIARY | CAR PARKS | 22225.331 | 2008 | 17744.2871 | 0 | 0 | 0 | 0 | 10516.2139 | 9608.0974 | 13818.4608 | 1 | 7973.748 | 9879.9849 | 12 | 0 | 0 | 0 | 0 | 0 | 0 | 33402.0139 | 1574.1634 | 152975.2967 | 981.9556 | 3669.4947 | 0 | 30.1553 | 0 | 70082.0315 | 374.9867 | 0 | 94459.5093 | 42.8% | 57.2% | 4947.6327 | 3371.6382 | 111.9018 | 12.9584 | 142.2209 | 308.9879 | 494.2764 | 29.7148 | 4841.5472 | 20294.8473 | 131447.6522 | 156584.0468 | 447778.2713 | 605250.7276 | 1.11% | 612042.1095
CAR PARKS #463 | TERTIARY | CAR PARKS | 30485.247 | 2010 | 23640.5499 | 0 | 0 | 0 | 0 | 23661.9341 | 17246.133 | 15445.7131 | 2 | 11929.4669 | 17433.9723 | 13 | 0 | 0 | 0 | 0 | 0 | 0 | 40233.9014 | 1936.1082 | 296868.394 | 923.6612 | 6379.8167 | 0 | 49.3486 | 0 | 114794.1704 | 502.242 | 0 | 127180.6436 | 50.56% | 49.44% | 6717.0344 | 4952.5388 | 140.4091 | 15.3075 | 211.974 | 361.2298 | 564.0777 | 50.0905 | 8754.0164 | 35045.3134 | 237178.298 | 280977.6278 | 742580.3954 | 1025043.1075 | 5.793% | 1088074.6267
CAR PARKS #464 | TERTIARY | CAR PARKS | 57337.4463 | 2022 | 53201.37 | 0 | 0 | 0 | 0 | 58398.295 | 34331.2621 | 33993.3103 | 4 | 30977.0348 | 32457.9901 | 25 | 0 | 0 | 0 | 0 | 0 | 0 | 91265.4717 | 3982.1476 | 688519.9577 | 2661.0341 | 13189.6684 | 0 | 74.977 | 0 | 233886.2424 | 825.8583 | 0 | 309775.7182 | 67.65% | 32.35% | 13651.8289 | 8606.2147 | 270.1201 | 23.4888 | 389.4162 | 891.9723 | 1277.7871 | 74.2639 | 16131.7666 | 91129.9924 | 360872.2607 | 468134.0196 | 1705350.0673 | 2176820.2289 | 2.783% | 2239136.7335
CAR PARKS #465 | TERTIARY | CAR PARKS | 61550.5343 | 2021 | 57516.9636 | 0 | 0 | 0 | 0 | 40310.0716 | 31896.3218 | 46758.9895 | 4 | 42422.3114 | 49251.6414 | 30 | 0 | 0 | 0 | 0 | 0 | 0 | 124191.2602 | 5176.2587 | 601538.7198 | 1865.4719 | 14765.6973 | 0 | 90.6042 | 0 | 346713.9338 | 1169.2308 | 0 | 307546.6078 | 82.65% | 17.35% | 13026.0384 | 9539.3053 | 335.7045 | 29.8619 | 470.0682 | 815.1232 | 1385.0593 | 112.8682 | 25283.4889 | 72535.3533 | 433014.961 | 530833.8033 | 1752555.2 | 2287768.464 | 5.643% | 2424580.8356
CAR PARKS #466 | TERTIARY | CAR PARKS | 30844.2837 | 2019 | 29791.5766 | 0 | 0 | 0 | 0 | 23529.6613 | 15403.4837 | 16471.8412 | 2 | 18419.8003 | 19544.3781 | 12 | 0 | 0 | 0 | 0 | 0 | 0 | 56305.8618 | 2260.4147 | 386993.4605 | 1328.5422 | 6165.6092 | 0 | 53.2916 | 0 | 178110.8218 | 622.8993 | 0 | 121420.0547 | 51.9% | 48.1% | 8731.2954 | 5138.317 | 118.1184 | 11.4024 | 202.5858 | 360.5246 | 724.0561 | 57.2282 | 12579.6601 | 43372.521 | 221072.8959 | 277025.0769 | 939387.2937 | 1218974.4253 | 6.921% | 1309606.7633
CAR PARKS #467 | TERTIARY | CAR PARKS | 49849.9112 | 2010 | 25421.2777 | 0 | 0 | 0 | 0 | 32178.393 | 22296.0286 | 22239.0495 | 3 | 18136.989 | 28136.6611 | 28 | 0 | 0 | 0 | 0 | 0 | 0 | 75570.4235 | 3225.5681 | 423684.1924 | 1757.6122 | 8582.2737 | 0 | 62.3812 | 0 | 242317.7769 | 876.5207 | 0 | 198949.4821 | 74.58% | 25.42% | 13851.6194 | 5847.2751 | 185.7838 | 23.5306 | 304.1046 | 695.4382 | 1239.3859 | 74.1182 | 11993.4871 | 40592.3192 | 368030.72 | 420616.5263 | 1158305.263 | 1582347.0157 | 4.799% | 1662109.9395
CAR PARKS #468 | TERTIARY | CAR PARKS | 26440.3367 | 2008 | 17995.031 | 0 | 0 | 0 | 0 | 19647.9223 | 15276.2308 | 9954.4546 | 2 | 8929.9903 | 14157.9613 | 11 | 0 | 0 | 0 | 0 | 0 | 0 | 33257.7784 | 2498.7518 | 294387.8209 | 1163.4114 | 3754.8367 | 0 | 29.7466 | 0 | 125296.5893 | 383.1079 | 0 | 111299.7726 | 51.95% | 48.05% | 6807.2994 | 3906.3574 | 132.3462 | 11.8268 | 159.7838 | 389.1262 | 560.165 | 42.4193 | 6833.1676 | 22053.1213 | 163090.7751 | 191977.064 | 693446.5803 | 887116.6978 | 6.311% | 946877.7597
CAR PARKS #469 | TERTIARY | CAR PARKS | 44216.7427 | 2017 | 43236.6915 | 0 | 0 | 0 | 0 | 37125.8956 | 31664.1926 | 24822.6576 | 2 | 23865.976 | 22685.6469 | 22 | 0 | 0 | 0 | 0 | 0 | 0 | 73523.6916 | 3991.9969 | 581458.3163 | 2003.4351 | 9274.9756 | 0 | 75.8403 | 0 | 231998.1302 | 732.3942 | 0 | 210304.9876 | 78.09% | 21.91% | 11240.5192 | 8230.8487 | 200.089 | 18.028 | 275.1742 | 497.8482 | 1024.4286 | 81.086 | 16761.4198 | 43002.7917 | 322341.9518 | 382106.1633 | 1370159.0163 | 1754961.46 | 0.9482% | 1771761.2091
CAR PARKS #470 | TERTIARY | CAR PARKS | 58191.5845 | 2015 | 51419.8493 | 0 | 0 | 0 | 0 | 44641.6825 | 38906.0949 | 38894.0943 | 4 | 32068.1948 | 41746.3275 | 33 | 0 | 0 | 0 | 0 | 0 | 0 | 74470.3458 | 5612.349 | 700806.8657 | 1868.1555 | 10567.1263 | 0 | 87.5187 | 0 | 319987.5165 | 868.3786 | 0 | 311520.7923 | 73.82% | 26.18% | 12075.6075 | 9386.0925 | 286.6005 | 23.592 | 451.9128 | 829.4948 | 1226.4225 | 77.8835 | 15529.5545 | 56608.8724 | 419009.0802 | 491147.5071 | 1743428.0674 | 2238456.3626 | 4.379% | 2340976.7153
CAR PARKS #471 | TERTIARY | CAR PARKS | 19574.4864 | 2008 | 14956.7197 | 0 | 0 | 0 | 0 | 13551.1101 | 8870.2997 | 7743.3187 | 1 | 6902.7153 | 7265.8149 | 9 | 0 | 0 | 0 | 0 | 0 | 0 | 23330.0054 | 1830.6866 | 159287.7786 | 657.4984 | 2670.4433 | 0 | 35.6527 | 0 | 58064.86 | 402.5541 | 0 | 74922.0004 | 82.57% | 17.43% | 4965.8467 | 2559.2972 | 111.1276 | 10.4772 | 163.783 | 308.7158 | 322.4698 | 36.5649 | 4930.5665 | 17192.2955 | 129951.9328 | 152074.7949 | 405222.9152 | 558545.5014 | 0.5105% | 561411.3923
CAR PARKS #472 | TERTIARY | CAR PARKS | 26967.6318 | 2008 | 16192.3059 | 0 | 0 | 0 | 0 | 20028.1797 | 16273.6435 | 12480.2393 | 2 | 8938.5004 | 13320.2495 | 11 | 0 | 0 | 0 | 0 | 0 | 0 | 28411.5224 | 2108.5692 | 266551.5515 | 1068.9056 | 5412.0054 | 0 | 46.1235 | 0 | 108808.4739 | 393.4974 | 0 | 105187.1773 | 83.92% | 16.08% | 6393.2187 | 3508.8795 | 138.1919 | 15.2658 | 181.0124 | 391.0831 | 443.6254 | 51.0386 | 7901.4356 | 31429.6432 | 138452.9751 | 177784.0538 | 647076.1193 | 825988.7051 | 6.796% | 886213.9871
CAR PARKS #473 | TERTIARY | CAR PARKS | 47033.4879 | 2016 | 28269.5017 | 0 | 0 | 0 | 0 | 35586.1682 | 34686.5989 | 25653.7216 | 3 | 23147.7567 | 27651.3336 | 17 | 0 | 0 | 0 | 0 | 0 | 0 | 57497.3979 | 4407.6401 | 548324.1451 | 1904.8433 | 9902.0773 | 0 | 67.7052 | 0 | 226651.3374 | 874.3143 | 0 | 253292.8572 | 86.72% | 13.28% | 9664.0932 | 7361.3556 | 192.5276 | 18.4887 | 426.0143 | 641.8194 | 948.1077 | 72.2975 | 15489.2554 | 49223.5831 | 334573.5716 | 399286.41 | 1349572.9696 | 1752096.2909 | 4.221% | 1829305.8265
CAR PARKS #474 | TERTIARY | CAR PARKS | 22679.0082 | 2011 | 18411.4156 | 0 | 0 | 0 | 0 | 14025.2203 | 13372.4327 | 13154.4747 | 2 | 12641.2329 | 12422.2575 | 11 | 0 | 0 | 0 | 0 | 0 | 0 | 24652.0385 | 1446.3016 | 199034.0818 | 925.4074 | 4390.0586 | 0 | 36.4046 | 0 | 111679.3567 | 298.8481 | 0 | 104069.6168 | 65.95% | 34.05% | 4321.1308 | 2888.7997 | 78.1297 | 13.7943 | 194.8889 | 388.0124 | 460.3351 | 29.9111 | 5201.1756 | 20129.1355 | 177391.1271 | 202721.4382 | 555295.8222 | 759264.6594 | 0.5378% | 763370.0913
CAR PARKS #475 | TERTIARY | CAR PARKS | 33705.2333 | 2009 | 22325.5397 | 0 | 0 | 0 | 0 | 22321.8246 | 17492.4331 | 20760.3674 | 2 | 17052.9887 | 14341.0622 | 16 | 0 | 0 | 0 | 0 | 0 | 0 | 44570.8854 | 3054.0022 | 350171.6323 | 1438.4987 | 5524.892 | 0 | 45.0454 | 0 | 121032.1096 | 609.4181 | 0 | 131062.0008 | 70.98% | 29.02% | 9673.893 | 4375.4987 | 180.0379 | 18.4576 | 297.4856 | 406.5633 | 645.269 | 57.123 | 11480.9686 | 33589.036 | 226238.2713 | 271308.276 | 816902.9775 | 1089589.7783 | 1.02% | 1100815.3568
OFFICE BUILDINGS #1476 | TERTIARY | OFFICE BUILDINGS | 650 | 2006 | 0 | 0 | 0 | 0 | 0 | 373 | 8490 | 5540 | 1 | 4700 | 3550 | 1 | 0 | 0 | 0 | 0 | 0 | 0 | 3300 | 200 | 24656 | 207 | 340 | 47 | 112 | 0 | 5208 | 51 | 0 | 19954 | 74% | 26% | 738 | 120 | 72 | 4 | 40 | 40 | 80 | 20 | 987 | 996 | 21207 | 23190 | 93667.6 | 116857.6 | 8.632% | 127898
OFFICE BUILDINGS #1477 | TERTIARY | OFFICE BUILDINGS | 2628.4201 | 2008 | 0 | 0 | 0 | 0 | 0 | 1275.6005 | 22813.6548 | 15389.8741 | 3 | 17591.1513 | 11308.9181 | 4 | 0 | 0 | 0 | 0 | 0 | 0 | 8433.7931 | 648.2309 | 71088.0472 | 682.8589 | 886.7752 | 166.8876 | 400.7341 | 0 | 17141.971 | 180.1274 | 0 | 48939.4917 | 84.8% | 15.2% | 2543.7224 | 475.8188 | 253.5115 | 9.8754 | 126.7277 | 107.169 | 203.5108 | 54.6506 | 2504.6465 | 2463.4843 | 67407.2821 | 72375.4129 | 205959.449 | 281348.1025 | 3.764% | 292352.5245
OFFICE BUILDINGS #1478 | TERTIARY | OFFICE BUILDINGS | 505.0856 | 2008 | 0 | 0 | 0 | 0 | 0 | 215.8353 | 6317.7329 | 3146.6057 | 1 | 3145.0133 | 2192.646 | 1 | 0 | 0 | 0 | 0 | 0 | 0 | 1906.2597 | 105.407 | 13951.4811 | 154.8836 | 247.7655 | 32.6164 | 77.0921 | 0 | 2695.6631 | 33.5238 | 0 | 11097.6657 | 73.03% | 26.97% | 415.8024 | 76.3336 | 47.7333 | 3.0204 | 23.4926 | 25.4775 | 59.1297 | 10.7361 | 481.6723 | 527.5722 | 15637.7585 | 16647.003 | 43207.8605 | 60418.5457 | 6.751% | 64792.3878
OFFICE BUILDINGS #1479 | TERTIARY | OFFICE BUILDINGS | 796.619 | 2018 | 0 | 0 | 0 | 0 | 0 | 563.1252 | 9926.8064 | 7084.3836 | 1 | 6300.4113 | 5048.4885 | 1 | 0 | 0 | 0 | 0 | 0 | 0 | 4721.712 | 205.8274 | 25839.2199 | 239.3639 | 437.352 | 51.5434 | 104.4524 | 0 | 5222.2236 | 42.8094 | 0 | 22198.469 | 90.5% | 9.496% | 561.6491 | 103.4302 | 56.0602 | 2.991 | 32.4762 | 39.7861 | 77.2363 | 19.5555 | 1098.8676 | 1398.2055 | 23862.3724 | 26359.4455 | 82576.9672 | 109874.751 | 5.454% | 116213.1643
OFFICE BUILDINGS #1480 | TERTIARY | OFFICE BUILDINGS | 1003.6616 | 2022 | 0 | 0 | 0 | 0 | 0 | 576.4441 | 17507.6333 | 8716.8199 | 1 | 6317.4705 | 4448.1075 | 2 | 0 | 0 | 0 | 0 | 0 | 0 | 5750.5547 | 206.6249 | 48641.7008 | 313.0888 | 659.3633 | 70.4098 | 162.5055 | 0 | 9795.6036 | 72.1408 | 0 | 33029.9025 | 80.3% | 19.7% | 784.0206 | 128.2016 | 95.2801 | 3.8839 | 47.5163 | 61.0864 | 84.4885 | 19.3094 | 1997.3135 | 1923.6856 | 20450.109 | 24371.108 | 133686.4111 | 159178.2387 | 10.58% | 178003.174
OFFICE BUILDINGS #1481 | TERTIARY | OFFICE BUILDINGS | 1382.8824 | 2018 | 0 | 0 | 0 | 0 | 0 | 718.6718 | 19242.2046 | 14221.4099 | 2 | 10121.1118 | 6337.346 | 2 | 0 | 0 | 0 | 0 | 0 | 0 | 7199.5753 | 365.4348 | 40928.2637 | 379.9809 | 659.5043 | 85.8295 | 210.1568 | 0 | 10462.8398 | 71.5861 | 0 | 36342.4651 | 79.02% | 20.98% | 1388.3797 | 250.089 | 116.2022 | 6.4689 | 70.1156 | 69.864 | 159.8782 | 34.7373 | 1667.0581 | 2343.8211 | 34172.7862 | 38183.6654 | 137713.1773 | 177366.7339 | 7.201% | 191129.4542
OFFICE BUILDINGS #1482 | TERTIARY | OFFICE BUILDINGS | 2985.5721 | 2015 | 0 | 0 | 0 | 0 | 0 | 1355.3911 | 35457.8061 | 22229.3786 | 3 | 22966.5334 | 14335.0778 | 4 | 0 | 0 | 0 | 0 | 0 | 0 | 14272.811 | 713.7757 | 99362.9853 | 863.5325 | 1617.3561 | 177.3211 | 368.3979 | 0 | 18950.2906 | 198.7778 | 0 | 81958.7532 | 86% | 14% | 3373.3224 | 494.2277 | 273.2904 | 17.8316 | 178.0148 | 165.4892 | 312.4539 | 83.5721 | 4063.1853 | 4534.082 | 83761.8454 | 92359.1126 | 302581.8549 | 398574.9688 | 8.274% | 434525.623
OFFICE BUILDINGS #1483 | TERTIARY | OFFICE BUILDINGS | 906.5703 | 2010 | 0 | 0 | 0 | 0 | 0 | 329.3381 | 10442.0413 | 7394.9887 | 1 | 4220.5305 | 3898.1307 | 1 | 0 | 0 | 0 | 0 | 0 | 0 | 3546.0059 | 177.434 | 23653.8508 | 248.9574 | 307.0446 | 54.4546 | 143.5637 | 0 | 4844.4238 | 66.4722 | 0 | 25171.0058 | 90.12% | 9.877% | 698.5031 | 101.1316 | 66.4981 | 3.5759 | 50.9563 | 40.1931 | 73.7463 | 17.7633 | 1306.957 | 926.0576 | 17970.0759 | 20203.0905 | 79650.9956 | 100964.9218 | 6.858% | 108399.4088
OFFICE BUILDINGS #1484 | TERTIARY | OFFICE BUILDINGS | 2241.2892 | 2012 | 0 | 0 | 0 | 0 | 0 | 977.0129 | 21661.4408 | 18986.3685 | 3 | 14626.5748 | 12020.3482 | 3 | 0 | 0 | 0 | 0 | 0 | 0 | 12092.9831 | 666.0382 | 58384.1094 | 515.8939 | 851.0458 | 159.9053 | 274.2925 | 0 | 18165.4897 | 122.8515 | 0 | 59083.3114 | 75.82% | 24.18% | 1968.8631 | 353.343 | 238.6401 | 8.5833 | 132.4789 | 86.7799 | 210.2235 | 47.6314 | 3080.019 | 2877.0968 | 70203.7235 | 76160.8393 | 204233.8525 | 283104.0389 | 3.189% | 292430.0109
OFFICE BUILDINGS #1485 | TERTIARY | OFFICE BUILDINGS | 1316.5291 | 2014 | 0 | 0 | 0 | 0 | 0 | 718.9015 | 13476.2388 | 8956.2112 | 2 | 8098.2633 | 5274.5997 | 2 | 0 | 0 | 0 | 0 | 0 | 0 | 5727.3907 | 365.7346 | 37972.6157 | 297.4289 | 775.683 | 88.157 | 183.0464 | 0 | 8832.208 | 67.5423 | 0 | 37519.582 | 90.14% | 9.863% | 1167.164 | 160.382 | 138.5568 | 6.5271 | 57.5466 | 57.644 | 99.7924 | 34.5507 | 2124.4827 | 2073.847 | 35080.7309 | 39279.0606 | 125080.2207 | 166164.0882 | 7.211% | 179076.5232
OFFICE BUILDINGS #1486 | TERTIARY | OFFICE BUILDINGS | 1863.2333 | 2011 | 0 | 0 | 0 | 0 | 0 | 999.5593 | 16795.0995 | 13316.6867 | 3 | 13654.1085 | 10854.9963 | 2 | 0 | 0 | 0 | 0 | 0 | 0 | 6719.667 | 459.7541 | 62859.7538 | 428.8334 | 821.0577 | 109.4615 | 216.2154 | 0 | 11568.4277 | 111.8273 | 0 | 48950.4092 | 80.73% | 19.27% | 1398.6599 | 222.5439 | 129.1146 | 7.2104 | 77.7506 | 83.898 | 137.8902 | 37.4006 | 2787.1526 | 2153.5423 | 41780.7565 | 46721.4515 | 177368.4084 | 225703.3758 | 1.585% | 229339.0401
OFFICE BUILDINGS #1487 | TERTIARY | OFFICE BUILDINGS | 3191.1237 | 2009 | 0 | 0 | 0 | 0 | 0 | 1792.1317 | 25942.554 | 27361.6988 | 4 | 16080.6113 | 11079.2205 | 3 | 0 | 0 | 0 | 0 | 0 | 0 | 15548.6334 | 833.3036 | 94033.3694 | 717.6495 | 1502.1216 | 205.2939 | 466.1138 | 0 | 18130.5325 | 204.9083 | 0 | 75742.7672 | 79.14% | 20.86% | 2929.4324 | 427.8885 | 351.1752 | 18.005 | 178.2628 | 131.5911 | 304.2285 | 83.5243 | 4613.3394 | 4766.6368 | 86189.7745 | 95569.7507 | 274241.1267 | 372840.2054 | 10.85% | 418205.9116
OFFICE BUILDINGS #1488 | TERTIARY | OFFICE BUILDINGS | 3472.159 | 2013 | 0 | 0 | 0 | 0 | 0 | 1702.3034 | 47027.6654 | 21790.0275 | 5 | 20218.0701 | 17291.1738 | 5 | 0 | 0 | 0 | 0 | 0 | 0 | 14792.8917 | 1029.2017 | 124891.5109 | 915.3683 | 1309.4966 | 159.9656 | 484.8191 | 0 | 22616.0197 | 232.7277 | 0 | 111109.1477 | 69.67% | 30.33% | 2714.6501 | 475.8718 | 314.5044 | 15.7634 | 201.3832 | 177.3759 | 315.2562 | 100.5884 | 4634.1783 | 5580.9292 | 81588.4916 | 91803.5991 | 374887.4737 | 469844.5489 | 11.92% | 533451.5407
OFFICE BUILDINGS #1489 | TERTIARY | OFFICE BUILDINGS | 2398.8217 | 2007 | 0 | 0 | 0 | 0 | 0 | 821.2051 | 19090.5103 | 14037.7496 | 3 | 14612.1122 | 9098.4691 | 3 | 0 | 0 | 0 | 0 | 0 | 0 | 11026.9743 | 446.0958 | 73527.5437 | 651.1449 | 810.7174 | 135.9482 | 345.6091 | 0 | 18043.8645 | 182.9383 | 0 | 58595.9388 | 81.16% | 18.84% | 1794.422 | 385.3303 | 204.9047 | 9.591 | 124.6023 | 104.4727 | 216.916 | 72.6679 | 3025.9115 | 2714.5741 | 49642.482 | 55382.9676 | 214494.0917 | 271887.7946 | 1.12% | 274967.3709
OFFICE BUILDINGS #1490 | TERTIARY | OFFICE BUILDINGS | 1010.6445 | 2020 | 0 | 0 | 0 | 0 | 0 | 604.6844 | 16795.7069 | 9323.6137 | 1 | 9345.1364 | 4847.3796 | 1 | 0 | 0 | 0 | 0 | 0 | 0 | 4285.6302 | 277.9324 | 47177.5434 | 262.1497 | 626.4392 | 54.0992 | 110.0852 | 0 | 8297.1393 | 63.1986 | 0 | 36494.2192 | 81.58% | 18.42% | 1079.3722 | 122.4659 | 69.2498 | 6.0384 | 57.2111 | 56.1518 | 99.2564 | 23.3749 | 1780.637 | 1574.9439 | 29673.4041 | 33028.985 | 134986.8136 | 169592.5887 | 12.31% | 193400.3381
OFFICE BUILDINGS #1491 | TERTIARY | OFFICE BUILDINGS | 3236.7888 | 2020 | 0 | 0 | 0 | 0 | 0 | 1943.4564 | 38953.2154 | 28695.0565 | 4 | 25476.1513 | 15775.5675 | 3 | 0 | 0 | 0 | 0 | 0 | 0 | 17061.1968 | 824.1438 | 122797.842 | 1007.1198 | 2039.854 | 201.2858 | 536.0844 | 0 | 25886.5789 | 252.9837 | 0 | 78746.7591 | 68.43% | 31.57% | 2446.8572 | 540.0759 | 275.4667 | 19.6689 | 132.9812 | 175.6008 | 300.3483 | 72.6594 | 5936.8471 | 5752.7976 | 83488.0683 | 95177.713 | 344332.9547 | 442852.1164 | 4.078% | 461677.305
OFFICE BUILDINGS #1492 | TERTIARY | OFFICE BUILDINGS | 3536.1111 | 2020 | 0 | 0 | 0 | 0 | 0 | 1940.854 | 47380.7673 | 25664.8035 | 4 | 24799.4202 | 24236.8671 | 5 | 0 | 0 | 0 | 0 | 0 | 0 | 23126.2884 | 737.6637 | 145198.0541 | 894.7113 | 1608.1656 | 185.8765 | 515.5021 | 0 | 22844.7811 | 256.2811 | 0 | 91974.2046 | 82.07% | 17.93% | 3803.4865 | 647.56 | 379.2676 | 21.2993 | 159.0788 | 180.5918 | 377.4315 | 94.1545 | 4870.777 | 5430.0107 | 87698.881 | 97999.6687 | 392290.7527 | 494727.339 | 6.484% | 529031.9859
OFFICE BUILDINGS #1493 | TERTIARY | OFFICE BUILDINGS | 1041.1786 | 2016 | 0 | 0 | 0 | 0 | 0 | 587.3969 | 10825.4638 | 7355.8672 | 1 | 7524.1276 | 6488.2736 | 1 | 0 | 0 | 0 | 0 | 0 | 0 | 4592.7218 | 199.6662 | 47079.9912 | 203.8318 | 462.0382 | 57.6352 | 161.327 | 0 | 8058.302 | 60.5724 | 0 | 36931.2272 | 91.84% | 8.157% | 936.9534 | 144.6736 | 109.6097 | 3.9003 | 48.4115 | 41.0675 | 127.2724 | 19.256 | 1239.5276 | 1216.9048 | 30274.4867 | 32730.919 | 125884.8848 | 159988.4694 | 1.608% | 162603.9017
OFFICE BUILDINGS #1494 | TERTIARY | OFFICE BUILDINGS | 2558.2958 | 2017 | 0 | 0 | 0 | 0 | 0 | 1704.8535 | 32570.9735 | 20533.1219 | 4 | 18780.0169 | 14340.2334 | 4 | 0 | 0 | 0 | 0 | 0 | 0 | 10590.49 | 534.9484 | 112038.715 | 542.9536 | 1227.0919 | 166.0821 | 354.4693 | 0 | 18720.7544 | 150.5588 | 0 | 80465.3682 | 89.86% | 10.14% | 2789.2214 | 320.5303 | 233.2753 | 14.4769 | 105.4236 | 118.1001 | 192.9309 | 72.8438 | 2956.5619 | 3376.0033 | 53264.389 | 59596.9542 | 299351.5008 | 361614.2937 | 11.23% | 407347.7339
OFFICE BUILDINGS #1495 | TERTIARY | OFFICE BUILDINGS | 1933.7231 | 2020 | 0 | 0 | 0 | 0 | 0 | 1103.7574 | 27774.2409 | 18092.7393 | 2 | 14319.4516 | 9562.3804 | 2 | 0 | 0 | 0 | 0 | 0 | 0 | 10701.3556 | 548.3076 | 86972.2443 | 382.5221 | 1082.6656 | 131.9293 | 225.8079 | 0 | 17664.0725 | 144.5844 | 0 | 68589.4568 | 86.19% | 13.81% | 2014.5407 | 279.596 | 152.5299 | 10.86 | 94.6933 | 93.3831 | 150.4272 | 52.172 | 3097.9294 | 2974.9684 | 39985.2396 | 46058.1375 | 248980.7273 | 297883.2245 | 12.14% | 339051.0419
OFFICE BUILDINGS #1496 | TERTIARY | OFFICE BUILDINGS | 1084.9345 | 2022 | 0 | 0 | 0 | 0 | 0 | 826.274 | 18673.8092 | 7495.0142 | 1 | 6379.036 | 7892.6147 | 1 | 0 | 0 | 0 | 0 | 0 | 0 | 6572.8416 | 296.3008 | 42884.8934 | 268.9781 | 557.1494 | 67.8173 | 132.1224 | 0 | 11429.8801 | 79.3789 | 0 | 37709.39 | 77.43% | 22.57% | 871.7883 | 142.8249 | 100.8124 | 6.3588 | 59.9483 | 60.3167 | 131.5591 | 29.7219 | 1863.1178 | 1588.7291 | 27512.7179 | 30964.5648 | 136823.6527 | 169611.3377 | 1.808% | 172734.1609
OFFICE BUILDINGS #1497 | TERTIARY | OFFICE BUILDINGS | 2137.2664 | 2012 | 0 | 0 | 0 | 0 | 0 | 1208.6804 | 23823.4053 | 16028.902 | 3 | 13447.1738 | 10380.6153 | 3 | 0 | 0 | 0 | 0 | 0 | 0 | 9054.958 | 614.4621 | 87664.2752 | 504.1996 | 969.8528 | 105.1379 | 285.8108 | 0 | 11772.1974 | 147.5509 | 0 | 65480.2093 | 80.69% | 19.31% | 1513.2767 | 268.8483 | 216.8114 | 11.2782 | 108.1116 | 114.3804 | 207.3822 | 45.9172 | 3001.8073 | 3237.0474 | 46454.7082 | 52693.5629 | 232805.7041 | 287559.3782 | 11.81% | 326080.0219
OFFICE BUILDINGS #1498 | TERTIARY | OFFICE BUILDINGS | 956.7719 | 2017 | 0 | 0 | 0 | 0 | 0 | 597.8251 | 10532.987 | 8291.5909 | 1 | 6127.9802 | 6351.3804 | 1 | 0 | 0 | 0 | 0 | 0 | 0 | 4085.9855 | 287.9972 | 30558.4522 | 212.9441 | 419.6897 | 51.9142 | 104.6142 | 0 | 6281.161 | 70.3985 | 0 | 32733.1978 | 71.69% | 28.31% | 1023.2896 | 120.5691 | 66.9499 | 4.5694 | 42.9908 | 44.2562 | 87.4441 | 26.9459 | 1619.3926 | 1583.4478 | 27456.6538 | 30659.4942 | 100597.8403 | 132524.6826 | 3.715% | 137638.2278
OFFICE BUILDINGS #1499 | TERTIARY | OFFICE BUILDINGS | 376.7895 | 2007 | 0 | 0 | 0 | 0 | 0 | 129.7397 | 3185.3285 | 2178.3432 | 0 | 2365.9731 | 1478.9111 | 0 | 0 | 0 | 0 | 0 | 0 | 0 | 1202.995 | 79.3712 | 9317.8576 | 89.5659 | 156.1622 | 19.7124 | 61.6615 | 0 | 2838.0568 | 18.3174 | 0 | 10618.0806 | 88.08% | 11.92% | 330.6263 | 51.2264 | 34.9098 | 1.9891 | 14.6899 | 20.8397 | 36.3966 | 9.3764 | 453.1634 | 508.9501 | 9101.3192 | 10063.4328 | 32709.7214 | 43148.9627 | 2.576% | 44289.7733
OFFICE BUILDINGS #1500 | TERTIARY | OFFICE BUILDINGS | 3375.1964 | 2007 | 0 | 0 | 0 | 0 | 0 | 1617.5948 | 32685.3353 | 18525.815 | 3 | 20858.0632 | 12699.2248 | 4 | 0 | 0 | 0 | 0 | 0 | 0 | 10836.9656 | 898.1229 | 122615.3405 | 661.3391 | 1508.6606 | 152.4788 | 506.1771 | 0 | 21185.9924 | 220.621 | 0 | 98511.5274 | 71.53% | 28.47% | 3614.1039 | 524.436 | 292.2838 | 15.4403 | 132.5411 | 163.5254 | 276.1016 | 71.0884 | 3608.3468 | 4846.5033 | 109944.7593 | 118399.6095 | 337703.3764 | 459450.9192 | 11.35% | 518266.8618
OFFICE BUILDINGS #1501 | TERTIARY | OFFICE BUILDINGS | 3215.4625 | 2015 | 0 | 0 | 0 | 0 | 0 | 1748.4719 | 32757.7788 | 30718.9453 | 5 | 19492.5021 | 12802.2493 | 3 | 0 | 0 | 0 | 0 | 0 | 0 | 12185.2952 | 885.741 | 117873.5032 | 855.1892 | 1832.1093 | 166.7241 | 353.075 | 0 | 21580.0956 | 195.0725 | 0 | 114321.7167 | 75.3% | 24.7% | 2803.511 | 357.7249 | 344.0909 | 17.4586 | 141.5042 | 141.1366 | 367.6216 | 70.6085 | 4047.2225 | 4188.2556 | 67709.278 | 75944.7562 | 350118.1991 | 429481.9084 | 5.941% | 456607.0427
OFFICE BUILDINGS #1502 | TERTIARY | OFFICE BUILDINGS | 1592.8134 | 2009 | 0 | 0 | 0 | 0 | 0 | 929.093 | 18050.5308 | 13604.5276 | 2 | 10656.874 | 6436.2394 | 2 | 0 | 0 | 0 | 0 | 0 | 0 | 7719.6766 | 374.2403 | 47258.4775 | 395.0882 | 556.6357 | 102.1335 | 273.9191 | 0 | 9367.1615 | 114.947 | 0 | 42504.0569 | 68.45% | 31.55% | 1780.8185 | 291.1505 | 160.402 | 6.7896 | 59.3732 | 64.8035 | 187.5872 | 30.2802 | 1965.1747 | 1929.9875 | 44449.5303 | 48344.6925 | 149881.5456 | 200032.899 | 7.378% | 215967.7671
OFFICE BUILDINGS #1503 | TERTIARY | OFFICE BUILDINGS | 621.9634 | 2015 | 0 | 0 | 0 | 0 | 0 | 275.4874 | 6290.3886 | 4800.4361 | 1 | 5230.3626 | 3213.0951 | 1 | 0 | 0 | 0 | 0 | 0 | 0 | 2979.9884 | 180.3814 | 17448.6896 | 129.1417 | 353.0891 | 35.4351 | 64.776 | 0 | 4239.4017 | 33.7563 | 0 | 20435.8969 | 83.7% | 16.3% | 503.5889 | 104.8868 | 61.6806 | 2.4467 | 30.3616 | 26.8985 | 51.1963 | 16.1693 | 690.9563 | 1036.2625 | 17231.8899 | 18959.1087 | 62518.5015 | 82038.517 | 5.463% | 86779.2034
OFFICE BUILDINGS #1504 | TERTIARY | OFFICE BUILDINGS | 3423.3043 | 2022 | 0 | 0 | 0 | 0 | 0 | 2264.8246 | 42631.7893 | 32130.2062 | 4 | 23736.1355 | 23791.9548 | 5 | 0 | 0 | 0 | 0 | 0 | 0 | 19292.9371 | 952.7594 | 175298.8249 | 1076.2071 | 1941.1152 | 246.9975 | 461.4128 | 0 | 24751.9201 | 217.203 | 0 | 115696.8392 | 88.57% | 11.43% | 2591.7961 | 391.075 | 290.8695 | 17.5883 | 194.2765 | 193.1003 | 279.0205 | 104.8088 | 6869.134 | 6775.2086 | 98800.5634 | 112444.906 | 445796.2938 | 563550.3703 | 10.96% | 632912.606
OFFICE BUILDINGS #1505 | TERTIARY | OFFICE BUILDINGS | 1867.8045 | 2013 | 0 | 0 | 0 | 0 | 0 | 742.1821 | 24886.3735 | 16531.1189 | 2 | 10903.8864 | 10450.8721 | 3 | 0 | 0 | 0 | 0 | 0 | 0 | 7133.1419 | 420.6699 | 63072.2839 | 397.1375 | 791.1083 | 108.3163 | 253.7013 | 0 | 10421.3485 | 117.8002 | 0 | 60011.5247 | 72.31% | 27.69% | 1391.5749 | 321.5267 | 140.824 | 10.6221 | 113.213 | 89.0417 | 227.2961 | 49.3059 | 1937.3648 | 2553.9006 | 37851.343 | 42342.6084 | 193466.3627 | 237609.5353 | 3.391% | 245948.915
OFFICE BUILDINGS #1506 | TERTIARY | OFFICE BUILDINGS | 1408.3382 | 2010 | 0 | 0 | 0 | 0 | 0 | 759.9491 | 17960.6367 | 9055.3578 | 2 | 7067.4395 | 7148.1975 | 2 | 0 | 0 | 0 | 0 | 0 | 0 | 6688.9848 | 406.1682 | 53800.4734 | 338.6106 | 472.057 | 63.0302 | 171.3539 | 0 | 8818.6386 | 98.0886 | 0 | 41994.4254 | 58.94% | 41.06% | 1502.6359 | 259.4044 | 117.0944 | 7.5219 | 68.3898 | 77.2686 | 121.1345 | 29.519 | 1528.6658 | 2182.8726 | 33265.4644 | 36977.0028 | 149567.2845 | 187715.1774 | 3.752% | 195033.3416
OFFICE BUILDINGS #1507 | TERTIARY | OFFICE BUILDINGS | 3141.9624 | 2011 | 0 | 0 | 0 | 0 | 0 | 1664.3241 | 30553.4367 | 20374.3067 | 5 | 22724.9088 | 11685.4035 | 3 | 0 | 0 | 0 | 0 | 0 | 0 | 11264.1743 | 815.9774 | 80517.0293 | 656.1171 | 1534.7788 | 224.649 | 497.5427 | 0 | 22499.6754 | 226.219 | 0 | 87497.508 | 48.85% | 51.15% | 3447.3275 | 488.6533 | 263.6181 | 14.1514 | 190.8168 | 146.1545 | 342.3203 | 81.2304 | 5123.6953 | 4649.5607 | 71020.4616 | 80793.7176 | 285487.7143 | 370145.4017 | 2.269% | 378737.5285
OFFICE BUILDINGS #1508 | TERTIARY | OFFICE BUILDINGS | 2722.2187 | 2022 | 0 | 0 | 0 | 0 | 0 | 1940.2908 | 32248.7462 | 22660.1584 | 3 | 25674.9826 | 12669.4703 | 3 | 0 | 0 | 0 | 0 | 0 | 0 | 17211.2262 | 523.8007 | 113823.1401 | 703.2576 | 1464.3922 | 155.8188 | 429.8915 | 0 | 26434.9411 | 182.2034 | 0 | 87828.9664 | 66.11% | 33.89% | 2713.0892 | 346.9439 | 203.508 | 10.3839 | 124.4202 | 151.7447 | 228.8045 | 54.4989 | 5053.279 | 5180.5347 | 53664.4564 | 63898.2702 | 336272.8486 | 403570.4752 | 8.898% | 442985.7135
OFFICE BUILDINGS #1509 | TERTIARY | OFFICE BUILDINGS | 406.9157 | 2021 | 0 | 0 | 0 | 0 | 0 | 231.8599 | 4597.8807 | 3389.4281 | 1 | 2402.3289 | 2029.5757 | 1 | 0 | 0 | 0 | 0 | 0 | 0 | 1988.8034 | 120.8179 | 15649.46 | 107.3057 | 196.2912 | 20.1908 | 68.3523 | 0 | 2939.4064 | 23.4408 | 0 | 14717.2935 | 88.55% | 11.45% | 421.0644 | 58.3666 | 42.7912 | 1.7782 | 19.755 | 21.1694 | 40.5537 | 9.6437 | 692.5247 | 673.6478 | 11865.917 | 13232.0895 | 46963.6989 | 60833.6242 | 4.565% | 63743.7083
OFFICE BUILDINGS #1510 | TERTIARY | OFFICE BUILDINGS | 1979.8448 | 2006 | 0 | 0 | 0 | 0 | 0 | 858.3772 | 24342.0402 | 9932.4466 | 2 | 13130.438 | 7731.455 | 2 | 0 | 0 | 0 | 0 | 0 | 0 | 6392.8865 | 399.68 | 59714.4743 | 408.9174 | 865.2901 | 89.3105 | 215.6422 | 0 | 11341.1584 | 97.4007 | 0 | 55285.8506 | 74.91% | 25.09% | 1974.1448 | 226.2306 | 214.7016 | 8.5489 | 81.568 | 116.0665 | 180.2017 | 41.164 | 2706.6 | 1953.1931 | 50674.0599 | 55333.8531 | 187622.4114 | 245053.967 | 5.762% | 260036.3822
OFFICE BUILDINGS #1511 | TERTIARY | OFFICE BUILDINGS | 1861.8443 | 2010 | 0 | 0 | 0 | 0 | 0 | 690.5245 | 15948.9916 | 10589.1575 | 2 | 11311.2311 | 7912.443 | 2 | 0 | 0 | 0 | 0 | 0 | 0 | 9713.694 | 369.5158 | 66104.134 | 492.2377 | 936.6991 | 129.1147 | 198.65 | 0 | 12173.443 | 92.7619 | 0 | 51026.5683 | 87.25% | 12.75% | 1805.6278 | 244.1283 | 196.1579 | 7.948 | 78.39 | 85.5296 | 195.4444 | 37.0975 | 2019.5702 | 2479.445 | 39946.8321 | 44445.8474 | 183554.597 | 230410.0452 | 7.832% | 249989.0776
OFFICE BUILDINGS #1512 | TERTIARY | OFFICE BUILDINGS | 353.4544 | 2009 | 0 | 0 | 0 | 0 | 0 | 139.7962 | 3527.0346 | 2469.7007 | 0 | 1888.666 | 1829.5496 | 0 | 0 | 0 | 0 | 0 | 0 | 0 | 1112.4435 | 70.0651 | 12952.5425 | 86.7114 | 140.2824 | 20.3186 | 55.9581 | 0 | 2104.0503 | 20.0585 | 0 | 9489.3056 | 86.2% | 13.8% | 272.879 | 58.3607 | 31.795 | 1.4752 | 20.0101 | 19.7558 | 31.9845 | 10.3357 | 481.3841 | 348.5664 | 9137.7392 | 9967.6898 | 34154.2482 | 44465.7217 | 12.78% | 50979.2986
OFFICE BUILDINGS #1513 | TERTIARY | OFFICE BUILDINGS | 2308.6683 | 2012 | 0 | 0 | 0 | 0 | 0 | 1412.0021 | 24566.9753 | 16616.8608 | 2 | 16391.04 | 12798.4793 | 2 | 0 | 0 | 0 | 0 | 0 | 0 | 12751.1158 | 638.0225 | 83425.2086 | 484.3742 | 1048.6812 | 120.613 | 349.1102 | 0 | 13867.5563 | 146.6819 | 0 | 72481.2034 | 88.78% | 11.22% | 1630.1962 | 415.8519 | 183.9378 | 14.121 | 90.6433 | 104.5625 | 234.2891 | 63.5059 | 2617.6559 | 3773.514 | 52414.4986 | 58805.6684 | 246060.9124 | 306875.3544 | 9.101% | 337598.6093
OFFICE BUILDINGS #1514 | TERTIARY | OFFICE BUILDINGS | 2215.6042 | 2014 | 0 | 0 | 0 | 0 | 0 | 1108.6036 | 23600.9286 | 18175.6602 | 2 | 13887.4119 | 13743.9181 | 3 | 0 | 0 | 0 | 0 | 0 | 0 | 9300.4725 | 497.1674 | 59733.1032 | 488.534 | 819.7047 | 97.4773 | 301.841 | 0 | 19954.3595 | 143.0807 | 0 | 77176.1099 | 82.73% | 17.27% | 1515.7885 | 342.4185 | 237.5113 | 10.9639 | 123.9724 | 94.6237 | 246.4383 | 59.4013 | 3643.9578 | 2728.8698 | 59023.1629 | 65395.9905 | 225291.5423 | 293297.385 | 6.927% | 315127.1887
OFFICE BUILDINGS #1515 | TERTIARY | OFFICE BUILDINGS | 342.4057 | 2022 | 0 | 0 | 0 | 0 | 0 | 206.488 | 5197.0899 | 2583.7739 | 0 | 2866.5056 | 1810.6392 | 0 | 0 | 0 | 0 | 0 | 0 | 0 | 2339.0531 | 65.9838 | 16981.5002 | 107.2426 | 173.4155 | 16.3375 | 40.7194 | 0 | 3223.1118 | 22.174 | 0 | 9624.4315 | 64.84% | 35.16% | 368.1208 | 52.7128 | 35.7991 | 1.597 | 19.5822 | 20.1292 | 33.2583 | 6.5189 | 424.4548 | 582.6944 | 9034.2179 | 10041.3671 | 44115.517 | 54552.9175 | 9.036% | 59971.9022
OFFICE BUILDINGS #1516 | TERTIARY | OFFICE BUILDINGS | 3352.829 | 2017 | 0 | 0 | 0 | 0 | 0 | 1451.7541 | 33106.44 | 25589.2278 | 4 | 17838.6396 | 17722.6079 | 5 | 0 | 0 | 0 | 0 | 0 | 0 | 19739.1081 | 893.5422 | 139263.8688 | 923.9206 | 1840.5309 | 183.0434 | 556.4536 | 0 | 20124.2909 | 216.4842 | 0 | 107024.0266 | 63.15% | 36.85% | 3801.9337 | 589.4777 | 270.8995 | 15.6571 | 173.1416 | 159.57 | 285.7218 | 100.1 | 4759.2196 | 4115.31 | 99860.753 | 108735.2826 | 370499.8393 | 482828.9231 | 8.216% | 526048.5498
OFFICE BUILDINGS #1517 | TERTIARY | OFFICE BUILDINGS | 2434.452 | 2008 | 0 | 0 | 0 | 0 | 0 | 1263.2378 | 25791.1307 | 17145.4726 | 3 | 16730.5041 | 8801.6601 | 3 | 0 | 0 | 0 | 0 | 0 | 0 | 10797.5341 | 577.0297 | 81725.4328 | 690.4504 | 1135.9231 | 147.5993 | 417.1881 | 0 | 11724.8672 | 158.6544 | 0 | 46644.8602 | 56.78% | 43.22% | 2155.4895 | 294.3286 | 247.9584 | 14.4635 | 131.0856 | 118.3036 | 241.644 | 53.3803 | 2419.0542 | 2734.9012 | 61761.4491 | 66915.4045 | 213436.8559 | 282658.011 | 1.829% | 287923.4087
OFFICE BUILDINGS #1518 | TERTIARY | OFFICE BUILDINGS | 3057.1271 | 2012 | 0 | 0 | 0 | 0 | 0 | 1781.1372 | 33333.9736 | 24540.2823 | 4 | 17089.541 | 16125.1294 | 3 | 0 | 0 | 0 | 0 | 0 | 0 | 14574.5535 | 917.8716 | 98455.7276 | 929.7199 | 1497.705 | 162.0814 | 460.3331 | 0 | 19726.8911 | 221.1158 | 0 | 101606.5533 | 66.09% | 33.91% | 2303.4729 | 454.0222 | 273.6211 | 17.953 | 140.5968 | 179.8007 | 271.0232 | 57.8953 | 5091.0271 | 4835.7298 | 62903.0139 | 72829.7708 | 316355.5793 | 392483.5389 | 9.418% | 433290.6845
OFFICE BUILDINGS #1519 | TERTIARY | OFFICE BUILDINGS | 2357.824 | 2020 | 0 | 0 | 0 | 0 | 0 | 1611.0666 | 30050.0166 | 18945.7741 | 4 | 20701.6782 | 15413.5844 | 3 | 0 | 0 | 0 | 0 | 0 | 0 | 10286.9869 | 660.7664 | 80297.4096 | 535.5373 | 1580.3728 | 121.756 | 394.9005 | 0 | 15183.6688 | 117.8171 | 0 | 88994.1863 | 73.03% | 26.97% | 2332.0331 | 339.0238 | 233.9697 | 14.4691 | 97.5034 | 141.8225 | 265.0283 | 44.4859 | 4204.2478 | 3999.5165 | 49926.3767 | 58130.1411 | 272505.2759 | 333255.1011 | 8.007% | 362261.3678
OFFICE BUILDINGS #1520 | TERTIARY | OFFICE BUILDINGS | 747.2135 | 2012 | 0 | 0 | 0 | 0 | 0 | 329.0236 | 8208.0224 | 6030.5287 | 1 | 4139.3657 | 3849.0223 | 1 | 0 | 0 | 0 | 0 | 0 | 0 | 3602.2343 | 169.4952 | 22917.1739 | 237.0145 | 381.9233 | 42.6725 | 89.1203 | 0 | 4672.5907 | 39.3371 | 0 | 19896.7725 | 83.01% | 16.99% | 700.197 | 133.1733 | 82.2883 | 3.7712 | 28.0157 | 27.9374 | 64.9398 | 16.072 | 846.6634 | 1169.1736 | 21263.7019 | 23279.5389 | 70477.6693 | 94715.8546 | 4.46% | 99137.2611
OFFICE BUILDINGS #1521 | TERTIARY | OFFICE BUILDINGS | 2255.3146 | 2006 | 0 | 0 | 0 | 0 | 0 | 952.0581 | 19656.0808 | 11082.77 | 2 | 10198.757 | 7188.7663 | 3 | 0 | 0 | 0 | 0 | 0 | 0 | 8725.0758 | 631.7317 | 66943.1847 | 543.0675 | 773.9183 | 124.887 | 319.3247 | 0 | 16732.7384 | 134.6792 | 0 | 50522.2383 | 78.43% | 21.57% | 2086.1766 | 410.4614 | 238.4311 | 12.6947 | 126.1964 | 94.7904 | 243.6257 | 51.9671 | 2891.9653 | 2030.1853 | 68461.5345 | 73383.6851 | 190402.882 | 265696.4432 | 12.62% | 304067.4108
OFFICE BUILDINGS #1522 | TERTIARY | OFFICE BUILDINGS | 1496.9888 | 2010 | 0 | 0 | 0 | 0 | 0 | 767.7177 | 19243.2802 | 9681.8366 | 2 | 8930.1962 | 7066.2721 | 2 | 0 | 0 | 0 | 0 | 0 | 0 | 6123.1932 | 302.8 | 44261.4747 | 305.4066 | 807.916 | 65.7557 | 207.889 | 0 | 8057.7946 | 77.1744 | 0 | 34223.892 | 62.2% | 37.8% | 1300.7536 | 260.8187 | 140.4474 | 7.1237 | 79.86 | 76.8713 | 140.24 | 44.0657 | 2317.5685 | 2179.529 | 38112.8895 | 42609.987 | 135067.2235 | 179400.0992 | 9.806% | 198905.1752
OFFICE BUILDINGS #1523 | TERTIARY | OFFICE BUILDINGS | 3409.2447 | 2021 | 0 | 0 | 0 | 0 | 0 | 2155.1232 | 51295.1591 | 25718.8059 | 4 | 31126.33 | 22282.7318 | 3 | 0 | 0 | 0 | 0 | 0 | 0 | 14055.9541 | 769.0829 | 164187.408 | 777.3945 | 2079.154 | 161.8863 | 392.4439 | 0 | 27279.3963 | 234.6748 | 0 | 84405.4896 | 82.22% | 17.78% | 3476.5187 | 463.4131 | 347.6165 | 14.385 | 149.5476 | 150.8601 | 316.8304 | 104.1572 | 4603.9254 | 6497.621 | 99165.6575 | 110267.2039 | 410815.8534 | 524650.6902 | 5.265% | 553807.7139
OFFICE BUILDINGS #1524 | TERTIARY | OFFICE BUILDINGS | 2731.3615 | 2008 | 0 | 0 | 0 | 0 | 0 | 1397.9903 | 26247.1642 | 22985.7821 | 3 | 19190.6316 | 11689.4714 | 4 | 0 | 0 | 0 | 0 | 0 | 0 | 9861.1442 | 564.8468 | 82677.0706 | 830.4723 | 1167.5324 | 121.8308 | 282.7798 | 0 | 19008.4877 | 190.7751 | 0 | 69490.9828 | 86.57% | 13.43% | 2155.565 | 312.8223 | 272.0378 | 13.8653 | 110.0362 | 153.0291 | 235.2936 | 58.5374 | 3182.3815 | 2639.9974 | 76314.8779 | 82137.2568 | 249160.0797 | 333729.2679 | 12.13% | 379816.9739
OFFICE BUILDINGS #1525 | TERTIARY | OFFICE BUILDINGS | 3361.2235 | 2007 | 0 | 0 | 0 | 0 | 0 | 1259.6691 | 28434.3994 | 24525.5778 | 5 | 18800.5327 | 11449.5597 | 4 | 0 | 0 | 0 | 0 | 0 | 0 | 11243.9474 | 813.7317 | 117690.4855 | 977.5939 | 1524.6663 | 190.9328 | 467.2197 | 0 | 23491.4696 | 204.2823 | 0 | 85002.5619 | 83.86% | 16.14% | 2777.137 | 414.5556 | 258.2812 | 19.5172 | 164.9158 | 131.583 | 345.6058 | 80.1783 | 4700.0682 | 3823.9598 | 90034.3467 | 98558.3747 | 314867.4297 | 417327.7871 | 8.779% | 457489.9789
OFFICE BUILDINGS #1526 | TERTIARY | OFFICE BUILDINGS | 3027.1055 | 2008 | 0 | 0 | 0 | 0 | 0 | 1575.0613 | 28950.1743 | 21406.8595 | 3 | 17479.3662 | 12887.9326 | 4 | 0 | 0 | 0 | 0 | 0 | 0 | 15086.6089 | 773.886 | 111407.5963 | 618.599 | 1061.4643 | 196.3165 | 474.0071 | 0 | 21405.2549 | 199.0126 | 0 | 70289.8299 | 77.04% | 22.96% | 2290.5249 | 484.9106 | 290.2858 | 17.4338 | 131.9451 | 163.7062 | 311.9746 | 71.3558 | 4028.4222 | 3653.781 | 69282.4278 | 76964.631 | 291431.2655 | 371011.9236 | 5.42% | 392271.3892
OFFICE BUILDINGS #1527 | TERTIARY | OFFICE BUILDINGS | 2642.7552 | 2019 | 0 | 0 | 0 | 0 | 0 | 1803.2777 | 33087.0493 | 20859.0011 | 4 | 19008.5673 | 18167.7705 | 4 | 0 | 0 | 0 | 0 | 0 | 0 | 15533.5375 | 711.2459 | 101747.3312 | 581.7123 | 1309.3366 | 189.6043 | 403.312 | 0 | 21524.3553 | 203.7295 | 0 | 82115.2157 | 76.17% | 23.83% | 2683.3827 | 364.3525 | 199.0818 | 16.0096 | 104.9749 | 162.1375 | 308.2632 | 74.4391 | 4875.3467 | 5066.6919 | 83232.2845 | 93174.3231 | 304361.7336 | 401333.6654 | 6.842% | 430811.8826
OFFICE BUILDINGS #1528 | TERTIARY | OFFICE BUILDINGS | 3219.6514 | 2016 | 0 | 0 | 0 | 0 | 0 | 1925.9655 | 39571.4966 | 24093.7706 | 4 | 25912.1432 | 20586.1863 | 4 | 0 | 0 | 0 | 0 | 0 | 0 | 11926.8889 | 777.0081 | 140085.3607 | 951.4245 | 1264.9775 | 205.3176 | 515.8737 | 0 | 21935.9379 | 215.1836 | 0 | 117699.322 | 75.73% | 24.27% | 2319.0503 | 477.0282 | 263.7951 | 11.966 | 133.981 | 147.1518 | 238.8101 | 74.8247 | 5234.3556 | 4044.8913 | 70561.845 | 79841.0919 | 391966.3783 | 475507.4437 | 3.13% | 490872.7445
OFFICE BUILDINGS #1529 | TERTIARY | OFFICE BUILDINGS | 680.3162 | 2019 | 0 | 0 | 0 | 0 | 0 | 494.4278 | 6945.8407 | 6294.671 | 1 | 4499.2965 | 3427.2863 | 1 | 0 | 0 | 0 | 0 | 0 | 0 | 3635.3721 | 204.5486 | 23515.0264 | 201.8432 | 444.7105 | 44.9341 | 90.0226 | 0 | 4932.5583 | 41.2919 | 0 | 18024.6508 | 63.68% | 36.32% | 603.3612 | 107.1615 | 73.5302 | 2.5458 | 26.3921 | 39.9654 | 74.7234 | 20.0879 | 938.2176 | 1137.5416 | 14464.2077 | 16539.967 | 68801.8481 | 86299.7424 | 11.05% | 97022.8313
OFFICE BUILDINGS #1530 | TERTIARY | OFFICE BUILDINGS | 2239.5845 | 2016 | 0 | 0 | 0 | 0 | 0 | 1323.8363 | 25232.4067 | 16252.7288 | 3 | 12469.2428 | 12530.1687 | 3 | 0 | 0 | 0 | 0 | 0 | 0 | 9151.0235 | 445.0468 | 95240.2053 | 527.3742 | 1162.9074 | 138.9542 | 238.2246 | 0 | 14528.6043 | 157.8139 | 0 | 65926.3185 | 80.73% | 19.27% | 1987.1236 | 385.1834 | 221.6197 | 9.8447 | 83.8932 | 86.4873 | 176.3971 | 54.6239 | 2634.954 | 2927.2518 | 67745.237 | 73307.4429 | 244887.1302 | 320823.6607 | 12.1% | 365001.5282
OFFICE BUILDINGS #1531 | TERTIARY | OFFICE BUILDINGS | 1008.5426 | 2011 | 0 | 0 | 0 | 0 | 0 | 392.1957 | 12496.3015 | 7859.428 | 2 | 6709.0196 | 3575.6491 | 2 | 0 | 0 | 0 | 0 | 0 | 0 | 4385.0943 | 216.3984 | 25983.7603 | 298.2888 | 368.007 | 58.5815 | 157.1316 | 0 | 6429.4918 | 78.0725 | 0 | 30481.9745 | 76.93% | 23.07% | 981.9875 | 177.3333 | 84.2867 | 4.0595 | 59.8817 | 46.4909 | 99.0257 | 23.5462 | 1175.5502 | 1188.0464 | 22301.3412 | 24664.9378 | 95002.8333 | 120537.2188 | 4.872% | 126710.2313
OFFICE BUILDINGS #1532 | TERTIARY | OFFICE BUILDINGS | 1353.5724 | 2006 | 0 | 0 | 0 | 0 | 0 | 655.5826 | 13410.7444 | 6727.7789 | 2 | 8997.0217 | 6723.5334 | 2 | 0 | 0 | 0 | 0 | 0 | 0 | 5496.2249 | 373.6227 | 36787.8241 | 383.3557 | 405.3389 | 77.0951 | 193.6349 | 0 | 7945.9609 | 88.9016 | 0 | 28738.3822 | 52.15% | 47.85% | 1421.531 | 184.7515 | 103.2186 | 5.9628 | 56.6177 | 50.5547 | 130.0643 | 39.9011 | 1423.2652 | 1472.016 | 30727.8472 | 33623.1284 | 112152.3403 | 147254.8605 | 11.51% | 166408.7853
OFFICE BUILDINGS #1533 | TERTIARY | OFFICE BUILDINGS | 2012.7494 | 2007 | 0 | 0 | 0 | 0 | 0 | 875.7404 | 16288.6523 | 10283.5145 | 2 | 11060.3641 | 10387.6017 | 2 | 0 | 0 | 0 | 0 | 0 | 0 | 6846.8723 | 579.7275 | 73338.3142 | 588.2765 | 674.3016 | 110.1279 | 293.9527 | 0 | 9627.7573 | 125.7207 | 0 | 49629.3477 | 55.9% | 44.1% | 2189.5706 | 340.788 | 187.1239 | 8.191 | 119.7583 | 104.8099 | 204.9617 | 58.9834 | 2753.8613 | 2237.5668 | 49487.7158 | 54479.1439 | 184434.7276 | 241233.2148 | 2.378% | 247110.1174
OFFICE BUILDINGS #1534 | TERTIARY | OFFICE BUILDINGS | 898.0517 | 2014 | 0 | 0 | 0 | 0 | 0 | 427.4285 | 11894.782 | 6913.4653 | 1 | 6043.7839 | 5628.481 | 1 | 0 | 0 | 0 | 0 | 0 | 0 | 3304.0499 | 178.0301 | 31353.1924 | 258.6752 | 412.3229 | 41.7697 | 140.8151 | 0 | 7549.0556 | 54.2651 | 0 | 23701.7678 | 87.52% | 12.48% | 699.726 | 153.642 | 63.6007 | 3.4944 | 50.1134 | 38.4949 | 109.4449 | 24.3552 | 1156.4809 | 1111.7197 | 21948.1168 | 24216.3174 | 92251.4876 | 117371.7812 | 3.225% | 121283.7071
OFFICE BUILDINGS #1535 | TERTIARY | OFFICE BUILDINGS | 2515.3756 | 2008 | 0 | 0 | 0 | 0 | 0 | 1384.3938 | 19951.9207 | 17392.5985 | 3 | 11978.7951 | 12649.1868 | 3 | 0 | 0 | 0 | 0 | 0 | 0 | 10655.8265 | 548.4919 | 88621.2496 | 523.9398 | 817.3643 | 111.6954 | 396.3198 | 0 | 19162.2381 | 170.3811 | 0 | 74374.0957 | 82.82% | 17.18% | 2721.5272 | 415.9582 | 239.6369 | 12.9998 | 148.5063 | 114.5656 | 293.7094 | 63.3163 | 2712.2475 | 2800.6498 | 53893.8774 | 59406.7747 | 246399.3924 | 308013.4741 | 2.082% | 314563.9445
OFFICE BUILDINGS #1536 | TERTIARY | OFFICE BUILDINGS | 2314.3203 | 2008 | 0 | 0 | 0 | 0 | 0 | 1156.5846 | 26999.3147 | 14497.4491 | 2 | 10371.0315 | 11557.1871 | 3 | 0 | 0 | 0 | 0 | 0 | 0 | 9574.6564 | 648.6889 | 60854.6021 | 602.1004 | 1026.2737 | 112.4903 | 350.8645 | 0 | 11439.8853 | 114.1663 | 0 | 65552.7168 | 51.71% | 48.29% | 2447.7689 | 260.8817 | 190.043 | 11.8 | 94.395 | 135.5181 | 275.1043 | 53.9509 | 2640.8064 | 2461.3837 | 54828.0676 | 59930.2577 | 204336.7301 | 266796.1422 | 4.65% | 279808.5129
OFFICE BUILDINGS #1537 | TERTIARY | OFFICE BUILDINGS | 614.5435 | 2019 | 0 | 0 | 0 | 0 | 0 | 346.3262 | 7329.8645 | 4176.4852 | 1 | 5432.9416 | 3127.1457 | 1 | 0 | 0 | 0 | 0 | 0 | 0 | 2941.9231 | 149.4408 | 22937.667 | 158.8916 | 320.9167 | 32.0335 | 85.28 | 0 | 4593.0762 | 45.0218 | 0 | 20404.4996 | 70.95% | 29.05% | 685.4608 | 74.316 | 64.0499 | 2.8932 | 36.2712 | 34.1057 | 64.1028 | 18.8379 | 1026.9515 | 760.7006 | 19380.7511 | 21168.4032 | 70063.224 | 91863.6402 | 0.8951% | 92693.3193
OFFICE BUILDINGS #1538 | TERTIARY | OFFICE BUILDINGS | 2767.6247 | 2012 | 0 | 0 | 0 | 0 | 0 | 1458.9448 | 29603.4981 | 16091.0076 | 4 | 20186.5807 | 13689.0506 | 3 | 0 | 0 | 0 | 0 | 0 | 0 | 11540.8049 | 532.2716 | 101439.9683 | 865.3181 | 1558.2969 | 160.4169 | 321.6942 | 0 | 22873.8773 | 159.527 | 0 | 76460.0988 | 59.21% | 40.79% | 2954.0091 | 468.9535 | 218.8661 | 15.9275 | 167.3094 | 121.6988 | 240.4139 | 53.6636 | 3819.5112 | 3942.8917 | 58427.3203 | 66189.7232 | 289506.3792 | 358531.9908 | 4.162% | 374101.2293
OFFICE BUILDINGS #1539 | TERTIARY | OFFICE BUILDINGS | 2095.4037 | 2015 | 0 | 0 | 0 | 0 | 0 | 1344.3519 | 24812.3345 | 12839.8487 | 2 | 11122.4281 | 10778.3018 | 2 | 0 | 0 | 0 | 0 | 0 | 0 | 12247.1142 | 561.3404 | 73239.0924 | 457.0553 | 859.8311 | 136.4745 | 223.1391 | 0 | 19116.9472 | 108.1999 | 0 | 58878.2957 | 74.61% | 25.39% | 1775.723 | 301.7824 | 142.744 | 8.476 | 96.3904 | 96.6794 | 198.408 | 51.6543 | 2393.2595 | 2773.8173 | 58088.4334 | 63255.5102 | 219211.0911 | 284451.5971 | 4.529% | 297946.3889
OFFICE BUILDINGS #1540 | TERTIARY | OFFICE BUILDINGS | 2872.7892 | 2016 | 0 | 0 | 0 | 0 | 0 | 1221.2692 | 34083.9486 | 18311.377 | 3 | 17164.7963 | 11816.5016 | 4 | 0 | 0 | 0 | 0 | 0 | 0 | 10776.9675 | 654.6012 | 105025.4063 | 820.3469 | 1268.7054 | 130.735 | 450.3601 | 0 | 17704.5181 | 224.5872 | 0 | 65306.2652 | 62.24% | 37.76% | 2661.6869 | 475.9011 | 313.2861 | 12.3208 | 139.2157 | 165.6992 | 285.4451 | 53.755 | 5141.7924 | 3232.4727 | 57258.8508 | 65633.1159 | 276699.4489 | 344929.7078 | 6.116% | 367400.7163
OFFICE BUILDINGS #1541 | TERTIARY | OFFICE BUILDINGS | 609.9836 | 2017 | 0 | 0 | 0 | 0 | 0 | 391.0606 | 6353.8025 | 6077.0823 | 1 | 4330.7377 | 2634.5765 | 1 | 0 | 0 | 0 | 0 | 0 | 0 | 3561.0886 | 185.6554 | 24222.6225 | 160.9422 | 247.89 | 42.981 | 74.9554 | 0 | 4107.6173 | 38.1888 | 0 | 14570.9685 | 90.49% | 9.508% | 497.6878 | 92.3362 | 64.7655 | 3.5061 | 36.22 | 35.5358 | 53.7376 | 16.7571 | 884.879 | 785.1751 | 16496.1374 | 18166.1915 | 63109.8897 | 81924.8962 | 7.349% | 88422.8482
OFFICE BUILDINGS #1542 | TERTIARY | OFFICE BUILDINGS | 788.7386 | 2013 | 0 | 0 | 0 | 0 | 0 | 422.1563 | 10985.498 | 7232.4515 | 1 | 6397.2565 | 4797.0089 | 1 | 0 | 0 | 0 | 0 | 0 | 0 | 3859.4898 | 163.7518 | 26145.8849 | 163.3645 | 331.2675 | 55.5989 | 125.8926 | 0 | 5263.2127 | 59.9723 | 0 | 17341.1343 | 85.07% | 14.93% | 800.2981 | 108.1663 | 63.485 | 3.9971 | 29.7857 | 39.6558 | 95.6111 | 15.3851 | 1274.6204 | 1319.1911 | 21029.2672 | 23623.0787 | 78019.6037 | 102607.3553 | 7.321% | 110712.9749
OFFICE BUILDINGS #1543 | TERTIARY | OFFICE BUILDINGS | 1008.2088 | 2007 | 0 | 0 | 0 | 0 | 0 | 526.1737 | 11955.5819 | 7752.1164 | 1 | 7043.9897 | 5171.107 | 1 | 0 | 0 | 0 | 0 | 0 | 0 | 3144.7504 | 305.949 | 36109.3431 | 293.9052 | 410.4045 | 66.6048 | 162.7698 | 0 | 6692.8207 | 49.6485 | 0 | 21573.9126 | 72.04% | 27.96% | 1126.5611 | 152.2256 | 86.3943 | 4.5311 | 47.0623 | 55.6753 | 115.5862 | 22.935 | 1256.1623 | 1122.4412 | 24840.1265 | 27218.73 | 95595.3223 | 124021.6364 | 11.63% | 140339.694
OFFICE BUILDINGS #1544 | TERTIARY | OFFICE BUILDINGS | 1162.2109 | 2018 | 0 | 0 | 0 | 0 | 0 | 774.266 | 12720.72 | 11249.5393 | 1 | 9331.8137 | 7269.7072 | 1 | 0 | 0 | 0 | 0 | 0 | 0 | 5805.659 | 306.0391 | 54386.4925 | 367.9387 | 752.7787 | 77.8832 | 127.4974 | 0 | 11101.6389 | 64.4157 | 0 | 44414.1877 | 84.91% | 15.09% | 885.8027 | 135.747 | 117.6372 | 4.9827 | 52.6166 | 64.4585 | 122.2689 | 28.8254 | 1434.1087 | 2204.4714 | 34042.1621 | 37680.7422 | 151654.2878 | 190841.5485 | 10.62% | 213507.1764
OFFICE BUILDINGS #1545 | TERTIARY | OFFICE BUILDINGS | 902.9942 | 2015 | 0 | 0 | 0 | 0 | 0 | 579.1169 | 13712.2133 | 8470.0851 | 1 | 6030.7048 | 5159.2194 | 1 | 0 | 0 | 0 | 0 | 0 | 0 | 4980.5755 | 236.683 | 38594.0435 | 179.4574 | 394.0028 | 44.7593 | 154.4088 | 0 | 5884.7116 | 63.5752 | 0 | 30550.0479 | 83.51% | 16.49% | 811.3192 | 135.9124 | 79.7038 | 3.7471 | 42.9821 | 40.4923 | 77.9219 | 24.0922 | 993.0279 | 1201.9811 | 20875.9082 | 23070.9172 | 109032.1473 | 133022.7796 | 8.602% | 145542.6552
OFFICE BUILDINGS #1546 | TERTIARY | OFFICE BUILDINGS | 1391.8125 | 2022 | 0 | 0 | 0 | 0 | 0 | 1044.2124 | 21293.9882 | 9877.7686 | 2 | 13213.0408 | 8250.0781 | 2 | 0 | 0 | 0 | 0 | 0 | 0 | 6180.7036 | 267.2967 | 68447.4948 | 369.0788 | 686.2731 | 81.6336 | 215.758 | 0 | 12243.1476 | 80.7035 | 0 | 40893.1673 | 66.94% | 33.06% | 1529.5559 | 245.0094 | 145.6854 | 8.0426 | 60.8601 | 76.8033 | 126.3363 | 39.723 | 1729.7472 | 2664.3555 | 29453.1551 | 33847.2577 | 179106.4185 | 215135.0871 | 5.347% | 227287.7671
OFFICE BUILDINGS #1547 | TERTIARY | OFFICE BUILDINGS | 2510.321 | 2012 | 0 | 0 | 0 | 0 | 0 | 1430.9049 | 31426.8628 | 14638.8535 | 4 | 17206.5537 | 10428.2427 | 4 | 0 | 0 | 0 | 0 | 0 | 0 | 11529.6238 | 700.9712 | 86612.2724 | 713.8005 | 1084.5944 | 142.037 | 302.4014 | 0 | 19132.8543 | 142.1318 | 0 | 65256.0935 | 76.45% | 23.55% | 1722.6916 | 353.6514 | 212.4481 | 11.5329 | 148.6314 | 92.8843 | 236.8352 | 53.1882 | 3515.7834 | 3333.7704 | 68083.5896 | 74933.1434 | 256168.0908 | 334541.531 | 3.65% | 347214.8448
OFFICE BUILDINGS #1548 | TERTIARY | OFFICE BUILDINGS | 1876.5728 | 2016 | 0 | 0 | 0 | 0 | 0 | 913.7333 | 22624.8048 | 15005.064 | 2 | 13219.1936 | 10505.8073 | 3 | 0 | 0 | 0 | 0 | 0 | 0 | 9763.8805 | 354.4526 | 79871.8982 | 439.7224 | 861.4695 | 112.5809 | 310.7102 | 0 | 12723.6475 | 106.769 | 0 | 47808.422 | 89.54% | 10.46% | 1663.4714 | 282.9514 | 189.778 | 7.3174 | 77.8919 | 96.9716 | 178.2568 | 40.725 | 2454.3203 | 2731.0167 | 48936.4391 | 54121.7761 | 204845.6661 | 261086.1666 | 6.105% | 278061.1833
OFFICE BUILDINGS #1549 | TERTIARY | OFFICE BUILDINGS | 2354.5208 | 2021 | 0 | 0 | 0 | 0 | 0 | 1582.5165 | 38007.4928 | 16356.1694 | 3 | 22288.6107 | 16146.0265 | 3 | 0 | 0 | 0 | 0 | 0 | 0 | 12318.4768 | 707.0178 | 74216.2682 | 543.5485 | 1464.2705 | 114.2271 | 330.3102 | 0 | 22355.0423 | 178.5099 | 0 | 72415.7049 | 73.72% | 26.28% | 1690.8498 | 418.7409 | 214.6876 | 11.6486 | 139.1874 | 98.9732 | 275.9851 | 43.7598 | 3657.4763 | 4673.0561 | 57732.3914 | 66062.9238 | 269464.2294 | 339180.8375 | 11.86% | 384805.0975
OFFICE BUILDINGS #1550 | TERTIARY | OFFICE BUILDINGS | 1311.6852 | 2009 | 0 | 0 | 0 | 0 | 0 | 724.8406 | 11013.8051 | 8498.7416 | 2 | 9064.6441 | 6736.3758 | 2 | 0 | 0 | 0 | 0 | 0 | 0 | 4985.3071 | 255.289 | 36153.0055 | 381.8654 | 502.8787 | 57.4574 | 178.7838 | 0 | 8797.3931 | 100.4836 | 0 | 32766.2569 | 83.94% | 16.06% | 946.2441 | 153.7489 | 100.8988 | 6.026 | 79.9854 | 55.8976 | 151.4195 | 27.6856 | 1642.7329 | 1654.8975 | 35393.3121 | 38690.9424 | 114298.3896 | 154539.1799 | 8.406% | 168721.2596
OFFICE BUILDINGS #1551 | TERTIARY | OFFICE BUILDINGS | 2521.4873 | 2016 | 0 | 0 | 0 | 0 | 0 | 1063.5483 | 30769.8378 | 18529.9409 | 2 | 15955.7182 | 13846.5998 | 3 | 0 | 0 | 0 | 0 | 0 | 0 | 13351.113 | 580.3701 | 79984.9937 | 669.1899 | 1459.5018 | 160.9488 | 369.12 | 0 | 18566.8896 | 154.054 | 0 | 57567.5818 | 75.77% | 24.23% | 2150.9584 | 392.6975 | 265.8063 | 14.021 | 141.8608 | 128.8859 | 246.2329 | 49.7367 | 3657.9723 | 2815.2358 | 81153.2509 | 87626.4591 | 239596.5618 | 330217.8303 | 6.814% | 354365.9844
OFFICE BUILDINGS #1552 | TERTIARY | OFFICE BUILDINGS | 3216.0976 | 2008 | 0 | 0 | 0 | 0 | 0 | 1632.1424 | 36562.2368 | 26779.2239 | 3 | 21600.939 | 15839.8032 | 3 | 0 | 0 | 0 | 0 | 0 | 0 | 12404.2451 | 760.2538 | 119221.4434 | 771.9661 | 1250.5582 | 227.0528 | 399.625 | 0 | 23414.0478 | 183.6625 | 0 | 75990.6161 | 65.09% | 34.91% | 3140.4502 | 445.3747 | 332.0669 | 14.4699 | 119.4999 | 196.3813 | 300.5331 | 92.2262 | 3699.7981 | 3046.8282 | 89027.0011 | 95773.6274 | 316508.1461 | 414895.2481 | 7.648% | 449255.2
OFFICE BUILDINGS #1553 | TERTIARY | OFFICE BUILDINGS | 2164.8759 | 2010 | 0 | 0 | 0 | 0 | 0 | 1019.9004 | 18888.4768 | 13964.3749 | 3 | 15397.6496 | 8584.7923 | 2 | 0 | 0 | 0 | 0 | 0 | 0 | 9598.1091 | 478.8559 | 73968.9642 | 673.4212 | 1045.593 | 94.4816 | 260.2825 | 0 | 12527.9745 | 149.9261 | 0 | 67817.324 | 65.4% | 34.6% | 2134.3215 | 314.1765 | 223.5918 | 10.9003 | 80.0379 | 94.5482 | 241.4991 | 47.8934 | 3020.313 | 2721.7774 | 50053.9661 | 55796.0564 | 218630.2011 | 276639.4147 | 1.078% | 279652.6942
OFFICE BUILDINGS #1554 | TERTIARY | OFFICE BUILDINGS | 1389.6869 | 2019 | 0 | 0 | 0 | 0 | 0 | 867.1111 | 22037.6934 | 13474.5117 | 2 | 12551.0863 | 8996.5788 | 1 | 0 | 0 | 0 | 0 | 0 | 0 | 8085.2867 | 289.5192 | 50503.7755 | 305.6207 | 633.1623 | 79.159 | 196.9659 | 0 | 11257.9693 | 85.0993 | 0 | 43036.7225 | 89.18% | 10.82% | 1522.8307 | 254.3572 | 142.8839 | 6.2958 | 83.2648 | 71.0369 | 144.6208 | 29.8632 | 2669.1831 | 2549.1845 | 38265.2998 | 43483.6674 | 163812.7751 | 209117.4345 | 3.601% | 216929.0104
OFFICE BUILDINGS #1555 | TERTIARY | OFFICE BUILDINGS | 1218.2687 | 2010 | 0 | 0 | 0 | 0 | 0 | 566.6159 | 13315.511 | 10897.5451 | 2 | 8224.903 | 5364.0637 | 2 | 0 | 0 | 0 | 0 | 0 | 0 | 4098.9741 | 286.0689 | 40158.8126 | 240.6266 | 588.2217 | 63.0536 | 201.6737 | 0 | 9902.4556 | 90.8462 | 0 | 35881.1752 | 61.48% | 38.52% | 1350.9483 | 187.9431 | 128.8787 | 4.7611 | 74.1944 | 58.5702 | 127.9864 | 37.1967 | 1880.7984 | 1943.2828 | 36232.266 | 40056.3472 | 123843.551 | 165285.3871 | 9.463% | 182560.9986
OFFICE BUILDINGS #1556 | TERTIARY | OFFICE BUILDINGS | 1129.0924 | 2013 | 0 | 0 | 0 | 0 | 0 | 505.124 | 15582.0017 | 8279.5581 | 2 | 6441.8824 | 6421.7692 | 1 | 0 | 0 | 0 | 0 | 0 | 0 | 4911.5227 | 235.2861 | 44090.0398 | 322.7951 | 523.792 | 51.8477 | 133.6129 | 0 | 9400.2247 | 61.4841 | 0 | 34581.3606 | 65.71% | 34.29% | 967.8244 | 150.993 | 113.4111 | 4.3309 | 49.0828 | 60.7667 | 118.8961 | 34.6836 | 1269.437 | 1830.2561 | 33715.4179 | 36815.111 | 126449.2251 | 164556.5285 | 11.11% | 185127.282
OFFICE BUILDINGS #1557 | TERTIARY | OFFICE BUILDINGS | 2145.1858 | 2006 | 0 | 0 | 0 | 0 | 0 | 861.0205 | 20644.7052 | 14446.4162 | 2 | 13536.4552 | 10513.8034 | 3 | 0 | 0 | 0 | 0 | 0 | 0 | 8694.7749 | 484.8719 | 55189.0933 | 646.7824 | 651.2244 | 137.6204 | 348.7724 | 0 | 14291.6928 | 167.1246 | 0 | 55404.9586 | 59.3% | 40.7% | 1751.2958 | 381.1553 | 220.9681 | 10.3493 | 95.9215 | 129.8402 | 171.6474 | 43.9559 | 2206.9213 | 3021.2109 | 49798.2194 | 55026.3515 | 185424.411 | 242543.3827 | 9.194% | 267099.6069
OFFICE BUILDINGS #1558 | TERTIARY | OFFICE BUILDINGS | 3422.2668 | 2021 | 0 | 0 | 0 | 0 | 0 | 2600.2628 | 35813.9707 | 25812.3556 | 3 | 30375.9968 | 19394.3139 | 4 | 0 | 0 | 0 | 0 | 0 | 0 | 20140.0622 | 684.4279 | 123042.7228 | 1083.1574 | 1944.0646 | 204.7049 | 410.584 | 0 | 34376.659 | 250.6929 | 0 | 122510.5293 | 81.11% | 18.89% | 3692.6267 | 609.2898 | 369.8366 | 18.9225 | 158.3614 | 169.9412 | 255.4824 | 66.9615 | 5513.245 | 6600.2204 | 80226.6646 | 92340.13 | 407984.6354 | 505963.8275 | 11.07% | 568934.533
OFFICE BUILDINGS #1559 | TERTIARY | OFFICE BUILDINGS | 470.6733 | 2016 | 0 | 0 | 0 | 0 | 0 | 272.59 | 5403.8608 | 4214.0347 | 1 | 2566.0353 | 1908.471 | 1 | 0 | 0 | 0 | 0 | 0 | 0 | 2533.7603 | 106.9972 | 14669.0287 | 131.2267 | 246.9659 | 21.9409 | 69.9945 | 0 | 4006.4773 | 26.6291 | 0 | 13476.6966 | 87.63% | 12.37% | 523.4638 | 57.824 | 37.9208 | 2.7599 | 23.4995 | 23.21 | 38.6284 | 11.2663 | 852.6316 | 750.6609 | 14927.0202 | 16530.3127 | 47678.2734 | 64837.7581 | 7.687% | 70236.6966
OFFICE BUILDINGS #1560 | TERTIARY | OFFICE BUILDINGS | 3363.1148 | 2008 | 0 | 0 | 0 | 0 | 0 | 1478.0671 | 28435.497 | 18435.3419 | 4 | 21704.6969 | 17639.362 | 4 | 0 | 0 | 0 | 0 | 0 | 0 | 15988.8436 | 925.704 | 91036.3038 | 1027.2493 | 1280.9598 | 162.0782 | 388.6169 | 0 | 25861.1381 | 158.911 | 0 | 78934.7394 | 72.45% | 27.55% | 3594.4696 | 602.5033 | 311.8244 | 19.1338 | 195.9698 | 165.8796 | 409.5286 | 77.2314 | 4485.2892 | 3243.4485 | 88679.6151 | 96408.3528 | 290162.6268 | 390467.3552 | 3.164% | 403225.7484
OFFICE BUILDINGS #1561 | TERTIARY | OFFICE BUILDINGS | 904.2015 | 2007 | 0 | 0 | 0 | 0 | 0 | 453.697 | 8350.6593 | 7427.6542 | 1 | 3828.6429 | 3436.2225 | 1 | 0 | 0 | 0 | 0 | 0 | 0 | 4361.997 | 176.8612 | 27526.2112 | 195.7066 | 335.3934 | 62.7703 | 138.1087 | 0 | 5206.4298 | 45.5547 | 0 | 23170.0997 | 82.59% | 17.41% | 927.2301 | 159.9745 | 67.9003 | 3.8404 | 37.258 | 38.0752 | 100.7066 | 22.1795 | 1159.7889 | 1253.4249 | 25668.2061 | 28081.4199 | 80289.3014 | 109190.3784 | 7.266% | 117745.4571
OFFICE BUILDINGS #1562 | TERTIARY | OFFICE BUILDINGS | 1820.1095 | 2006 | 0 | 0 | 0 | 0 | 0 | 951.5775 | 21014.6292 | 9524.3224 | 3 | 12094.1576 | 5830.256 | 3 | 0 | 0 | 0 | 0 | 0 | 0 | 7133.3327 | 409.3271 | 55495.553 | 427.2251 | 843.7635 | 121.3597 | 264.5384 | 0 | 13243.9952 | 111.6666 | 0 | 40473.3692 | 62.54% | 37.46% | 1592.6222 | 243.9416 | 130.7167 | 9.2959 | 71.442 | 109.5334 | 178.4346 | 38.2517 | 1621.7018 | 1938.4396 | 43982.5415 | 47542.6829 | 164298.0294 | 213504.5066 | 6.958% | 229471.5652
OFFICE BUILDINGS #1563 | TERTIARY | OFFICE BUILDINGS | 2016.3958 | 2006 | 0 | 0 | 0 | 0 | 0 | 945.1554 | 17136.0239 | 13024.3213 | 2 | 11267.0519 | 8990.4775 | 2 | 0 | 0 | 0 | 0 | 0 | 0 | 9682.2771 | 581.168 | 70110.2587 | 475.4753 | 706.0904 | 96.2757 | 232.5145 | 0 | 9719.8154 | 136.7699 | 0 | 52491.2741 | 59.55% | 40.45% | 1668.4253 | 302.7957 | 188.8116 | 11.7221 | 81.0925 | 82.7884 | 204.2614 | 50.9603 | 1769.1453 | 1810.1966 | 60145.9671 | 63725.309 | 186869.4342 | 252928.3441 | 11.8% | 286765.7055
OFFICE BUILDINGS #1564 | TERTIARY | OFFICE BUILDINGS | 446.5132 | 2012 | 0 | 0 | 0 | 0 | 0 | 235.4458 | 5332.4063 | 3900.9999 | 1 | 2794.8278 | 2500.2812 | 1 | 0 | 0 | 0 | 0 | 0 | 0 | 2209.2225 | 121.7373 | 13245.6763 | 116.9833 | 219.8785 | 25.1884 | 66.3599 | 0 | 2414.9443 | 27.0241 | 0 | 9056.5798 | 82.09% | 17.91% | 313.8086 | 69.8798 | 48.2526 | 2.1349 | 23.0175 | 27.4283 | 38.0157 | 11.4456 | 479.9334 | 547.6089 | 10906.5017 | 11934.044 | 38800.7721 | 51151.4089 | 6.142% | 54498.9099
OFFICE BUILDINGS #1565 | TERTIARY | OFFICE BUILDINGS | 651.5157 | 2016 | 0 | 0 | 0 | 0 | 0 | 435.8671 | 9208.3638 | 5665.1188 | 1 | 4606.4653 | 3787.707 | 1 | 0 | 0 | 0 | 0 | 0 | 0 | 2775.5297 | 190.5375 | 24471.2335 | 183.1478 | 366.8343 | 38.3406 | 69.1149 | 0 | 3882.3143 | 36.6672 | 0 | 17938.657 | 81.21% | 18.79% | 539.1617 | 104.9476 | 61.8503 | 2.9566 | 27.4041 | 27.789 | 68.1264 | 18.4194 | 807.575 | 1091.8496 | 19300.4488 | 21199.8734 | 69649.7087 | 91597.9484 | 4.295% | 95708.7152
OFFICE BUILDINGS #1566 | TERTIARY | OFFICE BUILDINGS | 2908.1652 | 2007 | 0 | 0 | 0 | 0 | 0 | 1548.5855 | 24685.5126 | 22986.6088 | 4 | 19261.7087 | 14482.3042 | 3 | 0 | 0 | 0 | 0 | 0 | 0 | 11063.0588 | 749.8656 | 68935.418 | 750.8702 | 937.7823 | 183.2785 | 452.9094 | 0 | 17762.2122 | 192.6932 | 0 | 85463.1782 | 77.4% | 22.6% | 2302.2288 | 373.9145 | 221.4767 | 16.4025 | 165.7291 | 150.0618 | 311.0921 | 88.6686 | 2696.5824 | 3516.0985 | 77573.3871 | 83786.068 | 251310.0281 | 338568.8429 | 6.447% | 361900.3611
OFFICE BUILDINGS #1567 | TERTIARY | OFFICE BUILDINGS | 1948.3964 | 2015 | 0 | 0 | 0 | 0 | 0 | 1204.3064 | 26970.6401 | 15453.0156 | 2 | 15457.4103 | 12163.8175 | 2 | 0 | 0 | 0 | 0 | 0 | 0 | 10537.0842 | 506.9772 | 60028.5871 | 381.0938 | 1139.7266 | 102.7396 | 285.569 | 0 | 11388.6365 | 133.8855 | 0 | 65966.8387 | 79.94% | 20.06% | 1364.9897 | 317.3774 | 145.4037 | 8.0887 | 113.7268 | 115.3952 | 209.6679 | 50.588 | 2690.1758 | 2557.8565 | 38613.0097 | 43861.042 | 209962.0913 | 255845.7677 | 9.392% | 282366.5543
OFFICE BUILDINGS #1568 | TERTIARY | OFFICE BUILDINGS | 3211.8232 | 2009 | 0 | 0 | 0 | 0 | 0 | 1333.0473 | 31978.8448 | 21909.3102 | 4 | 15305.1143 | 11800.3479 | 4 | 0 | 0 | 0 | 0 | 0 | 0 | 10558.9139 | 622.933 | 85879.5105 | 867.4105 | 1264.884 | 214.0042 | 527.8181 | 0 | 18386.1458 | 229.988 | 0 | 95822.5324 | 63.16% | 36.84% | 3484.9027 | 542.2756 | 266.2448 | 17.9109 | 150.3352 | 164.6075 | 250.8321 | 85.9071 | 3522.9033 | 4684.5803 | 88602.4882 | 96809.9718 | 285787.2527 | 386039.0839 | 2.905% | 397589.1797
OFFICE BUILDINGS #1569 | TERTIARY | OFFICE BUILDINGS | 770.3142 | 2020 | 0 | 0 | 0 | 0 | 0 | 495.3739 | 12464.7946 | 6113.3501 | 1 | 5078.1061 | 3875.1401 | 1 | 0 | 0 | 0 | 0 | 0 | 0 | 3824.2176 | 178.1418 | 31710.4921 | 228.1527 | 315.872 | 47.0031 | 116.297 | 0 | 7820.0004 | 58.5924 | 0 | 18938.1544 | 80.32% | 19.68% | 553.6845 | 120.0522 | 78.1911 | 3.1969 | 31.434 | 41.2997 | 78.7339 | 18.5094 | 1042.1893 | 1479.4278 | 19056.6483 | 21578.2654 | 88325.2085 | 110854.0917 | 8.277% | 120857.6919
OFFICE BUILDINGS #1570 | TERTIARY | OFFICE BUILDINGS | 1987.8522 | 2017 | 0 | 0 | 0 | 0 | 0 | 1369.019 | 27021.718 | 19793.0379 | 2 | 12206.4424 | 8454.935 | 3 | 0 | 0 | 0 | 0 | 0 | 0 | 11036.0142 | 558.8412 | 66487.1609 | 570.4925 | 1077.0807 | 131.6877 | 230.0177 | 0 | 12834.0427 | 143.5244 | 0 | 61378.0677 | 85.5% | 14.5% | 2176.6452 | 283.1057 | 189.3302 | 9.2767 | 120.5077 | 121.8877 | 200.6153 | 40.2512 | 3682.8358 | 2742.7553 | 55115.8736 | 61541.4647 | 211867.4383 | 275352.279 | 10.31% | 307006.0281
OFFICE BUILDINGS #1571 | TERTIARY | OFFICE BUILDINGS | 742.0214 | 2019 | 0 | 0 | 0 | 0 | 0 | 388.7674 | 7992.2623 | 7539.2779 | 1 | 4697.5519 | 5006.2999 | 1 | 0 | 0 | 0 | 0 | 0 | 0 | 3660.6219 | 165.6755 | 27386.7829 | 221.6983 | 418.9618 | 41.2981 | 88.6928 | 0 | 4805.394 | 50.966 | 0 | 24184.2694 | 69.41% | 30.59% | 622.0373 | 98.3907 | 57.0153 | 2.93 | 34.3636 | 29.1275 | 79.3755 | 20.8001 | 1027.5764 | 1396.9563 | 22706.3655 | 25130.8982 | 80591.4245 | 106516.9161 | 12.58% | 121849.8594
OFFICE BUILDINGS #1572 | TERTIARY | OFFICE BUILDINGS | 2824.9079 | 2014 | 0 | 0 | 0 | 0 | 0 | 1765.3555 | 35114.63 | 17675.8753 | 4 | 14716.8944 | 14974.2825 | 4 | 0 | 0 | 0 | 0 | 0 | 0 | 13850.4807 | 725.9512 | 120163.6998 | 734.0385 | 1294.323 | 160.2355 | 357.3831 | 0 | 17091.4112 | 216.1844 | 0 | 94336.6231 | 78.27% | 21.73% | 2336.7932 | 436.5645 | 258.5871 | 14.5369 | 150.5779 | 132.1275 | 332.7407 | 75.7189 | 4297.067 | 3033.0806 | 69477.5638 | 76807.7114 | 324677.4745 | 405038.2629 | 7.448% | 437632.6219
OFFICE BUILDINGS #1573 | TERTIARY | OFFICE BUILDINGS | 1121.9516 | 2020 | 0 | 0 | 0 | 0 | 0 | 790.8031 | 14767.1907 | 9936.3967 | 1 | 9863.7314 | 5261.6544 | 1 | 0 | 0 | 0 | 0 | 0 | 0 | 4657.6659 | 243.1423 | 39683.2858 | 319.0892 | 684.4502 | 76.4659 | 183.4297 | 0 | 8512.9082 | 59.3242 | 0 | 39757.6673 | 70.48% | 29.52% | 941.6555 | 124.6529 | 91.0147 | 4.1782 | 59.7728 | 64.4586 | 95.8344 | 25.8928 | 1956.0866 | 2067.467 | 32733.6528 | 36757.2064 | 130038.2553 | 167900.1629 | 4.958% | 176658.3874
OFFICE BUILDINGS #1574 | TERTIARY | OFFICE BUILDINGS | 956.7851 | 2018 | 0 | 0 | 0 | 0 | 0 | 666.8042 | 10778.9649 | 7502.4146 | 1 | 7800.7222 | 6028.9268 | 1 | 0 | 0 | 0 | 0 | 0 | 0 | 4690.193 | 283.1351 | 36564.7552 | 217.2649 | 375.9836 | 49.1955 | 151.8141 | 0 | 8264.8597 | 50.7009 | 0 | 24801.6237 | 63.57% | 36.43% | 949.6615 | 171.2246 | 84.4238 | 3.9186 | 41.6601 | 48.8906 | 79.6894 | 28.2344 | 1125.6467 | 1385.3898 | 20237.5848 | 22748.6213 | 102735.7748 | 126873.0483 | 1.264% | 128496.6978
OFFICE BUILDINGS #1575 | TERTIARY | OFFICE BUILDINGS | 2685.8111 | 2022 | 0 | 0 | 0 | 0 | 0 | 1664.1901 | 46762.9432 | 28520.9752 | 3 | 17797.3499 | 13474.37 | 3 | 0 | 0 | 0 | 0 | 0 | 0 | 16533.9502 | 570.039 | 90897.7058 | 523.3167 | 1269.4113 | 175.6237 | 296.4733 | 0 | 25088.3663 | 136.1934 | 0 | 92916.4161 | 92.03% | 7.969% | 2279.673 | 444.7999 | 224.9967 | 12.6676 | 157.9438 | 109.5476 | 223.3042 | 56.5496 | 5411.5746 | 3960.4251 | 73830.586 | 83202.5857 | 321299.9708 | 408200.1962 | 3.953% | 425000.8907
OFFICE BUILDINGS #1576 | TERTIARY | OFFICE BUILDINGS | 1696.0216 | 2008 | 0 | 0 | 0 | 0 | 0 | 972.3828 | 14615.8735 | 11468.4479 | 2 | 10404.3307 | 8891.1242 | 2 | 0 | 0 | 0 | 0 | 0 | 0 | 7585.0642 | 451.1964 | 57250.4828 | 535.6998 | 706.9848 | 97.4041 | 266.4959 | 0 | 13434.2181 | 118.2752 | 0 | 40103.2808 | 72.81% | 27.19% | 1282.4662 | 224.7299 | 156.1486 | 7.4262 | 85.7671 | 79.0258 | 200.3977 | 38.7672 | 2120.1473 | 2044.0948 | 40247.9887 | 44412.2308 | 158791.0237 | 205195.9409 | 3.791% | 213281.4448
OFFICE BUILDINGS #1577 | TERTIARY | OFFICE BUILDINGS | 2518.2189 | 2021 | 0 | 0 | 0 | 0 | 0 | 1907.7354 | 37080.7242 | 21122.104 | 2 | 18658.3451 | 11403.0129 | 2 | 0 | 0 | 0 | 0 | 0 | 0 | 13628.7122 | 488.0329 | 119160.3638 | 756.9453 | 1552.1783 | 127.8015 | 291.7754 | 0 | 20330.4692 | 134.1487 | 0 | 84277.0142 | 75% | 25% | 2524.9545 | 351.9681 | 248.6109 | 13.1604 | 115.2552 | 147.5142 | 225.1961 | 73.2506 | 3941.0143 | 3904.3243 | 54628.9492 | 62474.2878 | 322689.0773 | 388045.4149 | 10.32% | 432679.4919
OFFICE BUILDINGS #1578 | TERTIARY | OFFICE BUILDINGS | 1168.7274 | 2011 | 0 | 0 | 0 | 0 | 0 | 620.054 | 10060.1145 | 8501.6483 | 1 | 8270.4596 | 4421.7263 | 1 | 0 | 0 | 0 | 0 | 0 | 0 | 5610.5695 | 307.5141 | 37903.8844 | 256.5545 | 597.3913 | 54.2 | 178.1943 | 0 | 7462.4934 | 84.44 | 0 | 34715.8866 | 78.51% | 21.49% | 868.5146 | 171.0142 | 95.1314 | 4.9365 | 71.5938 | 49.3478 | 131.2857 | 25.5007 | 1537.2625 | 1887.8538 | 26808.6037 | 30233.72 | 115587.4422 | 147238.4708 | 12.37% | 168027.651
OFFICE BUILDINGS #1579 | TERTIARY | OFFICE BUILDINGS | 742.9577 | 2012 | 0 | 0 | 0 | 0 | 0 | 460.432 | 8641.388 | 5607.3327 | 1 | 4710.8025 | 3579.395 | 1 | 0 | 0 | 0 | 0 | 0 | 0 | 3958.5972 | 205.833 | 27139.998 | 213.9105 | 406.393 | 34.5158 | 78.4636 | 0 | 4836.6296 | 41.2642 | 0 | 21741.4949 | 91.08% | 8.919% | 657.4129 | 116.5627 | 79.3216 | 2.913 | 27.5221 | 35.1495 | 60.6311 | 19.1038 | 988.9969 | 1040.4398 | 23716.1115 | 25745.5482 | 78659.0587 | 105392.8242 | 5.128% | 111089.9731
OFFICE BUILDINGS #1580 | TERTIARY | OFFICE BUILDINGS | 744.6485 | 2009 | 0 | 0 | 0 | 0 | 0 | 320.1141 | 6042.3964 | 5172.1032 | 1 | 3807.2187 | 2682.8287 | 1 | 0 | 0 | 0 | 0 | 0 | 0 | 2608.7264 | 197.549 | 26570.8225 | 172.3977 | 308.3343 | 47.8974 | 96.168 | 0 | 5563.8194 | 43.2895 | 0 | 16793.4517 | 82.68% | 17.32% | 535.6065 | 106.3209 | 66.5475 | 2.9556 | 33.1931 | 27.8797 | 77.9838 | 17.2672 | 899.3717 | 756.6144 | 14920.3651 | 16576.3512 | 67726.2032 | 85132.8308 | 8.947% | 93497.8261
OFFICE BUILDINGS #1581 | TERTIARY | OFFICE BUILDINGS | 2528.684 | 2009 | 0 | 0 | 0 | 0 | 0 | 1312.8081 | 25397.8154 | 20144.351 | 3 | 14703.7674 | 13500.1394 | 2 | 0 | 0 | 0 | 0 | 0 | 0 | 8865.9068 | 620.8508 | 70936.4266 | 545.4191 | 1228.8369 | 131.5736 | 326.8603 | 0 | 19276.3795 | 189.0975 | 0 | 69749.9218 | 72.51% | 27.49% | 2517.8414 | 333.2543 | 176.0668 | 13.146 | 127.073 | 150.0863 | 310.7655 | 67.7316 | 3068.4707 | 3778.8406 | 57040.4699 | 63887.7812 | 232365.7764 | 299235.1233 | 7.103% | 322116.2189
OFFICE BUILDINGS #1582 | TERTIARY | OFFICE BUILDINGS | 398.7157 | 2008 | 0 | 0 | 0 | 0 | 0 | 175.0837 | 4653.314 | 2510.4162 | 0 | 2093.5084 | 1418.4775 | 0 | 0 | 0 | 0 | 0 | 0 | 0 | 1273.4623 | 85.1609 | 11659.9926 | 118.07 | 138.0404 | 27.6327 | 57.8658 | 0 | 2206.5028 | 25.0683 | 0 | 10271.767 | 63.5% | 36.5% | 307.7337 | 66.1329 | 29.2754 | 1.7403 | 16.2144 | 19.1542 | 44.8399 | 8.0119 | 519.6799 | 566.6717 | 10109.9291 | 11196.2807 | 35619.9444 | 47181.9588 | 4.43% | 49368.8217
OFFICE BUILDINGS #1583 | TERTIARY | OFFICE BUILDINGS | 649.3929 | 2016 | 0 | 0 | 0 | 0 | 0 | 359.0979 | 6448.1807 | 6465.6158 | 1 | 4894.4561 | 2696.1067 | 1 | 0 | 0 | 0 | 0 | 0 | 0 | 3138.3772 | 132.4967 | 18252.4236 | 203.0413 | 376.3963 | 28.5644 | 91.412 | 0 | 6201.1922 | 30.6952 | 0 | 22710.4942 | 77.09% | 22.91% | 477.6125 | 77.0984 | 71.0506 | 3.1475 | 26.2489 | 35.0263 | 69.9032 | 16.5734 | 794.8247 | 1169.724 | 14036.0786 | 16000.6273 | 68309.7555 | 85022.1258 | 10.63% | 95133.5851
OFFICE BUILDINGS #1584 | TERTIARY | OFFICE BUILDINGS | 331.3443 | 2007 | 0 | 0 | 0 | 0 | 0 | 183.8602 | 3835.1969 | 1727.0398 | 0 | 1498.4433 | 1395.1331 | 0 | 0 | 0 | 0 | 0 | 0 | 0 | 1146.1794 | 86.3949 | 9028.8624 | 78.6892 | 135.6408 | 23.044 | 53.0974 | 0 | 1623.7866 | 17.4739 | 0 | 6775.2409 | 84.22% | 15.78% | 341.3877 | 48.8041 | 36.1945 | 1.6767 | 15.8714 | 13.8075 | 27.2512 | 8.807 | 306.1812 | 360.2849 | 9339.2486 | 10005.7147 | 26395.3233 | 36645.7645 | 5.252% | 38677.187
OFFICE BUILDINGS #1585 | TERTIARY | OFFICE BUILDINGS | 1481.9246 | 2022 | 0 | 0 | 0 | 0 | 0 | 963.2291 | 21548.7274 | 11821.6363 | 2 | 11943.4689 | 9213.615 | 2 | 0 | 0 | 0 | 0 | 0 | 0 | 8246.8486 | 279.2982 | 65953.0543 | 444.9396 | 1020.0067 | 100.6934 | 186.9881 | 0 | 15339.834 | 100.384 | 0 | 44105.2276 | 83.24% | 16.76% | 1557.2229 | 198.1524 | 127.7298 | 8.2394 | 70.9284 | 75.696 | 123.8249 | 30.2919 | 2529.0452 | 2225.6849 | 41832.9275 | 46587.6576 | 184891.2065 | 233690.6006 | 9.52% | 258278.7082
OFFICE BUILDINGS #1586 | TERTIARY | OFFICE BUILDINGS | 2939.0768 | 2009 | 0 | 0 | 0 | 0 | 0 | 1564.8988 | 30194.7603 | 19429.6837 | 3 | 13384.4815 | 10162.8825 | 3 | 0 | 0 | 0 | 0 | 0 | 0 | 14277.6806 | 685.3084 | 102003.0196 | 650.1006 | 1244.7784 | 158.0407 | 491.5153 | 0 | 21665.2833 | 166.5557 | 0 | 73776.7887 | 76.08% | 23.92% | 2088.2451 | 475.6862 | 304.7009 | 16.8973 | 136.537 | 124.483 | 276.6205 | 88.8555 | 4326.5617 | 4387.1222 | 64420.9318 | 73134.6157 | 283703.343 | 360206.2434 | 4.147% | 375790.797
OFFICE BUILDINGS #1587 | TERTIARY | OFFICE BUILDINGS | 1418.6705 | 2020 | 0 | 0 | 0 | 0 | 0 | 993.4438 | 16163.5364 | 14889.1736 | 2 | 10144.8436 | 8615.2202 | 2 | 0 | 0 | 0 | 0 | 0 | 0 | 7218.4023 | 418.2956 | 54856.4892 | 360.9875 | 866.7509 | 68.1752 | 176.6696 | 0 | 9455.0059 | 85.9555 | 0 | 35386.3209 | 82.74% | 17.26% | 975.0341 | 243.0184 | 145.8512 | 5.7013 | 60.9405 | 67.1234 | 168.3056 | 32.5385 | 2354.5132 | 2270.5665 | 39999.8086 | 44624.8883 | 148507.6976 | 194858.6157 | 3.425% | 201770.2537
OFFICE BUILDINGS #1588 | TERTIARY | OFFICE BUILDINGS | 431.1745 | 2020 | 0 | 0 | 0 | 0 | 0 | 302.7035 | 6886.0924 | 3669.1488 | 1 | 2880.7446 | 3024.1832 | 1 | 0 | 0 | 0 | 0 | 0 | 0 | 2733.9435 | 120.8886 | 20709.8969 | 129.1009 | 208.9841 | 22.3335 | 58.1109 | 0 | 3914.5623 | 33.7585 | 0 | 14389.194 | 71.88% | 28.12% | 394.6546 | 75.8939 | 29.0529 | 1.6165 | 26.0749 | 23.0736 | 38.5805 | 8.0289 | 658.9843 | 558.4567 | 9445.9107 | 10663.3517 | 56417.9544 | 67569.129 | 4.479% | 70737.371
OFFICE BUILDINGS #1589 | TERTIARY | OFFICE BUILDINGS | 1047.2444 | 2014 | 0 | 0 | 0 | 0 | 0 | 460.042 | 15569.1344 | 9352.6521 | 2 | 5232.5264 | 4999.8436 | 1 | 0 | 0 | 0 | 0 | 0 | 0 | 4109.6215 | 231.5444 | 42101.656 | 302.9863 | 498.1321 | 71.3487 | 145.7177 | 0 | 8519.7539 | 50.3362 | 0 | 27542.3458 | 75.19% | 24.81% | 879.4449 | 191.6364 | 89.0889 | 4.2019 | 54.5501 | 43.4675 | 91.7442 | 22.9741 | 1238.2089 | 1512.9461 | 23099.9327 | 25851.0877 | 113117.9709 | 139916.0923 | 8.333% | 152635.4084
OFFICE BUILDINGS #1590 | TERTIARY | OFFICE BUILDINGS | 2306.0732 | 2009 | 0 | 0 | 0 | 0 | 0 | 1234.3039 | 26397.597 | 14599.4539 | 2 | 11873.2408 | 9497.9346 | 3 | 0 | 0 | 0 | 0 | 0 | 0 | 9583.1471 | 611.4722 | 57854.2299 | 591.0052 | 781.2118 | 123.4226 | 281.5197 | 0 | 13636.8548 | 155.0619 | 0 | 68674.4888 | 73.47% | 26.53% | 2089.7211 | 375.598 | 210.1651 | 12.0203 | 118.323 | 114.9169 | 228.6671 | 67.616 | 3182.1958 | 2554.7486 | 58834.9432 | 64571.8876 | 208052.3816 | 274997.3761 | 7.506% | 297315.3106
OFFICE BUILDINGS #1591 | TERTIARY | OFFICE BUILDINGS | 426.4809 | 2012 | 0 | 0 | 0 | 0 | 0 | 266.3042 | 4931.5384 | 2572.8521 | 0 | 2588.7899 | 2209.2327 | 1 | 0 | 0 | 0 | 0 | 0 | 0 | 1732.136 | 97.7847 | 13820.7753 | 120.582 | 150.8782 | 23.5042 | 44.7981 | 0 | 2650.5509 | 23.7555 | 0 | 13390.0817 | 82.46% | 17.54% | 408.2151 | 66.7745 | 31.7666 | 1.8819 | 19.1048 | 21.7388 | 48.989 | 11.6687 | 530.3546 | 436.4987 | 9832.7033 | 10799.5566 | 43058.4815 | 54368.2078 | 5.325% | 57425.8804
OFFICE BUILDINGS #1592 | TERTIARY | OFFICE BUILDINGS | 1870.191 | 2010 | 0 | 0 | 0 | 0 | 0 | 709.0262 | 19330.0384 | 12405.3591 | 3 | 11919.2963 | 9031.5891 | 3 | 0 | 0 | 0 | 0 | 0 | 0 | 6071.3248 | 439.3959 | 50419.4997 | 511.8756 | 826.4319 | 84.7225 | 273.4762 | 0 | 11522.4275 | 103.4658 | 0 | 53829.7579 | 78.27% | 21.73% | 1962.3613 | 258.1719 | 170.2685 | 9.3519 | 95.0114 | 105.5326 | 164.2336 | 43.8857 | 2371.1709 | 1815.1621 | 40628.8064 | 44815.1394 | 169287.6175 | 216514.9237 | 7.492% | 234051.0204
OFFICE BUILDINGS #1593 | TERTIARY | OFFICE BUILDINGS | 327.9772 | 2008 | 0 | 0 | 0 | 0 | 0 | 128.0722 | 3559.4321 | 2024.4351 | 0 | 1729.1149 | 1571.7536 | 0 | 0 | 0 | 0 | 0 | 0 | 0 | 1214.6352 | 65.4638 | 8576.0944 | 69.4929 | 144.8744 | 21.4446 | 43.2706 | 0 | 2270.7447 | 16.249 | 0 | 8672.4662 | 58.65% | 41.35% | 350.2427 | 37.5677 | 25.0889 | 1.9779 | 15.8407 | 17.321 | 35.6626 | 6.3773 | 341.2008 | 462.8554 | 7391.7032 | 8195.7594 | 28795.7571 | 37316.5569 | 9.581% | 41270.6529
OFFICE BUILDINGS #1594 | TERTIARY | OFFICE BUILDINGS | 1407.2837 | 2008 | 0 | 0 | 0 | 0 | 0 | 677.7835 | 17860.6025 | 7690.5108 | 2 | 8534.9567 | 6340.3265 | 2 | 0 | 0 | 0 | 0 | 0 | 0 | 4536.2713 | 370.4075 | 52710.8284 | 330.3932 | 725.64 | 63.5225 | 203.1114 | 0 | 8015.1157 | 75.6251 | 0 | 36722.8767 | 70.26% | 29.74% | 1369.6967 | 203.5009 | 140.2048 | 5.2005 | 62.5911 | 54.9841 | 155.3818 | 39.2239 | 1630.6642 | 1576.0606 | 28298.9119 | 31505.6367 | 141274.3733 | 174336.2326 | 6.694% | 186843.838
OFFICE BUILDINGS #1595 | TERTIARY | OFFICE BUILDINGS | 1881.8211 | 2016 | 0 | 0 | 0 | 0 | 0 | 909.8505 | 20098.5026 | 17184.0155 | 2 | 15663.7138 | 8770.4941 | 3 | 0 | 0 | 0 | 0 | 0 | 0 | 7299.0974 | 507.4424 | 69069.782 | 416.702 | 959.8233 | 113.28 | 232.2552 | 0 | 14944.1658 | 109.8823 | 0 | 45145.917 | 73.7% | 26.3% | 1738.9495 | 218.7167 | 140.9412 | 7.4772 | 84.781 | 81.7598 | 203.3016 | 51.7778 | 2502.8279 | 2419.8594 | 48077.355 | 53000.0423 | 190786.6665 | 246474.7563 | 6.879% | 264680.9036
OFFICE BUILDINGS #1596 | TERTIARY | OFFICE BUILDINGS | 1504.3811 | 2020 | 0 | 0 | 0 | 0 | 0 | 1011.6333 | 22226.5195 | 15775.7755 | 2 | 8676.8415 | 7990.5884 | 2 | 0 | 0 | 0 | 0 | 0 | 0 | 7766.5083 | 343.0933 | 47333.611 | 452.1854 | 897.8759 | 76.2571 | 254.0301 | 0 | 12197.6523 | 117.2761 | 0 | 39272.2322 | 87.94% | 12.06% | 1295.1809 | 266.5529 | 125.9154 | 6.339 | 88.261 | 72.5161 | 118.9047 | 31.8881 | 2432.6487 | 2672.2998 | 45706.1908 | 50811.1393 | 153688.7932 | 206382.3891 | 4.167% | 215355.4773
OFFICE BUILDINGS #1597 | TERTIARY | OFFICE BUILDINGS | 2755.4996 | 2018 | 0 | 0 | 0 | 0 | 0 | 1411.6089 | 44136.5917 | 25006.5405 | 3 | 18461.314 | 14564.0138 | 3 | 0 | 0 | 0 | 0 | 0 | 0 | 15588.0688 | 702.2081 | 79711.0487 | 682.3494 | 1662.9935 | 184.4947 | 320.956 | 0 | 19412.3532 | 196.2563 | 0 | 99163.2112 | 67% | 33% | 2997.1896 | 472.1355 | 228.5186 | 15.7146 | 114.1137 | 102.2634 | 322.112 | 82.8892 | 3280.0074 | 4810.0037 | 87229.8833 | 95319.8944 | 306110.6829 | 405327.36 | 6.494% | 433475.7372
OFFICE BUILDINGS #1598 | TERTIARY | OFFICE BUILDINGS | 475.5474 | 2018 | 0 | 0 | 0 | 0 | 0 | 301.0557 | 6658.7086 | 3965.7139 | 1 | 2925.0636 | 2007.1681 | 1 | 0 | 0 | 0 | 0 | 0 | 0 | 2252.4919 | 120.9448 | 19954.5128 | 131.5609 | 269.5407 | 30.6378 | 78.5653 | 0 | 3540.57 | 23.3971 | 0 | 12011.1675 | 87.97% | 12.03% | 420.1343 | 86.7897 | 46.3243 | 2.3639 | 19.8277 | 27.607 | 51.0389 | 14.5508 | 785.039 | 750.523 | 14077.8108 | 15613.3727 | 52398.3073 | 68466.157 | 11.64% | 77483.8836
OFFICE BUILDINGS #1599 | TERTIARY | OFFICE BUILDINGS | 1745.6837 | 2015 | 0 | 0 | 0 | 0 | 0 | 1103.097 | 21303.8839 | 11263.0899 | 3 | 13214.3041 | 10507.4191 | 3 | 0 | 0 | 0 | 0 | 0 | 0 | 8801.2959 | 443.5412 | 70813.1547 | 407.0385 | 683.6495 | 79.3372 | 240.8745 | 0 | 14982.8393 | 86.7918 | 0 | 41519.1757 | 89.52% | 10.48% | 1922.6911 | 309.9316 | 168.8562 | 9.233 | 76.7027 | 93.6807 | 198.2798 | 51.5952 | 2020.7772 | 2982.4238 | 56812.4942 | 61815.6953 | 187978.0424 | 251395.8436 | 5.575% | 266237.9823
OFFICE BUILDINGS #1600 | TERTIARY | OFFICE BUILDINGS | 2150.6676 | 2017 | 0 | 0 | 0 | 0 | 0 | 1153.3988 | 27396.8202 | 21234.4663 | 3 | 14943.9543 | 10459.2504 | 2 | 0 | 0 | 0 | 0 | 0 | 0 | 10854.1494 | 494.7336 | 85921.9947 | 575.6212 | 1248.8321 | 139.6981 | 348.0111 | 0 | 19761.3652 | 149.2732 | 0 | 49839.7625 | 77.25% | 22.75% | 2221.4089 | 271.6504 | 155.0926 | 11.9197 | 102.5187 | 95.6985 | 208.0802 | 63.4258 | 3692.9839 | 3908.7032 | 42953.8151 | 50555.5022 | 231840.2358 | 284473.9981 | 10.25% | 316970.8209
OFFICE BUILDINGS #1601 | TERTIARY | OFFICE BUILDINGS | 495.1558 | 2016 | 0 | 0 | 0 | 0 | 0 | 339.5066 | 7508.8905 | 3703.7084 | 1 | 3563.5432 | 2486.6326 | 1 | 0 | 0 | 0 | 0 | 0 | 0 | 2958.2351 | 91.4851 | 18304.32 | 151.6966 | 213.9039 | 24.1786 | 85.0481 | 0 | 4225.6963 | 28.3587 | 0 | 12011.4863 | 89.82% | 10.18% | 508.9474 | 76.34 | 44.1782 | 2.5385 | 19.7653 | 20.7515 | 48.8129 | 12.3497 | 720.7784 | 617.5318 | 10614.6058 | 11952.916 | 53668.6531 | 66270.6799 | 8.452% | 72388.8719
OFFICE BUILDINGS #1602 | TERTIARY | OFFICE BUILDINGS | 1530.5412 | 2007 | 0 | 0 | 0 | 0 | 0 | 540.5477 | 18231.3842 | 11087.6851 | 2 | 9829.6794 | 5645.0953 | 2 | 0 | 0 | 0 | 0 | 0 | 0 | 7141.0106 | 466.5393 | 36968.812 | 311.7642 | 535.2621 | 97.0016 | 197.9707 | 0 | 10894.4735 | 93.706 | 0 | 45739.2421 | 67.43% | 32.57% | 1426.3285 | 175.3604 | 124.7195 | 7.3006 | 78.1191 | 61.2836 | 125.702 | 45.3826 | 1710.6622 | 1411.7265 | 42709.3372 | 45831.7259 | 140997.1108 | 188108.9991 | 5.548% | 199157.7136
OFFICE BUILDINGS #1603 | TERTIARY | OFFICE BUILDINGS | 1675.6502 | 2018 | 0 | 0 | 0 | 0 | 0 | 853.1182 | 21759.0266 | 16296.6835 | 2 | 14663.9009 | 8054.6691 | 2 | 0 | 0 | 0 | 0 | 0 | 0 | 9578.2054 | 490.4174 | 51348.4976 | 495.2067 | 919.4668 | 79.4873 | 275.0732 | 0 | 11297.25 | 129.5401 | 0 | 42413.2396 | 66.85% | 33.15% | 1740.0243 | 231.7693 | 182.0879 | 8.0649 | 86.0755 | 70.0079 | 138.0451 | 49.8711 | 2028.8165 | 2142.2646 | 50708.169 | 54879.2501 | 166601.024 | 223144.1298 | 3.221% | 230570.5799
OFFICE BUILDINGS #1604 | TERTIARY | OFFICE BUILDINGS | 3563.6116 | 2008 | 0 | 0 | 0 | 0 | 0 | 1304.5088 | 28219.6727 | 19715.0966 | 5 | 17741.4838 | 13440.1539 | 3 | 0 | 0 | 0 | 0 | 0 | 0 | 15887.3787 | 1044.7003 | 109359.26 | 784.3246 | 1661.276 | 160.3046 | 574.6033 | 0 | 19220.3701 | 253.9987 | 0 | 85291.3558 | 60.84% | 39.16% | 3881.1859 | 640.587 | 373.3483 | 14.3265 | 146.0888 | 164.1944 | 323.3426 | 101.9878 | 3637.1135 | 3307.7443 | 99113.3965 | 106058.2543 | 304302.0357 | 414541.5888 | 4.2% | 432714.599
OFFICE BUILDINGS #1605 | TERTIARY | OFFICE BUILDINGS | 3282.8588 | 2016 | 0 | 0 | 0 | 0 | 0 | 1886.5014 | 42847.3572 | 32023.5423 | 4 | 23163.7828 | 13667.5054 | 4 | 0 | 0 | 0 | 0 | 0 | 0 | 14553.7006 | 835.36 | 90149.3082 | 758.5497 | 1548.7406 | 218.5652 | 528.4064 | 0 | 27357.7946 | 255.1049 | 0 | 83823.9981 | 85.39% | 14.61% | 3356.8485 | 566.6183 | 244.401 | 17.8944 | 165.5779 | 178.3349 | 384.5655 | 77.0826 | 3704.7457 | 4336.1357 | 103490.1824 | 111531.0638 | 311323.2078 | 425980.4998 | 1.004% | 430299.4288
OFFICE BUILDINGS #1606 | TERTIARY | OFFICE BUILDINGS | 1363.8755 | 2022 | 0 | 0 | 0 | 0 | 0 | 967.5774 | 22743.8817 | 13803.9288 | 2 | 11413.1425 | 9446.4237 | 2 | 0 | 0 | 0 | 0 | 0 | 0 | 8785.1595 | 321.3383 | 59339.3463 | 286.6239 | 610.7615 | 90.0026 | 169.9576 | 0 | 13464.2736 | 82.7713 | 0 | 47934.3761 | 86.05% | 13.95% | 1170.0023 | 227.0006 | 133.83 | 7.3361 | 65.1871 | 55.1234 | 116.6434 | 31.5453 | 1920.6416 | 2018.2757 | 32776.5833 | 36715.5006 | 179791.7985 | 218540.1474 | 1.647% | 222198.9709
OFFICE BUILDINGS #1607 | TERTIARY | OFFICE BUILDINGS | 2342.9944 | 2016 | 0 | 0 | 0 | 0 | 0 | 1236.4226 | 26946.3146 | 20862.5006 | 4 | 15668.9782 | 11860.5765 | 2 | 0 | 0 | 0 | 0 | 0 | 0 | 11186.1204 | 675.1824 | 93283.468 | 454.0085 | 985.2577 | 117.3792 | 363.0976 | 0 | 13856.1538 | 169.1077 | 0 | 58518.3958 | 83.52% | 16.48% | 2168.0461 | 351.9447 | 157.3662 | 12.8909 | 117.7635 | 123.9076 | 196.4993 | 55.8259 | 2645.2839 | 2892.9045 | 61270.1024 | 66808.2908 | 241922.8113 | 311914.4801 | 12.15% | 355040.1282
OFFICE BUILDINGS #1608 | TERTIARY | OFFICE BUILDINGS | 834.1857 | 2010 | 0 | 0 | 0 | 0 | 0 | 471.6237 | 9140.7767 | 5802.7597 | 1 | 4376.0043 | 4157.9678 | 1 | 0 | 0 | 0 | 0 | 0 | 0 | 4146.9701 | 232.2005 | 25825.9577 | 200.3665 | 353.2231 | 56.3802 | 102.3153 | 0 | 4916.8595 | 42.9946 | 0 | 20968.8017 | 86.57% | 13.43% | 747.9529 | 96.6949 | 87.0207 | 3.8159 | 40.9557 | 48.3818 | 86.2073 | 23.993 | 1023.2464 | 1320.5922 | 20252.5392 | 22596.3778 | 77265.635 | 100904.2764 | 9.045% | 110938.1886
OFFICE BUILDINGS #1609 | TERTIARY | OFFICE BUILDINGS | 1161.3989 | 2019 | 0 | 0 | 0 | 0 | 0 | 541.6455 | 13245.7359 | 12556.6967 | 1 | 7563.9542 | 5697.0973 | 2 | 0 | 0 | 0 | 0 | 0 | 0 | 6675.354 | 275.6222 | 35716.6493 | 273.4854 | 573.2323 | 72.2965 | 157.3309 | 0 | 11068.4915 | 65.697 | 0 | 33783.2932 | 81.16% | 18.84% | 1193.8167 | 177.8903 | 126.9283 | 5.0828 | 48.9836 | 69.4229 | 114.9663 | 33.3109 | 1644.0936 | 1528.0156 | 32055.7835 | 35227.8927 | 119234.4682 | 155678.5321 | 12.59% | 178104.6117
OFFICE BUILDINGS #1610 | TERTIARY | OFFICE BUILDINGS | 3462.2376 | 2016 | 0 | 0 | 0 | 0 | 0 | 2280.2448 | 35422.272 | 25369.4752 | 4 | 23385.1228 | 15788.8628 | 5 | 0 | 0 | 0 | 0 | 0 | 0 | 18664.8739 | 646.1955 | 138850.9461 | 1100.3164 | 1948.2253 | 163.3054 | 574.1053 | 0 | 29627.0624 | 196.9776 | 0 | 97997.0735 | 62.52% | 37.48% | 3187.5661 | 622.4927 | 270.189 | 20.3439 | 163.0106 | 182.9911 | 380.0176 | 84.2791 | 4769.3673 | 4318.9071 | 85305.7426 | 94394.017 | 380487.9922 | 479987.4303 | 7.062% | 516462.4231
OFFICE BUILDINGS #1611 | TERTIARY | OFFICE BUILDINGS | 3156.2794 | 2015 | 0 | 0 | 0 | 0 | 0 | 1987.4965 | 35785.9501 | 29219.5273 | 5 | 23023.94 | 13607.3159 | 5 | 0 | 0 | 0 | 0 | 0 | 0 | 13075.4085 | 767.5013 | 106154.5543 | 897.9055 | 1506.478 | 215.2511 | 373.9246 | 0 | 25672.9097 | 184.8369 | 0 | 90481.0751 | 90.34% | 9.664% | 3079.922 | 367.9513 | 256.6796 | 15.0508 | 156.8121 | 127.0061 | 324.7932 | 80.5739 | 5622.639 | 5458.9467 | 86884.0546 | 97965.6403 | 328262.4053 | 430089.51 | 10.21% | 478973.3559
OFFICE BUILDINGS #1612 | TERTIARY | OFFICE BUILDINGS | 1673.8577 | 2021 | 0 | 0 | 0 | 0 | 0 | 1073.3235 | 20762.4989 | 16127.8022 | 2 | 13899.8446 | 7280.7528 | 2 | 0 | 0 | 0 | 0 | 0 | 0 | 10170.6687 | 452.5651 | 61352.015 | 396.6339 | 1087.6934 | 104.2718 | 286.4921 | 0 | 15527.1016 | 112.1552 | 0 | 53304.1924 | 90.61% | 9.392% | 1204.1485 | 303.5362 | 162.3334 | 7.5459 | 88.5286 | 92.637 | 172.1155 | 35.1378 | 3259.1912 | 3136.3511 | 53439.2767 | 59834.8191 | 195605.719 | 258158.8185 | 7.077% | 277820.548
OFFICE BUILDINGS #1613 | TERTIARY | OFFICE BUILDINGS | 3285.2118 | 2014 | 0 | 0 | 0 | 0 | 0 | 1662.4695 | 35310.9874 | 21129.8634 | 4 | 24625.1199 | 16559.2112 | 4 | 0 | 0 | 0 | 0 | 0 | 0 | 18419.6566 | 669.236 | 133875.7752 | 656.5808 | 1346.4734 | 143.4835 | 381.5612 | 0 | 21046.6333 | 223.552 | 0 | 115582.6797 | 68.34% | 31.66% | 3409.3028 | 555.0368 | 300.3093 | 20.2145 | 173.5955 | 147.2416 | 252.5021 | 64.1628 | 5562.5855 | 5440.6564 | 71783.1965 | 82786.4384 | 385632.3095 | 472814.5775 | 2.794% | 486406.0679
OFFICE BUILDINGS #1614 | TERTIARY | OFFICE BUILDINGS | 958.2083 | 2014 | 0 | 0 | 0 | 0 | 0 | 408.6907 | 12060.7566 | 6493.9808 | 1 | 5669.3828 | 5805.0652 | 1 | 0 | 0 | 0 | 0 | 0 | 0 | 3818.4294 | 280.4075 | 34742.5467 | 284.161 | 489.2323 | 68.8127 | 130.7328 | 0 | 7751.4218 | 74.7618 | 0 | 20386.8397 | 82.24% | 17.76% | 1006.5208 | 160.6336 | 104.92 | 4.2001 | 51.8167 | 53.1376 | 74.7502 | 27.8541 | 1332.8738 | 1145.9883 | 27122.9414 | 29601.8035 | 93081.5774 | 123526.3401 | 10.16% | 137502.4564
OFFICE BUILDINGS #1615 | TERTIARY | OFFICE BUILDINGS | 1491.2436 | 2015 | 0 | 0 | 0 | 0 | 0 | 738.4543 | 20637.6609 | 10947.6321 | 2 | 8753.6035 | 5972.915 | 2 | 0 | 0 | 0 | 0 | 0 | 0 | 8592.9317 | 356.0547 | 59717.0126 | 470.3586 | 615.3737 | 95.6455 | 178.0298 | 0 | 12277.5862 | 104.1733 | 0 | 43015.8386 | 86.05% | 13.95% | 1658.0396 | 272.9819 | 129.8445 | 7.4109 | 79.2174 | 86.4459 | 168.5769 | 34.8631 | 2475.423 | 2036.8828 | 30686.244 | 35198.5498 | 168601.23 | 205511.6125 | 4.748% | 215755.8521
OFFICE BUILDINGS #1616 | TERTIARY | OFFICE BUILDINGS | 2191.6681 | 2011 | 0 | 0 | 0 | 0 | 0 | 1073.7673 | 21114.9317 | 12172.4215 | 3 | 11157.4821 | 11726.5458 | 3 | 0 | 0 | 0 | 0 | 0 | 0 | 7250.6074 | 424.447 | 86164.4921 | 618.4499 | 1171.368 | 151.2775 | 229.8671 | 0 | 13971.4876 | 129.8242 | 0 | 54548.7801 | 77.75% | 22.25% | 1576.4131 | 288.2911 | 226.8988 | 9.2074 | 101.3151 | 83.0396 | 190.1269 | 62.2709 | 2490.4835 | 2917.0363 | 68052.229 | 73459.7489 | 214258.4601 | 289913.4491 | 8.648% | 317360.0609
OFFICE BUILDINGS #1617 | TERTIARY | OFFICE BUILDINGS | 3028.1233 | 2013 | 0 | 0 | 0 | 0 | 0 | 1876.0008 | 43594.3792 | 18240.9931 | 4 | 21414.5141 | 12366.1888 | 3 | 0 | 0 | 0 | 0 | 0 | 0 | 11086.6696 | 875.3152 | 94445.9201 | 765.4967 | 1297.9325 | 211.0425 | 421.643 | 0 | 24527.7681 | 236.2482 | 0 | 77579.0966 | 59.32% | 40.68% | 2999.1887 | 480.9661 | 319.301 | 16.577 | 116.7808 | 116.6966 | 330.7942 | 90.5284 | 3892.8154 | 3440.7694 | 61163.7816 | 68497.3664 | 300464.9724 | 371963.5895 | 4.733% | 390445.2537
OFFICE BUILDINGS #1618 | TERTIARY | OFFICE BUILDINGS | 3285.9273 | 2016 | 0 | 0 | 0 | 0 | 0 | 1498.3218 | 46147.977 | 32224.4542 | 4 | 21282.4109 | 16883.8324 | 5 | 0 | 0 | 0 | 0 | 0 | 0 | 12041.8449 | 837.4955 | 90227.1918 | 899.595 | 1443.3108 | 201.5875 | 347.7085 | 0 | 22964.8069 | 197.1549 | 0 | 108078.478 | 88.37% | 11.63% | 3669.1164 | 452.7145 | 342.152 | 17.4213 | 138.7641 | 124.7785 | 287.5113 | 76.2984 | 5685.2381 | 5874.7854 | 91558.6165 | 103118.64 | 334677.9977 | 441293.2223 | 10.04% | 490550.4094
OFFICE BUILDINGS #1619 | TERTIARY | OFFICE BUILDINGS | 2048.3086 | 2009 | 0 | 0 | 0 | 0 | 0 | 922.5252 | 23392.1585 | 17001.8198 | 2 | 12233.7295 | 11058.3052 | 3 | 0 | 0 | 0 | 0 | 0 | 0 | 7358.2251 | 558.6672 | 66032.355 | 558.5762 | 900.3537 | 107.9592 | 230.943 | 0 | 14312.8502 | 121.7997 | 0 | 55252.7549 | 79.71% | 20.29% | 2180.604 | 228.9079 | 202.9891 | 12.1848 | 115.0138 | 77.179 | 229.4778 | 60.648 | 2769.6145 | 1973.5029 | 66555.3678 | 71298.4853 | 196678.3997 | 270141.5771 | 9.847% | 299649.056
OFFICE BUILDINGS #1620 | TERTIARY | OFFICE BUILDINGS | 2929.7136 | 2019 | 0 | 0 | 0 | 0 | 0 | 1669.7153 | 37525.2705 | 28126.531 | 3 | 22944.946 | 18265.6842 | 4 | 0 | 0 | 0 | 0 | 0 | 0 | 18095.3682 | 855.7666 | 135701.6403 | 573.4534 | 1837.4583 | 128.0837 | 352.1807 | 0 | 23669.9364 | 180.4105 | 0 | 84813.7723 | 74.16% | 25.84% | 2769.6093 | 480.2104 | 318.154 | 10.9435 | 131.2687 | 117.3208 | 348.2966 | 66.5614 | 3535.591 | 5063.8516 | 59469.6259 | 68069.0685 | 355431.0357 | 427148.3028 | 3.846% | 444233.3839
OFFICE BUILDINGS #1621 | TERTIARY | OFFICE BUILDINGS | 3430.0454 | 2016 | 0 | 0 | 0 | 0 | 0 | 1539.161 | 40738.4706 | 25977.128 | 4 | 26636.4023 | 14117.9682 | 5 | 0 | 0 | 0 | 0 | 0 | 0 | 19969.6419 | 776.0197 | 95741.7231 | 728.8572 | 2109.7066 | 201.2903 | 493.0812 | 0 | 23666.1807 | 252.02 | 0 | 82119.5967 | 84.07% | 15.93% | 3344.9966 | 431.8913 | 342.4142 | 17.4503 | 155.7935 | 199.5996 | 303.7431 | 91.0971 | 4294.9953 | 4769.7994 | 111873.9367 | 120938.7315 | 320587.3063 | 445261.6043 | 5.711% | 472233.016
OFFICE BUILDINGS #1622 | TERTIARY | OFFICE BUILDINGS | 2031.4688 | 2022 | 0 | 0 | 0 | 0 | 0 | 1005.0922 | 25046.531 | 17352.953 | 3 | 16119.9814 | 10671.8683 | 2 | 0 | 0 | 0 | 0 | 0 | 0 | 11139.211 | 490.7207 | 75211.6678 | 646.4712 | 868.4188 | 145.3587 | 323.14 | 0 | 17631.0267 | 143.4177 | 0 | 74524.3623 | 76.44% | 23.56% | 2097.6938 | 359.027 | 218.9162 | 9.4774 | 95.8725 | 95.3677 | 241.7389 | 49.8796 | 3521.2453 | 2741.6683 | 62847.0715 | 69109.9852 | 241677.4877 | 313147.3038 | 4.461% | 327770.2439
OFFICE BUILDINGS #1623 | TERTIARY | OFFICE BUILDINGS | 982.8258 | 2014 | 0 | 0 | 0 | 0 | 0 | 635.4303 | 11223.1358 | 9233.5581 | 1 | 7296.5212 | 5993.4158 | 1 | 0 | 0 | 0 | 0 | 0 | 0 | 5258.1807 | 278.3274 | 40851.8724 | 258.7382 | 502.0316 | 50.1972 | 119.7893 | 0 | 5728.5283 | 70.8559 | 0 | 24077.6478 | 83.1% | 16.9% | 933.9612 | 159.5133 | 92.0993 | 4.9716 | 37.5607 | 47.6154 | 85.8963 | 20.0918 | 1185.4025 | 1115.791 | 22399.5886 | 24700.7821 | 103791.4589 | 129466.7078 | 5.846% | 137505.3585
OFFICE BUILDINGS #1624 | TERTIARY | OFFICE BUILDINGS | 2692.6311 | 2018 | 0 | 0 | 0 | 0 | 0 | 1369.4724 | 30743.0319 | 24904.8995 | 3 | 21793.1321 | 17858.5251 | 4 | 0 | 0 | 0 | 0 | 0 | 0 | 12316.3539 | 618.3028 | 109593.0197 | 646.0616 | 1327.8716 | 120.0712 | 441.9209 | 0 | 18949.358 | 186.0138 | 0 | 70205.5558 | 72.45% | 27.55% | 2228.5732 | 472.6791 | 209.0964 | 15.9335 | 101.2845 | 138.3007 | 283.3804 | 60.0928 | 4396.5073 | 3647.9389 | 61229.2776 | 69273.7237 | 292423.9952 | 365854.5205 | 12.55% | 418380.4526
OFFICE BUILDINGS #1625 | TERTIARY | OFFICE BUILDINGS | 2329.8549 | 2015 | 0 | 0 | 0 | 0 | 0 | 1262.9562 | 21692.1916 | 15583.3209 | 3 | 15850.2725 | 9811.4437 | 2 | 0 | 0 | 0 | 0 | 0 | 0 | 11902.402 | 583.3247 | 77908.5148 | 514.6875 | 999.9417 | 127.8825 | 244.3257 | 0 | 17668.7896 | 159.7537 | 0 | 51985.9093 | 69.51% | 30.49% | 2081.6948 | 419.5972 | 238.7447 | 9.6523 | 107.74 | 120.3245 | 250.4857 | 71.1253 | 3806.3739 | 3197.8112 | 74702.991 | 81707.1761 | 219094.8488 | 303188.6227 | 4.247% | 316634.7571
OFFICE BUILDINGS #1626 | TERTIARY | OFFICE BUILDINGS | 435.8641 | 2015 | 0 | 0 | 0 | 0 | 0 | 214.6783 | 6519.6187 | 2861.9202 | 1 | 3464.0012 | 2556.8557 | 0 | 0 | 0 | 0 | 0 | 0 | 0 | 2193.4878 | 81.7126 | 17745.2946 | 103.6446 | 217.3928 | 21.5166 | 50.7487 | 0 | 3696.0331 | 29.097 | 0 | 11455.12 | 87.79% | 12.21% | 372.8015 | 52.7862 | 33.3584 | 2.391 | 25.9256 | 23.5697 | 35.2675 | 10.578 | 667.6412 | 733.4064 | 12238.1463 | 13639.1939 | 49794.5995 | 63950.5474 | 7.152% | 68876.8756
OFFICE BUILDINGS #1627 | TERTIARY | OFFICE BUILDINGS | 1092.0922 | 2016 | 0 | 0 | 0 | 0 | 0 | 585.2489 | 10890.228 | 10519.0026 | 1 | 6776.8247 | 5832.6735 | 2 | 0 | 0 | 0 | 0 | 0 | 0 | 5563.6332 | 308.427 | 30697.6099 | 303.18 | 655.1409 | 67.3732 | 132.5886 | 0 | 7304.9643 | 67.3036 | 0 | 31842.6056 | 61.94% | 38.06% | 874.539 | 180.3402 | 79.3743 | 6.0683 | 63.1821 | 66.3325 | 91.2598 | 22.4679 | 1880.2394 | 1695.0946 | 25917.1817 | 29492.5158 | 103926.6832 | 134505.403 | 11.36% | 151742.1301
OFFICE BUILDINGS #1628 | TERTIARY | OFFICE BUILDINGS | 631.2728 | 2009 | 0 | 0 | 0 | 0 | 0 | 243.4221 | 6746.9733 | 3339.9999 | 1 | 3325.0286 | 3084.0716 | 1 | 0 | 0 | 0 | 0 | 0 | 0 | 3071.7039 | 134.6281 | 22117.2653 | 188.3298 | 245.8655 | 37.4569 | 103.8364 | 0 | 4922.8839 | 44.8247 | 0 | 12608.0066 | 66.39% | 33.61% | 537.3403 | 116.171 | 51.4762 | 3.586 | 29.6057 | 30.9317 | 67.2265 | 18.2117 | 805.784 | 926.3037 | 19552.0018 | 21284.0895 | 58492.1275 | 80469.7682 | 4.261% | 84051.1022
OFFICE BUILDINGS #1629 | TERTIARY | OFFICE BUILDINGS | 2939.0137 | 2006 | 0 | 0 | 0 | 0 | 0 | 1065.4477 | 32524.2001 | 18218.668 | 4 | 13878.6255 | 10236.4465 | 3 | 0 | 0 | 0 | 0 | 0 | 0 | 10126.5499 | 712.5541 | 72082.3358 | 883.1813 | 1232.4093 | 181.5171 | 307.2393 | 0 | 14314.3391 | 200.0863 | 0 | 76202.1296 | 78% | 22% | 2469.0097 | 384.7762 | 253.6684 | 13.121 | 167.4345 | 150.2783 | 242.8333 | 63.3807 | 2697.1609 | 2661.2731 | 65155.9143 | 70514.3483 | 241151.6506 | 314549.7667 | 12.9% | 361151.3593
OFFICE BUILDINGS #1630 | TERTIARY | OFFICE BUILDINGS | 3007.856 | 2018 | 0 | 0 | 0 | 0 | 0 | 1601.7094 | 43048.6402 | 26816.369 | 3 | 26505.1676 | 18166.4853 | 3 | 0 | 0 | 0 | 0 | 0 | 0 | 18215.2705 | 856.1931 | 92785.4313 | 740.4223 | 1914.0282 | 200.3858 | 454.3393 | 0 | 28761.8111 | 175.9863 | 0 | 101460.3195 | 78.21% | 21.79% | 2833.7027 | 537.077 | 201.6678 | 15.6183 | 118.6421 | 144.7794 | 311.1363 | 68.0346 | 5212.4104 | 3924.5944 | 61568.3126 | 70705.3175 | 343661.697 | 418234.486 | 7.735% | 453297.9406
OFFICE BUILDINGS #1631 | TERTIARY | OFFICE BUILDINGS | 2883.7053 | 2009 | 0 | 0 | 0 | 0 | 0 | 1086.0328 | 24665.1512 | 21312.3349 | 3 | 14151.4212 | 13716.048 | 3 | 0 | 0 | 0 | 0 | 0 | 0 | 12863.0758 | 852.4548 | 77024.1688 | 564.1149 | 1227.35 | 188.0114 | 404.0855 | 0 | 22290.8518 | 176.302 | 0 | 82747.546 | 64.55% | 35.45% | 2886.8919 | 327.6975 | 205.2511 | 15.0046 | 175.2045 | 114.5557 | 287.3567 | 77.9667 | 3516.6367 | 2877.2719 | 84085.7953 | 90479.7039 | 257308.7907 | 350394.9796 | 6.694% | 375534.7578
OFFICE BUILDINGS #1632 | TERTIARY | OFFICE BUILDINGS | 2956.8666 | 2007 | 0 | 0 | 0 | 0 | 0 | 1027.4066 | 27956.3149 | 20404.3579 | 4 | 16453.6225 | 10135.7323 | 3 | 0 | 0 | 0 | 0 | 0 | 0 | 8935.9545 | 568.8032 | 76846.6291 | 812.3179 | 989.7338 | 163.0906 | 412.6961 | 0 | 15845.147 | 179.8311 | 0 | 67741.2843 | 72.47% | 27.53% | 2836.7131 | 464.5065 | 311.064 | 15.1926 | 165.8827 | 148.0807 | 356.4699 | 77.1184 | 3820.8973 | 4144.906 | 86931.5882 | 94897.3915 | 237561.226 | 334945.5081 | 0.9943% | 338309.2892
OFFICE BUILDINGS #1633 | TERTIARY | OFFICE BUILDINGS | 3482.7279 | 2018 | 0 | 0 | 0 | 0 | 0 | 2226.5967 | 45754.5049 | 27018.1552 | 5 | 23930.5231 | 18545.1568 | 4 | 0 | 0 | 0 | 0 | 0 | 0 | 15956.4651 | 904.2082 | 136479.6552 | 768.6972 | 1975.0926 | 152.8694 | 584.0114 | 0 | 22381.4259 | 174.985 | 0 | 118467.2601 | 88.86% | 11.14% | 3110.459 | 447.5645 | 352.7545 | 14.2141 | 203.7712 | 192.9688 | 311.7645 | 101.6257 | 5131.2105 | 4907.6878 | 84806.9946 | 94845.8929 | 400733.2082 | 500019.3538 | 9.259% | 551038.2488
OFFICE BUILDINGS #1634 | TERTIARY | OFFICE BUILDINGS | 3399.0879 | 2021 | 0 | 0 | 0 | 0 | 0 | 2349.6038 | 54106.6488 | 33866.6019 | 4 | 23531.3249 | 21375.5326 | 4 | 0 | 0 | 0 | 0 | 0 | 0 | 22456.6964 | 633.5407 | 134386.5885 | 702.1972 | 2339.5909 | 242.0328 | 392.5388 | 0 | 32835.657 | 241.2961 | 0 | 87301.5418 | 83.18% | 16.82% | 3778.0897 | 533.1773 | 281.6911 | 15.0605 | 140.9482 | 189.9232 | 385.3516 | 103.2258 | 4417.5133 | 5638.6753 | 110208.6103 | 120264.7989 | 393284.7183 | 518742.5511 | 4.969% | 545868.0597
OFFICE BUILDINGS #1635 | TERTIARY | OFFICE BUILDINGS | 945.3223 | 2021 | 0 | 0 | 0 | 0 | 0 | 549.7615 | 11254.9207 | 8339.2663 | 1 | 7020.2122 | 5693.6416 | 1 | 0 | 0 | 0 | 0 | 0 | 0 | 4202.5843 | 217.4167 | 32695.8229 | 193.7398 | 526.2959 | 61.0985 | 151.3757 | 0 | 6153.3916 | 69.8453 | 0 | 31548.5746 | 70.38% | 29.62% | 977.7735 | 160.9833 | 80.0941 | 4.0304 | 55.971 | 53.3222 | 95.3716 | 25.4753 | 1666.1108 | 1646.1085 | 27747.8743 | 31060.0936 | 103456.5379 | 135782.8846 | 1.795% | 138264.8689
OFFICE BUILDINGS #1636 | TERTIARY | OFFICE BUILDINGS | 3018.2341 | 2017 | 0 | 0 | 0 | 0 | 0 | 2022.047 | 29300.6115 | 31317.571 | 5 | 17143.5741 | 14543.0434 | 4 | 0 | 0 | 0 | 0 | 0 | 0 | 18024.71 | 834.1282 | 103838.0244 | 692.9452 | 1926.3974 | 201.2107 | 387.6608 | 0 | 19184.8818 | 144.1407 | 0 | 73945.2344 | 81.69% | 18.31% | 2622.4211 | 541.6826 | 251.1993 | 15.4379 | 153.7469 | 176.6746 | 370.5685 | 84.2048 | 4461.0693 | 4578.6582 | 92569.7372 | 101609.4646 | 291784.0307 | 396857.8403 | 6.194% | 423061.7155
OFFICE BUILDINGS #1637 | TERTIARY | OFFICE BUILDINGS | 2548.4738 | 2022 | 0 | 0 | 0 | 0 | 0 | 1453.1669 | 28752.9901 | 21622.9667 | 3 | 19314.6779 | 16053.7496 | 3 | 0 | 0 | 0 | 0 | 0 | 0 | 16155.27 | 572.1278 | 120247.304 | 632.6736 | 1673.915 | 178.1632 | 385.5958 | 0 | 16852.2897 | 140.9055 | 0 | 84193.1613 | 84.6% | 15.4% | 2486.8699 | 407.9775 | 246.8937 | 11.3957 | 152.3606 | 107.1541 | 198.3124 | 72.1375 | 4390.7945 | 4439.8046 | 79703.8811 | 88534.4803 | 316404.4963 | 408803.2181 | 11.62% | 462539.1652
OFFICE BUILDINGS #1638 | TERTIARY | OFFICE BUILDINGS | 2575.3453 | 2016 | 0 | 0 | 0 | 0 | 0 | 1200.0965 | 39332.7525 | 17250.9334 | 4 | 18555.0988 | 14971.6107 | 4 | 0 | 0 | 0 | 0 | 0 | 0 | 14252.947 | 789.5189 | 87294.2419 | 606.2429 | 1511.3139 | 181.8582 | 287.5453 | 0 | 22560.0262 | 177.864 | 0 | 94205.4812 | 86.48% | 13.52% | 1939.2782 | 332.2281 | 175.1269 | 11.8287 | 97.1723 | 115.8945 | 288.209 | 49.0257 | 3990.1146 | 4591.5031 | 60202.3764 | 68783.9941 | 305902.8078 | 378529.2336 | 2.867% | 389703.4475
OFFICE BUILDINGS #1639 | TERTIARY | OFFICE BUILDINGS | 2610.4523 | 2014 | 0 | 0 | 0 | 0 | 0 | 1630.5699 | 25503.5726 | 16278.1408 | 3 | 21289.0092 | 13184.0794 | 4 | 0 | 0 | 0 | 0 | 0 | 0 | 11060.7845 | 553.4996 | 83284.861 | 637.8686 | 1386.1939 | 151.0576 | 366.7427 | 0 | 16305.4024 | 194.5173 | 0 | 90137.1404 | 60.82% | 39.18% | 2465.5901 | 414.4032 | 246.0782 | 10.4999 | 150.6316 | 110.3509 | 221.5881 | 73.4703 | 2939.8649 | 4074.0346 | 81047.0834 | 88060.9829 | 272939.5268 | 363331.4828 | 1.711% | 369654.7781
OFFICE BUILDINGS #1640 | TERTIARY | OFFICE BUILDINGS | 490.456 | 2018 | 0 | 0 | 0 | 0 | 0 | 281.5431 | 5466.8269 | 3344.0848 | 1 | 3295.0479 | 2128.2797 | 0 | 0 | 0 | 0 | 0 | 0 | 0 | 1918.7601 | 133.3832 | 21002.8944 | 137.5816 | 305.3572 | 32.5239 | 71.6871 | 0 | 4030.1427 | 25.8614 | 0 | 13096.8471 | 82.63% | 17.37% | 396.6769 | 65.7246 | 35.6878 | 2.8952 | 28.2076 | 19.9625 | 41.9536 | 14.999 | 922.7033 | 578.442 | 15344.778 | 16845.9232 | 54178.092 | 71723.6336 | 8.493% | 78380.4281
OFFICE BUILDINGS #1641 | TERTIARY | OFFICE BUILDINGS | 807.5691 | 2014 | 0 | 0 | 0 | 0 | 0 | 333.5503 | 10426.8347 | 6383.5796 | 1 | 4033.9876 | 3149.6599 | 1 | 0 | 0 | 0 | 0 | 0 | 0 | 3351.6717 | 223.3551 | 22695.1966 | 213.9197 | 368.3563 | 48.7791 | 110.8699 | 0 | 6589.9223 | 60.089 | 0 | 27479.4332 | 82.72% | 17.28% | 872.8814 | 116.8959 | 63.6437 | 4.4949 | 44.2103 | 42.8571 | 71.2458 | 21.7804 | 1052.1403 | 1035.7759 | 26096.986 | 28184.9022 | 82363.077 | 111622.1359 | 2.211% | 114145.3769
OFFICE BUILDINGS #1642 | TERTIARY | OFFICE BUILDINGS | 774.6607 | 2019 | 0 | 0 | 0 | 0 | 0 | 545.3462 | 11832.1231 | 7936.2996 | 1 | 6019.3754 | 3603.7826 | 1 | 0 | 0 | 0 | 0 | 0 | 0 | 4263.7208 | 176.1016 | 31151.7859 | 198.5087 | 463.2991 | 51.7571 | 128.2648 | 0 | 4929.0481 | 41.051 | 0 | 18327.3207 | 87.07% | 12.93% | 556.4625 | 118.7749 | 65.6124 | 4.5624 | 29.891 | 37.9486 | 84.7814 | 14.8368 | 1313.663 | 975.3447 | 23946.3016 | 26235.3093 | 85065.9793 | 112495.4798 | 9.923% | 124887.5233
OFFICE BUILDINGS #1643 | TERTIARY | OFFICE BUILDINGS | 3036.2724 | 2007 | 0 | 0 | 0 | 0 | 0 | 1175.1636 | 24308.4018 | 24041.3954 | 5 | 14295.0123 | 10638.8188 | 4 | 0 | 0 | 0 | 0 | 0 | 0 | 9952.8857 | 912.1756 | 74766.6989 | 729.031 | 1105.246 | 209.9192 | 407.0726 | 0 | 22804.3621 | 169.4828 | 0 | 73279.0868 | 62.01% | 37.99% | 2220.21 | 476.1178 | 331.9916 | 17.6528 | 128.0734 | 173.1612 | 266.3192 | 73.9378 | 4159.1057 | 4499.7273 | 63000.006 | 71658.8389 | 244286.8893 | 318254.2183 | 11% | 357577.8936
OFFICE BUILDINGS #1644 | TERTIARY | OFFICE BUILDINGS | 1296.9941 | 2015 | 0 | 0 | 0 | 0 | 0 | 830.2949 | 19270.1265 | 9162.6144 | 2 | 10828.5458 | 5200.0348 | 2 | 0 | 0 | 0 | 0 | 0 | 0 | 7482.8347 | 382.9301 | 42122.4405 | 404.7397 | 793.3377 | 85.4197 | 201.6874 | 0 | 9754.5053 | 90.3018 | 0 | 43207.5736 | 70% | 30% | 1049.9941 | 205.3706 | 114.8056 | 6.8695 | 72.0292 | 71.3634 | 126.4124 | 30.0878 | 2250.2722 | 2325.105 | 38974.1224 | 43549.4995 | 147785.675 | 193218.4001 | 11.99% | 219529.5127
OFFICE BUILDINGS #1645 | TERTIARY | OFFICE BUILDINGS | 3540.2324 | 2015 | 0 | 0 | 0 | 0 | 0 | 2205.2872 | 51357.8368 | 27738.2156 | 4 | 19826.9847 | 17659.4892 | 5 | 0 | 0 | 0 | 0 | 0 | 0 | 13291.208 | 765.65 | 101294.2707 | 758.2021 | 2022.1965 | 191.0218 | 506.0255 | 0 | 22498.4634 | 232.3594 | 0 | 87278.0355 | 70.82% | 29.18% | 3524.3279 | 512.7829 | 376.5992 | 16.8415 | 139.4429 | 165.5214 | 377.2582 | 70.5023 | 4033.9443 | 6208.494 | 99700.7112 | 109943.1495 | 330854.9118 | 445881.2564 | 2.622% | 457885.4142
OFFICE BUILDINGS #1646 | TERTIARY | OFFICE BUILDINGS | 2187.327 | 2006 | 0 | 0 | 0 | 0 | 0 | 1010.4605 | 25885.0446 | 14903.5876 | 2 | 11976.6065 | 9969.0384 | 3 | 0 | 0 | 0 | 0 | 0 | 0 | 6571.6818 | 491.8174 | 75227.089 | 553.7111 | 914.2612 | 126.5418 | 299.3317 | 0 | 10321.7841 | 119.5278 | 0 | 55901.717 | 82.24% | 17.76% | 2385.7002 | 395.8916 | 187.2803 | 12.5263 | 113.3931 | 84.2456 | 219.3827 | 59.2775 | 2508.7579 | 2389.5503 | 62939.7408 | 67838.049 | 204812.9822 | 275004.0613 | 11.82% | 311855.8813
OFFICE BUILDINGS #1647 | TERTIARY | OFFICE BUILDINGS | 2526.7394 | 2014 | 0 | 0 | 0 | 0 | 0 | 1044.2866 | 33784.0025 | 20794.2954 | 3 | 18525.3403 | 14197.7344 | 4 | 0 | 0 | 0 | 0 | 0 | 0 | 10055.1378 | 484.9399 | 92467.2716 | 752.8928 | 1047.0145 | 119.2382 | 263.0579 | 0 | 22682.8669 | 190.7818 | 0 | 57171.1513 | 76.46% | 23.54% | 2047.7119 | 430.4927 | 260.0798 | 12.7189 | 139.4246 | 96.7594 | 230.3577 | 65.124 | 3783.5148 | 3905.8098 | 80316.5383 | 88005.8629 | 259210.8205 | 349617.7354 | 6.955% | 375751.5037
OFFICE BUILDINGS #1648 | TERTIARY | OFFICE BUILDINGS | 2607.5889 | 2022 | 0 | 0 | 0 | 0 | 0 | 1737.6747 | 31097.3664 | 23086.0748 | 3 | 17693.998 | 16808.0633 | 3 | 0 | 0 | 0 | 0 | 0 | 0 | 11275.1449 | 703.8604 | 122464.4769 | 754.5348 | 1646.6153 | 143.6283 | 273.2119 | 0 | 17702.5087 | 142.6899 | 0 | 81820.1505 | 80.42% | 19.58% | 2584.2785 | 476.9864 | 247.9239 | 15.1278 | 150.858 | 153.3057 | 265.7316 | 66.1466 | 3564.879 | 3701.6945 | 80580.9773 | 87847.5508 | 310763.4657 | 401871.713 | 3.15% | 414943.6042
OFFICE BUILDINGS #1649 | TERTIARY | OFFICE BUILDINGS | 1937.5996 | 2011 | 0 | 0 | 0 | 0 | 0 | 1026.1103 | 19703.5582 | 14629.5927 | 3 | 10653.6122 | 10239.7683 | 3 | 0 | 0 | 0 | 0 | 0 | 0 | 9342.892 | 568.9432 | 63829.626 | 511.5601 | 915.1333 | 113.5344 | 208.2642 | 0 | 16220.8484 | 128.4551 | 0 | 53497.5455 | 64.15% | 35.85% | 1974.2762 | 230.7487 | 203.4282 | 10.3828 | 100.6343 | 110.4397 | 221.4879 | 49.2148 | 2423.6893 | 2286.8464 | 54582.3321 | 59292.8679 | 191368.2049 | 253016.6446 | 1.823% | 257716.0343
OFFICE BUILDINGS #1650 | TERTIARY | OFFICE BUILDINGS | 1075.594 | 2018 | 0 | 0 | 0 | 0 | 0 | 752.8062 | 14248.4883 | 8651.4395 | 1 | 7680.0156 | 4736.8424 | 1 | 0 | 0 | 0 | 0 | 0 | 0 | 5683.6888 | 315.629 | 39449.6285 | 272.0467 | 451.5882 | 57.1165 | 184.0643 | 0 | 7577.8143 | 51.6539 | 0 | 36875.0779 | 89.19% | 10.81% | 1166.6137 | 145.0856 | 107.1194 | 4.4905 | 43.0465 | 45.9139 | 106.0216 | 20.7263 | 1947.5316 | 1275.0683 | 32315.6188 | 35538.2187 | 123003.4217 | 159746.0486 | 11.47% | 180450.0177
OFFICE BUILDINGS #1651 | TERTIARY | OFFICE BUILDINGS | 1397.6998 | 2011 | 0 | 0 | 0 | 0 | 0 | 653.7572 | 14293.0912 | 8223.3966 | 2 | 9626.9426 | 8132.3936 | 2 | 0 | 0 | 0 | 0 | 0 | 0 | 4660.0184 | 260.6072 | 49015.8584 | 353.9242 | 742.4582 | 90.3486 | 191.3046 | 0 | 8644.2279 | 80.4213 | 0 | 38781.4832 | 86.59% | 13.41% | 1383.0124 | 215.2245 | 145.8881 | 8.3381 | 72.9875 | 83.1622 | 160.1746 | 31.3731 | 1634.26 | 1521.9229 | 30617.9127 | 33774.0956 | 137440.423 | 172536.1394 | 10.31% | 192374.5137
OFFICE BUILDINGS #1652 | TERTIARY | OFFICE BUILDINGS | 3405.8576 | 2014 | 0 | 0 | 0 | 0 | 0 | 1689.5129 | 33470.2134 | 30497.6273 | 4 | 26562.7269 | 16415.9899 | 4 | 0 | 0 | 0 | 0 | 0 | 0 | 16097.7918 | 707.3105 | 97555.0777 | 903.2709 | 1982.4398 | 183.3254 | 537.9117 | 0 | 29468.4637 | 219.7578 | 0 | 99739.1746 | 65.03% | 34.97% | 3300.0664 | 605.0843 | 284.0353 | 19.5597 | 208.7815 | 188.195 | 283.8128 | 91.8599 | 5436.3745 | 5824.7034 | 101179.6232 | 112440.701 | 337409.5574 | 453366.2154 | 7.481% | 490024.156
OFFICE BUILDINGS #1653 | TERTIARY | OFFICE BUILDINGS | 3448.3779 | 2018 | 0 | 0 | 0 | 0 | 0 | 2317.3193 | 40164.9593 | 25433.7557 | 5 | 29621.3806 | 18039.2895 | 4 | 0 | 0 | 0 | 0 | 0 | 0 | 21499.4721 | 656.3021 | 108356.2976 | 876.9856 | 1762.0967 | 198.3685 | 399.1293 | 0 | 21384.5485 | 225.9709 | 0 | 102972.9353 | 72.26% | 27.74% | 2437.697 | 489.8346 | 246.2991 | 14.3659 | 204.1621 | 136.5557 | 324.6221 | 84.5247 | 4585.0504 | 5148.2864 | 96624.2089 | 106357.5456 | 358464.9298 | 468405.3005 | 11.25% | 527769.8845
OFFICE BUILDINGS #1654 | TERTIARY | OFFICE BUILDINGS | 1621.8482 | 2018 | 0 | 0 | 0 | 0 | 0 | 833.4314 | 24975.9305 | 10381.645 | 2 | 11140.8014 | 10397.9541 | 2 | 0 | 0 | 0 | 0 | 0 | 0 | 7730.5781 | 436.8088 | 59167.5872 | 333.8049 | 675.515 | 79.9982 | 247.2135 | 0 | 9933.0743 | 97.3741 | 0 | 49971.4783 | 65.96% | 34.04% | 1383.5645 | 201.2896 | 151.7279 | 7.2568 | 64.8149 | 81.97 | 136.8984 | 32.1306 | 2038.9252 | 3056.9758 | 36814.7073 | 41910.6083 | 179912.056 | 223643.1825 | 5.836% | 237504.9071
OFFICE BUILDINGS #1655 | TERTIARY | OFFICE BUILDINGS | 1934.586 | 2012 | 0 | 0 | 0 | 0 | 0 | 1214.8511 | 17982.3279 | 15841.7681 | 2 | 14163.7493 | 8960.4563 | 3 | 0 | 0 | 0 | 0 | 0 | 0 | 10204.8899 | 402.6547 | 79602.7235 | 520.9029 | 1075.4704 | 89.0034 | 239.2844 | 0 | 15437.1811 | 122.0595 | 0 | 47139.6278 | 68.79% | 31.21% | 1349.2661 | 239.9456 | 183.1732 | 10.5061 | 99.9905 | 106.5334 | 237.59 | 39.0833 | 2802.7173 | 2235.7728 | 56896.3391 | 61934.8293 | 204202.6773 | 268756.9358 | 3.037% | 277173.3371
OFFICE BUILDINGS #1656 | TERTIARY | OFFICE BUILDINGS | 2968.8179 | 2018 | 0 | 0 | 0 | 0 | 0 | 1990.2951 | 46449.9277 | 26740.6062 | 4 | 22016.3269 | 14296.3285 | 3 | 0 | 0 | 0 | 0 | 0 | 0 | 18602.1428 | 636.8783 | 100468.2118 | 676.0854 | 1825.094 | 191.5043 | 363.4147 | 0 | 21708.9194 | 193.4016 | 0 | 109041.5018 | 84.38% | 15.62% | 2389.2485 | 450.1524 | 257.2537 | 11.5651 | 166.4009 | 157.6578 | 354.4773 | 83.5072 | 4853.7851 | 4032.6252 | 90207.2946 | 99093.7049 | 351103.8386 | 453593.3219 | 8.347% | 494905.1274
OFFICE BUILDINGS #1657 | TERTIARY | OFFICE BUILDINGS | 1708.8143 | 2019 | 0 | 0 | 0 | 0 | 0 | 1197.6346 | 27363.7575 | 18493.6251 | 2 | 9659.6225 | 9661.1817 | 2 | 0 | 0 | 0 | 0 | 0 | 0 | 8095.3528 | 414.4685 | 53053.5525 | 442.058 | 818.4899 | 96.4548 | 221.0232 | 0 | 11572.2115 | 85.1029 | 0 | 49698.855 | 80.25% | 19.75% | 1597.194 | 287.9902 | 129.7471 | 9.704 | 71.9136 | 100.8733 | 199.0335 | 50.2714 | 2910.9811 | 2235.097 | 49585.8627 | 54731.9408 | 176838.1346 | 233381.7919 | 9.028% | 256543.7214
OFFICE BUILDINGS #1658 | TERTIARY | OFFICE BUILDINGS | 1844.0548 | 2016 | 0 | 0 | 0 | 0 | 0 | 1047.7699 | 21890.2621 | 18023.0513 | 3 | 13629.8556 | 11517.5341 | 3 | 0 | 0 | 0 | 0 | 0 | 0 | 10532.5098 | 505.197 | 77569.9557 | 457.7835 | 1108.4956 | 112.3865 | 283.0009 | 0 | 16167.6686 | 129.5811 | 0 | 48209.6709 | 65.98% | 34.02% | 1904.3928 | 277.1782 | 154.5795 | 10.2965 | 87.7028 | 75.0464 | 176.4863 | 41.9979 | 2135.3702 | 2294.0342 | 51860.6337 | 56290.0381 | 207096.9817 | 266036.648 | 11.88% | 301897.0224
OFFICE BUILDINGS #1659 | TERTIARY | OFFICE BUILDINGS | 2224.6665 | 2011 | 0 | 0 | 0 | 0 | 0 | 1174.1317 | 26224.1215 | 18828.7591 | 3 | 13420.7489 | 8388.4304 | 2 | 0 | 0 | 0 | 0 | 0 | 0 | 11339.924 | 437.6485 | 71339.9172 | 662.7504 | 1206.1939 | 157.8496 | 276.278 | 0 | 16435.0748 | 152.478 | 0 | 45916.5603 | 53.8% | 46.2% | 2259.6548 | 364.1829 | 166.409 | 9.8869 | 86.1426 | 83.3009 | 244.383 | 46.2754 | 2833.3921 | 2751.0191 | 46708.9497 | 52293.3608 | 205332.6886 | 260539.9074 | 9.54% | 288016.5458
OFFICE BUILDINGS #1660 | TERTIARY | OFFICE BUILDINGS | 1424.1141 | 2011 | 0 | 0 | 0 | 0 | 0 | 765.1214 | 18091.2327 | 10153.0278 | 2 | 7348.4505 | 5183.6919 | 1 | 0 | 0 | 0 | 0 | 0 | 0 | 5932.2561 | 375.3121 | 55215.3623 | 433.7386 | 758.9432 | 65.9441 | 204.2892 | 0 | 7660.0431 | 107.3852 | 0 | 35019.6003 | 83.56% | 16.44% | 1395.9257 | 234.2052 | 125.4764 | 7.8809 | 77.4213 | 69.8553 | 116.4664 | 32.2296 | 2182.0185 | 2277.6665 | 40982.3641 | 45442.049 | 144000.321 | 191334.8385 | 6.527% | 204695.2166
OFFICE BUILDINGS #1661 | TERTIARY | OFFICE BUILDINGS | 3252.3254 | 2021 | 0 | 0 | 0 | 0 | 0 | 1702.7264 | 39095.6438 | 26889.9619 | 4 | 21622.9828 | 15978.751 | 5 | 0 | 0 | 0 | 0 | 0 | 0 | 18679.5098 | 939.2218 | 159275.6536 | 1004.6524 | 1471.0843 | 196.3456 | 355.1052 | 0 | 24562.4841 | 249.8716 | 0 | 120003.3948 | 80.21% | 19.79% | 3269.0581 | 486.5992 | 263.6221 | 15.8912 | 170.4356 | 192.6807 | 318.2327 | 68.9828 | 4533.0599 | 5300.5124 | 96119.1185 | 105952.6909 | 421516.987 | 532667.3756 | 2.183% | 544557.0037
OFFICE BUILDINGS #1662 | TERTIARY | OFFICE BUILDINGS | 2209.0689 | 2018 | 0 | 0 | 0 | 0 | 0 | 1148.9372 | 24883.0847 | 22957.3086 | 2 | 19375.2582 | 9169.2239 | 2 | 0 | 0 | 0 | 0 | 0 | 0 | 11797.0567 | 579.5645 | 95071.8 | 527.156 | 995.8423 | 105.3285 | 299.1945 | 0 | 21478.4598 | 167.8721 | 0 | 68685.0483 | 87.22% | 12.78% | 2120.3801 | 261.6631 | 229.2043 | 10.1283 | 84.4884 | 89.6467 | 164.681 | 42.9327 | 2636.6872 | 3833.8102 | 48229.8781 | 54700.3755 | 265827.6733 | 323791.2767 | 1.748% | 329552.2726
OFFICE BUILDINGS #1663 | TERTIARY | OFFICE BUILDINGS | 3098.5721 | 2013 | 0 | 0 | 0 | 0 | 0 | 1408.0061 | 40675.4729 | 21431.8612 | 4 | 19551.01 | 17310.9736 | 4 | 0 | 0 | 0 | 0 | 0 | 0 | 16570.1548 | 803.9137 | 82450.6438 | 715.7564 | 1764.0159 | 154.3944 | 456.9544 | 0 | 23484.8247 | 239.1923 | 0 | 79182.1958 | 84.71% | 15.29% | 2603.6969 | 463.288 | 283.0659 | 14.4473 | 164.2898 | 147.5386 | 346.9339 | 79.638 | 3615.1362 | 3849.9058 | 100914.862 | 108379.904 | 289951.5861 | 401924.4918 | 5.046% | 423284.388
OFFICE BUILDINGS #1664 | TERTIARY | OFFICE BUILDINGS | 2163.8391 | 2021 | 0 | 0 | 0 | 0 | 0 | 1290.9801 | 24912.8001 | 17012.4851 | 2 | 14569.5339 | 15449.3633 | 3 | 0 | 0 | 0 | 0 | 0 | 0 | 13963.9237 | 633.282 | 71282.7204 | 686.4476 | 1167.7524 | 144.4103 | 273.9264 | 0 | 17804.5554 | 139.2177 | 0 | 64532.9206 | 87.44% | 12.56% | 1723.7945 | 300.9119 | 219.0677 | 9.9344 | 93.8199 | 104.1762 | 186.3781 | 59.9844 | 4075.0328 | 3273.4627 | 69586.9732 | 76935.4688 | 230788.6699 | 310649.1896 | 9.446% | 343052.8482
OFFICE BUILDINGS #1665 | TERTIARY | OFFICE BUILDINGS | 2650.4736 | 2013 | 0 | 0 | 0 | 0 | 0 | 1315.9374 | 33838.1327 | 21900.5154 | 4 | 15963.7296 | 15790.649 | 3 | 0 | 0 | 0 | 0 | 0 | 0 | 11531.885 | 690.128 | 106464.7455 | 679.4941 | 1008.8101 | 180.4197 | 303.0782 | 0 | 21773.5562 | 128.5212 | 0 | 86742.0177 | 76.93% | 23.07% | 2925.2801 | 314.4072 | 280.9277 | 12.8633 | 154.4478 | 158.4361 | 310.3182 | 54.3624 | 3349.1482 | 4043.9149 | 68864.4155 | 76257.4786 | 303121.3128 | 382033.8785 | 6.178% | 407189.2906
OFFICE BUILDINGS #1666 | TERTIARY | OFFICE BUILDINGS | 3224.5559 | 2018 | 0 | 0 | 0 | 0 | 0 | 1729.2988 | 45190.3451 | 34175.4827 | 4 | 21755.196 | 13774.2776 | 4 | 0 | 0 | 0 | 0 | 0 | 0 | 16743.4931 | 642.6569 | 147989.4217 | 733.8804 | 1734.3179 | 205.9041 | 469.2918 | 0 | 20130.2652 | 220.3774 | 0 | 97888.0149 | 75.3% | 24.7% | 2531.8986 | 359.7549 | 335.1621 | 14.9523 | 135.7023 | 126.413 | 378.1904 | 79.594 | 4548.2073 | 4716.1124 | 90195.1624 | 99459.4821 | 383736.7621 | 486235.155 | 11.6% | 550038.9181
OFFICE BUILDINGS #1667 | TERTIARY | OFFICE BUILDINGS | 3185.7152 | 2019 | 0 | 0 | 0 | 0 | 0 | 2128.4406 | 36526.9254 | 22065.563 | 3 | 17757.564 | 20684.1669 | 4 | 0 | 0 | 0 | 0 | 0 | 0 | 16879.4851 | 964.9154 | 152849.8913 | 978.915 | 1589.5671 | 172.467 | 371.6976 | 0 | 28065.793 | 174.7966 | 0 | 85899.3103 | 90.83% | 9.167% | 3398.8327 | 434.96 | 218.6003 | 18.4015 | 185.8386 | 161.6768 | 288.036 | 86.8533 | 4594.3408 | 3850.8865 | 99724.7559 | 108169.9832 | 372905.7619 | 486081.8857 | 12.17% | 553450.4603
OFFICE BUILDINGS #1668 | TERTIARY | OFFICE BUILDINGS | 2191.9617 | 2018 | 0 | 0 | 0 | 0 | 0 | 1411.035 | 26755.7251 | 21078.5213 | 3 | 13778.1593 | 10566.1491 | 3 | 0 | 0 | 0 | 0 | 0 | 0 | 10280.9902 | 660.7532 | 94745.5766 | 619.2744 | 1024.3762 | 106.2065 | 341.4975 | 0 | 13305.7096 | 124.7459 | 0 | 51412.1355 | 77.84% | 22.16% | 2268.4213 | 363.2514 | 207.6562 | 13.3693 | 118.5135 | 92.0727 | 179.1139 | 61.505 | 3410.6841 | 2858.2882 | 64099.3961 | 70368.3683 | 233014.382 | 306318.5297 | 6.233% | 326680.5865
OFFICE BUILDINGS #1669 | TERTIARY | OFFICE BUILDINGS | 2088.7815 | 2017 | 0 | 0 | 0 | 0 | 0 | 951.6508 | 26412.7943 | 14067.8666 | 3 | 14522.054 | 10753.7603 | 2 | 0 | 0 | 0 | 0 | 0 | 0 | 9876.0969 | 534.0631 | 90939.6246 | 656.2772 | 1165.3156 | 128.1719 | 245.3141 | 0 | 13669.0175 | 128.2332 | 0 | 64039.5229 | 67.55% | 32.45% | 2233.2188 | 360.2528 | 154.7023 | 10.3078 | 108.9228 | 116.3629 | 181.2858 | 48.3602 | 3024.6142 | 2386.9267 | 50061.4219 | 55472.9628 | 241129.7128 | 299262.4037 | 4.015% | 311781.8574
OFFICE BUILDINGS #1670 | TERTIARY | OFFICE BUILDINGS | 3146.5729 | 2008 | 0 | 0 | 0 | 0 | 0 | 1221.0755 | 32853.06 | 23138.666 | 5 | 20244.3237 | 11875.6482 | 3 | 0 | 0 | 0 | 0 | 0 | 0 | 14374.155 | 726.9213 | 95134.4143 | 796.3514 | 992.0688 | 165.447 | 375.4887 | 0 | 23759.1735 | 238.8591 | 0 | 85254.7759 | 84.25% | 15.75% | 2167.7649 | 522.1944 | 290.9685 | 15.0722 | 147.964 | 117.8664 | 247.5339 | 72.6302 | 4171.3889 | 3827.279 | 92577.5916 | 100576.2595 | 299086.3006 | 402674.9414 | 7.744% | 436473.7089
OFFICE BUILDINGS #1671 | TERTIARY | OFFICE BUILDINGS | 2317.729 | 2012 | 0 | 0 | 0 | 0 | 0 | 1191.0363 | 22951.1107 | 16073.8487 | 3 | 18328.9254 | 8559.3466 | 3 | 0 | 0 | 0 | 0 | 0 | 0 | 7980.8861 | 475.9104 | 76499.6183 | 622.9595 | 946.4759 | 128.4009 | 284.1108 | 0 | 18336.4822 | 115.9106 | 0 | 47754.3721 | 58.98% | 41.02% | 1984.4038 | 337.4822 | 166.754 | 10.86 | 126.2411 | 108.0748 | 179.2759 | 45.1774 | 2497.7676 | 2526.5383 | 59254.0819 | 64278.3878 | 211191.3376 | 277591.1198 | 4.676% | 291209.0713
OFFICE BUILDINGS #1672 | TERTIARY | OFFICE BUILDINGS | 548.0739 | 2015 | 0 | 0 | 0 | 0 | 0 | 337.7713 | 7720.5071 | 4830.5848 | 1 | 4160.7541 | 2289.4395 | 1 | 0 | 0 | 0 | 0 | 0 | 0 | 2353.4977 | 134.3351 | 19009.278 | 164.822 | 272.7437 | 25.1314 | 66.7565 | 0 | 4615.6606 | 29.7899 | 0 | 12305.2064 | 80.18% | 19.82% | 588.4911 | 98.6882 | 49.7132 | 2.9603 | 33.3116 | 23.9325 | 40.7739 | 11.685 | 937.6373 | 779.8878 | 17086.7666 | 18804.2918 | 55923.336 | 75495.0037 | 4.74% | 79251.2245
OFFICE BUILDINGS #1673 | TERTIARY | OFFICE BUILDINGS | 2836.0225 | 2006 | 0 | 0 | 0 | 0 | 0 | 1254.6643 | 25832.4283 | 18611.6208 | 4 | 18020.3122 | 9792.2734 | 4 | 0 | 0 | 0 | 0 | 0 | 0 | 11225.3972 | 673.8614 | 67441.9161 | 850.9446 | 902.9116 | 204.8574 | 385.7648 | 0 | 14188.9448 | 190.5052 | 0 | 71220.4087 | 60.66% | 39.34% | 2224.4936 | 361.2256 | 209.7755 | 16.9224 | 172.3171 | 147.52 | 341.523 | 83.9658 | 3647.0995 | 3500.3547 | 55798.9304 | 62946.3847 | 231364.2777 | 297423.156 | 6.819% | 319187.2443
OFFICE BUILDINGS #1674 | TERTIARY | OFFICE BUILDINGS | 878.4681 | 2017 | 0 | 0 | 0 | 0 | 0 | 581.4115 | 13925.4525 | 6612.5772 | 1 | 5467.1552 | 5038.1854 | 1 | 0 | 0 | 0 | 0 | 0 | 0 | 3474.376 | 262.9949 | 32044.153 | 192.3844 | 419.5808 | 61.2733 | 125.7817 | 0 | 7530.653 | 48.6798 | 0 | 23083.1422 | 81.44% | 18.56% | 624.6225 | 111.1479 | 62.9762 | 3.4424 | 50.6279 | 39.3704 | 107.9447 | 22.8368 | 1147.4989 | 1365.5633 | 27690.171 | 30203.2332 | 94740.482 | 126133.7593 | 9.853% | 139920.7517
OFFICE BUILDINGS #1675 | TERTIARY | OFFICE BUILDINGS | 3406.7608 | 2019 | 0 | 0 | 0 | 0 | 0 | 1569.7322 | 40254.1492 | 26073.6182 | 4 | 20689.3207 | 16347.7109 | 4 | 0 | 0 | 0 | 0 | 0 | 0 | 21555.6321 | 758.5718 | 129583.0257 | 703.1709 | 1730.4788 | 153.9988 | 506.2865 | 0 | 28061.3869 | 237.5489 | 0 | 129271.7243 | 70.05% | 29.95% | 2930.7355 | 581.0181 | 263.6277 | 15.333 | 190.1884 | 194.8002 | 412.5862 | 88.0023 | 6327.7453 | 6586.3531 | 106118.7601 | 119032.8585 | 408957.7247 | 531844.5823 | 10.2% | 592228.6444
OFFICE BUILDINGS #1676 | TERTIARY | OFFICE BUILDINGS | 760.1562 | 2014 | 0 | 0 | 0 | 0 | 0 | 442.8962 | 8615.2247 | 4990.0239 | 1 | 4517.5304 | 4120.6825 | 1 | 0 | 0 | 0 | 0 | 0 | 0 | 3360.0261 | 146.9457 | 32795.7727 | 235.9638 | 443.0096 | 35.8512 | 92.6415 | 0 | 6115.4058 | 44.1272 | 0 | 26615.4258 | 66.36% | 33.64% | 807.4132 | 120.8288 | 64.232 | 4.4257 | 33.5976 | 42.0974 | 75.587 | 14.9519 | 1209.7771 | 1193.2218 | 21874.5235 | 24277.5224 | 90443.8259 | 115550.0351 | 11.01% | 129842.5465
OFFICE BUILDINGS #1677 | TERTIARY | OFFICE BUILDINGS | 2070.4152 | 2017 | 0 | 0 | 0 | 0 | 0 | 1383.1138 | 20875.7159 | 18118.0507 | 3 | 17034.3836 | 10402.9919 | 2 | 0 | 0 | 0 | 0 | 0 | 0 | 11755.0736 | 408.0997 | 84992.7683 | 505.5093 | 1085.3424 | 124.4252 | 352.0849 | 0 | 16715.6487 | 161.1597 | 0 | 47843.1833 | 82.46% | 17.54% | 1732.7339 | 345.2233 | 185.516 | 12.398 | 120.8289 | 124.6908 | 242.929 | 40.0545 | 3199.9207 | 2967.8104 | 47402.3859 | 53570.1171 | 221380.727 | 277936.6709 | 4.333% | 290526.1874
OFFICE BUILDINGS #1678 | TERTIARY | OFFICE BUILDINGS | 1961.9455 | 2011 | 0 | 0 | 0 | 0 | 0 | 942.4221 | 23173.6745 | 13546.5332 | 3 | 13280.287 | 11462.4415 | 3 | 0 | 0 | 0 | 0 | 0 | 0 | 6778.6555 | 417.8448 | 72449.6962 | 478.0784 | 949.0357 | 96.6124 | 235.2103 | 0 | 11175.4984 | 145.5138 | 0 | 63791.7393 | 92.41% | 7.586% | 1393.4346 | 297.9936 | 169.0549 | 10.6034 | 77.5582 | 89.2013 | 220.2363 | 57.2462 | 2450.8379 | 2215.2972 | 51869.1044 | 56535.2395 | 209543.2046 | 268436.257 | 10.44% | 299713.6898
OFFICE BUILDINGS #1679 | TERTIARY | OFFICE BUILDINGS | 1971.8289 | 2016 | 0 | 0 | 0 | 0 | 0 | 1010.3155 | 21883.675 | 16310.3289 | 2 | 11207.5397 | 9683.0875 | 2 | 0 | 0 | 0 | 0 | 0 | 0 | 10876.0206 | 518.3851 | 85148.3833 | 464.9161 | 1092.0501 | 135.9281 | 225.2492 | 0 | 16179.3789 | 114.0042 | 0 | 50583.4355 | 88.61% | 11.39% | 1503.8129 | 342.2275 | 214.0771 | 11.2726 | 95.3084 | 80.4381 | 154.3759 | 39.5811 | 2369.2418 | 3526.0781 | 48755.4739 | 54650.7938 | 216662.8684 | 273783.1327 | 10.2% | 304884.4049
OFFICE BUILDINGS #1680 | TERTIARY | OFFICE BUILDINGS | 430.1193 | 2012 | 0 | 0 | 0 | 0 | 0 | 260.2839 | 5189.7541 | 3704.0352 | 0 | 3224.7772 | 1682.1346 | 1 | 0 | 0 | 0 | 0 | 0 | 0 | 2094.8792 | 79.7207 | 12785.5978 | 85.2983 | 179.415 | 23.4922 | 64.9681 | 0 | 3695.8574 | 31.97 | 0 | 13959.6483 | 78.52% | 21.48% | 305.5389 | 77.0012 | 38.8136 | 2.2128 | 19.6155 | 24.0794 | 51.9305 | 12.4012 | 434.1458 | 450.1751 | 12615.2042 | 13499.5252 | 44920.2811 | 58926.4925 | 3.57% | 61108.1348
OFFICE BUILDINGS #1681 | TERTIARY | OFFICE BUILDINGS | 1202.4369 | 2011 | 0 | 0 | 0 | 0 | 0 | 500.1705 | 16810.4926 | 10547.226 | 1 | 6426.621 | 5920.8616 | 1 | 0 | 0 | 0 | 0 | 0 | 0 | 4558.9767 | 275.6689 | 43060.5119 | 269.3531 | 543.3896 | 80.0996 | 177.7326 | 0 | 9539.5978 | 76.287 | 0 | 30572.3016 | 56.24% | 43.76% | 1339.5629 | 201.4649 | 101.9369 | 5.9473 | 59.277 | 45.0716 | 122.3396 | 30.2582 | 1634.5738 | 1419.274 | 35650.5088 | 38704.3567 | 122069.0954 | 161963.8237 | 4.232% | 169120.865
OFFICE BUILDINGS #1682 | TERTIARY | OFFICE BUILDINGS | 748.5158 | 2020 | 0 | 0 | 0 | 0 | 0 | 389.8947 | 9243.6262 | 6209.0487 | 1 | 4521.4824 | 3791.6269 | 1 | 0 | 0 | 0 | 0 | 0 | 0 | 4261.7803 | 154.3865 | 36139.2482 | 220.5025 | 370.3044 | 33.4715 | 111.0871 | 0 | 6626.5244 | 44.8956 | 0 | 20269.7961 | 72.9% | 27.1% | 713.6438 | 103.4709 | 81.5265 | 4.3277 | 39.6744 | 36.0235 | 59.8394 | 22.9549 | 1471.7583 | 1418.8384 | 19958.4474 | 22849.0441 | 90073.3051 | 113993.1958 | 10.81% | 127815.5121
OFFICE BUILDINGS #1683 | TERTIARY | OFFICE BUILDINGS | 3236.102 | 2014 | 0 | 0 | 0 | 0 | 0 | 1873.7441 | 41914.9595 | 27488.0501 | 4 | 21221.4628 | 16136.7683 | 3 | 0 | 0 | 0 | 0 | 0 | 0 | 18033.814 | 884.5613 | 132544.5508 | 960.6548 | 1870.499 | 192.9186 | 456.4984 | 0 | 23410.0776 | 206.8192 | 0 | 96767.1736 | 65.73% | 34.27% | 3123.4422 | 386.5083 | 357.1279 | 12.7444 | 146.7857 | 163.8366 | 362.1575 | 72.9644 | 5116.0618 | 4213.3801 | 90320.8858 | 99650.3276 | 367909.8671 | 470984.8211 | 10.35% | 525369.113
OFFICE BUILDINGS #1684 | TERTIARY | OFFICE BUILDINGS | 399.6988 | 2010 | 0 | 0 | 0 | 0 | 0 | 192.8045 | 3981.4343 | 2423.7418 | 1 | 3022.7606 | 1508.3647 | 0 | 0 | 0 | 0 | 0 | 0 | 0 | 1521.4425 | 118.5222 | 13287.5725 | 95.9925 | 163.106 | 17.5996 | 50.6624 | 0 | 2499.3006 | 20.276 | 0 | 7794.2581 | 89.46% | 10.54% | 332.379 | 64.4551 | 31.1267 | 1.9785 | 21.6359 | 21.0989 | 40.6796 | 11.0041 | 476.9536 | 553.9512 | 12216.8389 | 13247.7437 | 35578.682 | 49217.3007 | 4.661% | 51623.4687
OFFICE BUILDINGS #1685 | TERTIARY | OFFICE BUILDINGS | 640.9636 | 2020 | 0 | 0 | 0 | 0 | 0 | 446.7347 | 8746.6984 | 6856.9476 | 1 | 5247.6203 | 2878.7136 | 1 | 0 | 0 | 0 | 0 | 0 | 0 | 3113.4877 | 145.1693 | 23003.2836 | 200.5457 | 431.7592 | 43.6453 | 76.6227 | 0 | 6436.0274 | 38.1548 | 0 | 20605.9803 | 78.9% | 21.1% | 668.5803 | 115.5351 | 67.4376 | 3.6189 | 28.5814 | 38.9343 | 48.5919 | 11.8823 | 948.3918 | 934.861 | 19507.2491 | 21390.5019 | 74268.7617 | 96476.573 | 11.94% | 109562.6589
OFFICE BUILDINGS #1686 | TERTIARY | OFFICE BUILDINGS | 617.3558 | 2008 | 0 | 0 | 0 | 0 | 0 | 248.8218 | 6025.3893 | 3827.3163 | 1 | 3330.6941 | 2161.3778 | 1 | 0 | 0 | 0 | 0 | 0 | 0 | 2058.8658 | 121.9843 | 20650.3793 | 180.8848 | 312.004 | 36.9154 | 73.3903 | 0 | 3866.1551 | 30.2049 | 0 | 15881.3768 | 66.61% | 33.39% | 669.2149 | 95.0923 | 60.5442 | 3.3991 | 26.6364 | 23.2564 | 46.4155 | 12.9394 | 786.015 | 831.2834 | 14263.6689 | 15880.9673 | 57382.9149 | 73923.2927 | 5.663% | 78360.8527
OFFICE BUILDINGS #1687 | TERTIARY | OFFICE BUILDINGS | 1439.0456 | 2007 | 0 | 0 | 0 | 0 | 0 | 660.1005 | 13491.5443 | 11373.3807 | 1 | 7602.8177 | 5981.1656 | 2 | 0 | 0 | 0 | 0 | 0 | 0 | 5303.6286 | 315.1134 | 47768.1658 | 407.9325 | 488.4631 | 86.8265 | 222.1009 | 0 | 8671.3461 | 86.1524 | 0 | 29673.5091 | 84.25% | 15.75% | 1153.0084 | 201.4043 | 150.5585 | 8.1016 | 53.9242 | 79.8257 | 154.1441 | 32.0967 | 1377.6462 | 1461.1878 | 41253.0765 | 44091.9106 | 124002.2486 | 169693.1296 | 1.867% | 172921.4775
OFFICE BUILDINGS #1688 | TERTIARY | OFFICE BUILDINGS | 3034.0765 | 2012 | 0 | 0 | 0 | 0 | 0 | 1680.2937 | 40784.3487 | 19105.9668 | 3 | 18291.3136 | 16385.5228 | 3 | 0 | 0 | 0 | 0 | 0 | 0 | 15679.8421 | 913.7446 | 98928.8169 | 851.5914 | 1510.8171 | 132.9377 | 331.2952 | 0 | 17383.8776 | 220.6461 | 0 | 88537.0518 | 82.3% | 17.7% | 3061.83 | 545.6889 | 296.7817 | 17.8108 | 114.295 | 118.9984 | 368.83 | 60.6991 | 4513.0602 | 3136.0839 | 63509.3173 | 71158.4613 | 308972.4204 | 383944.8241 | 8.281% | 418612.0272
OFFICE BUILDINGS #1689 | TERTIARY | OFFICE BUILDINGS | 1456.8638 | 2021 | 0 | 0 | 0 | 0 | 0 | 943.5525 | 18473.0544 | 12060.5834 | 2 | 9570.8247 | 10402.0945 | 2 | 0 | 0 | 0 | 0 | 0 | 0 | 8981.5964 | 440.0549 | 67974.2661 | 316.3913 | 863.8702 | 91.4614 | 209.4648 | 0 | 10795.4803 | 100.0379 | 0 | 40196.4037 | 88.95% | 11.05% | 1209.7471 | 180.4159 | 103.5752 | 5.9166 | 72.6778 | 57.1441 | 154.6736 | 28.2319 | 2487.9244 | 1911.4452 | 29780.0441 | 34179.4137 | 171976.2544 | 207744.1591 | 4.581% | 217718.569
OFFICE BUILDINGS #1690 | TERTIARY | OFFICE BUILDINGS | 874.9485 | 2010 | 0 | 0 | 0 | 0 | 0 | 379.587 | 7335.1316 | 5215.59 | 1 | 4042.9771 | 3450.7343 | 1 | 0 | 0 | 0 | 0 | 0 | 0 | 3731.6219 | 194.8109 | 24156.5643 | 194.2212 | 388.9253 | 38.6053 | 147.2553 | 0 | 7350.0094 | 64.8493 | 0 | 17208.4465 | 81.19% | 18.81% | 862.7193 | 160.8175 | 78.2954 | 3.5992 | 47.916 | 39.5872 | 102.8516 | 23.5234 | 1064.6291 | 970.9159 | 19287.0779 | 21322.6229 | 70859.3124 | 93038.1866 | 6.15% | 99135.3387
OFFICE BUILDINGS #1691 | TERTIARY | OFFICE BUILDINGS | 996.2753 | 2020 | 0 | 0 | 0 | 0 | 0 | 674.7153 | 14892.1128 | 9665.4147 | 1 | 5826.4107 | 6268.883 | 1 | 0 | 0 | 0 | 0 | 0 | 0 | 4261.6217 | 234.0259 | 35439.9936 | 300.657 | 476.8508 | 45.4706 | 145.7374 | 0 | 10168.7913 | 50.1642 | 0 | 37848.025 | 88.24% | 11.76% | 773.2506 | 128.292 | 85.6348 | 4.2119 | 54.2254 | 60.9507 | 80.9953 | 22.2915 | 1464.3543 | 1509.8968 | 27815.3698 | 30789.6208 | 119547.6965 | 151629.4942 | 3.568% | 157240.547
OFFICE BUILDINGS #1692 | TERTIARY | OFFICE BUILDINGS | 2516.7547 | 2017 | 0 | 0 | 0 | 0 | 0 | 1633.256 | 32769.8891 | 23695.0934 | 4 | 20112.961 | 14266.9443 | 2 | 0 | 0 | 0 | 0 | 0 | 0 | 13810.7644 | 700.7695 | 104665.3556 | 573.3285 | 1301.5676 | 134.6349 | 337.9214 | 0 | 15420.6675 | 147.481 | 0 | 81464.8318 | 80.05% | 19.95% | 1979.3335 | 419.176 | 224.2649 | 14.8655 | 105.3032 | 123.1185 | 229.4606 | 64.8318 | 3939.0779 | 4460.9608 | 59511.3842 | 67911.423 | 297324.7487 | 368823.2672 | 5.979% | 392275.8094
OFFICE BUILDINGS #1693 | TERTIARY | OFFICE BUILDINGS | 694.7428 | 2012 | 0 | 0 | 0 | 0 | 0 | 376.7773 | 7393.9933 | 3971.537 | 1 | 4173.3761 | 3238.114 | 1 | 0 | 0 | 0 | 0 | 0 | 0 | 2458.7602 | 204.9079 | 24986.8189 | 184.5066 | 253.3786 | 43.7715 | 74.8323 | 0 | 3905.7594 | 53.629 | 0 | 21164.6967 | 69.5% | 30.5% | 728.122 | 77.4145 | 49.6843 | 4.1575 | 40.8266 | 40.6677 | 51.4401 | 17.5151 | 705.613 | 1090.9651 | 18252.5577 | 20049.1358 | 70530.2464 | 91240.9069 | 2.183% | 93276.7984
OFFICE BUILDINGS #1694 | TERTIARY | OFFICE BUILDINGS | 2822.8847 | 2015 | 0 | 0 | 0 | 0 | 0 | 1869.071 | 29139.3025 | 23113.2958 | 3 | 16288.3789 | 13542.9491 | 3 | 0 | 0 | 0 | 0 | 0 | 0 | 14797.9215 | 653.3159 | 116557.8227 | 857.7858 | 1166.2532 | 190.7645 | 474.6152 | 0 | 22615.0068 | 199.6942 | 0 | 92884.5459 | 78.36% | 21.64% | 2058.6073 | 478.7735 | 268.3949 | 17.3331 | 129.3988 | 127.4237 | 329.5771 | 72.2506 | 4336.2034 | 4061.3025 | 80821.342 | 89218.8479 | 322709.6804 | 415555.2726 | 9.862% | 461019.7351
OFFICE BUILDINGS #1695 | TERTIARY | OFFICE BUILDINGS | 589.1359 | 2019 | 0 | 0 | 0 | 0 | 0 | 294.6518 | 5921.8514 | 4024.656 | 1 | 4518.0842 | 3834.6832 | 1 | 0 | 0 | 0 | 0 | 0 | 0 | 2895.3418 | 144.3621 | 26908.8667 | 146.687 | 359.6823 | 40.3063 | 99.594 | 0 | 3955.2758 | 28.5505 | 0 | 21400.0032 | 67.55% | 32.45% | 623.5465 | 99.1253 | 44.2308 | 2.4393 | 30.984 | 25.4211 | 45.2879 | 14.4439 | 912.643 | 712.9907 | 14345.4433 | 15971.0769 | 72174.1304 | 89003.0835 | 2.252% | 91053.8255
OFFICE BUILDINGS #1696 | TERTIARY | OFFICE BUILDINGS | 3566.012 | 2019 | 0 | 0 | 0 | 0 | 0 | 2421.4169 | 42311.4339 | 37644.2384 | 5 | 28477.2981 | 16554.3841 | 4 | 0 | 0 | 0 | 0 | 0 | 0 | 19693.8472 | 785.6759 | 115205.8682 | 729.6801 | 1839.5291 | 212.4918 | 439.1647 | 0 | 36090.9875 | 197.4913 | 0 | 132944.7871 | 78.33% | 21.67% | 2625.471 | 522.2447 | 363.9759 | 18.1268 | 148.0873 | 219.2034 | 436.361 | 91.1527 | 6242.5561 | 5822.3986 | 92099.8352 | 104164.7899 | 416051.7814 | 525406.2403 | 9.385% | 579824.5329
OFFICE BUILDINGS #1697 | TERTIARY | OFFICE BUILDINGS | 3178.1767 | 2014 | 0 | 0 | 0 | 0 | 0 | 1664.9027 | 43092.5102 | 26128.9561 | 3 | 20135.884 | 13685.7104 | 5 | 0 | 0 | 0 | 0 | 0 | 0 | 16927.3405 | 803.869 | 89024.2151 | 1008.6941 | 1707.3029 | 192.467 | 484.2762 | 0 | 21946.7335 | 226.1017 | 0 | 97526.9471 | 77.06% | 22.94% | 3339.9945 | 503.7209 | 300.7287 | 18.0203 | 167.5046 | 182.6094 | 304.7199 | 63.1108 | 5442.8208 | 4675.0701 | 89131.8583 | 99249.7492 | 321950.2786 | 425675.6139 | 8.818% | 466842.9839
OFFICE BUILDINGS #1698 | TERTIARY | OFFICE BUILDINGS | 3373.9264 | 2019 | 0 | 0 | 0 | 0 | 0 | 1867.763 | 55849.8944 | 23207.4124 | 4 | 26716.3615 | 15332.0006 | 4 | 0 | 0 | 0 | 0 | 0 | 0 | 13455.8525 | 704.2186 | 120161.2729 | 717.7206 | 2016.7193 | 154.4542 | 388.6991 | 0 | 29950.8058 | 169.5132 | 0 | 107334.897 | 85.03% | 14.97% | 3004.677 | 479.2611 | 242.6365 | 19.9375 | 202.889 | 134.913 | 280.3733 | 99.1245 | 5373.2571 | 4937.7949 | 94439.6946 | 104750.7466 | 389621.9132 | 497776.53 | 4.948% | 523689.8226
OFFICE BUILDINGS #1699 | TERTIARY | OFFICE BUILDINGS | 1086.8007 | 2022 | 0 | 0 | 0 | 0 | 0 | 543.478 | 12291.7351 | 11145.497 | 2 | 7048.6165 | 5204.4435 | 1 | 0 | 0 | 0 | 0 | 0 | 0 | 4646.9803 | 250.8346 | 42753.5324 | 322.6425 | 733.1332 | 67.9206 | 185.1182 | 0 | 9720.5597 | 75.2954 | 0 | 32942.0751 | 62.96% | 37.04% | 1083.2409 | 121.033 | 106.4815 | 5.2239 | 43.0821 | 53.6896 | 81.7335 | 31.4648 | 1663.6481 | 1614.2354 | 31639.6705 | 34917.554 | 120891.7839 | 156986.3764 | 10.84% | 176066.4199
OFFICE BUILDINGS #1700 | TERTIARY | OFFICE BUILDINGS | 2979.911 | 2014 | 0 | 0 | 0 | 0 | 0 | 1692.1061 | 26924.2161 | 19178.5076 | 3 | 23291.3749 | 13262.2326 | 3 | 0 | 0 | 0 | 0 | 0 | 0 | 11761.8932 | 678.4597 | 81845.8222 | 658.4263 | 1678.2403 | 163.8982 | 490.0288 | 0 | 25878.1375 | 203.1916 | 0 | 86850.4769 | 56.34% | 43.66% | 3289.2966 | 420.8061 | 319.5163 | 16.2016 | 149.4582 | 133.0281 | 336.8344 | 62.0283 | 3168.9368 | 4868.5095 | 72973.9552 | 81011.4015 | 285581.6291 | 370615.821 | 11.18% | 417288.836
OFFICE BUILDINGS #1701 | TERTIARY | OFFICE BUILDINGS | 1563.3938 | 2012 | 0 | 0 | 0 | 0 | 0 | 592.2902 | 14300.5171 | 13378.6108 | 2 | 12360.6714 | 6212.837 | 2 | 0 | 0 | 0 | 0 | 0 | 0 | 7383.0756 | 387.8295 | 47663.7648 | 350.489 | 600.1766 | 99.9077 | 243.534 | 0 | 13374.2844 | 114.9517 | 0 | 45795.3405 | 91.56% | 8.44% | 1075.0034 | 261.9017 | 120.7009 | 8.2796 | 60.0664 | 88.3181 | 155.2279 | 29.2712 | 2064.8411 | 2038.3634 | 46225.9892 | 50329.1937 | 155071.4758 | 206914.4642 | 4.503% | 216671.3287
OFFICE BUILDINGS #1702 | TERTIARY | OFFICE BUILDINGS | 3184.3522 | 2019 | 0 | 0 | 0 | 0 | 0 | 1922.5252 | 32819.9979 | 24738.8904 | 3 | 26309.3212 | 21450.9972 | 4 | 0 | 0 | 0 | 0 | 0 | 0 | 19339.634 | 971.4931 | 142268.5531 | 804.7903 | 1727.7699 | 195.2818 | 386.3767 | 0 | 21890.386 | 183.5011 | 0 | 75577.9475 | 77.98% | 22.02% | 3313.5436 | 426.7745 | 212.0417 | 18.9574 | 182.0183 | 193.4745 | 322.242 | 69.5197 | 3871.2781 | 4169.8063 | 92420.4321 | 100461.5165 | 350934.8361 | 455722.7869 | 10.75% | 510592.2591
OFFICE BUILDINGS #1703 | TERTIARY | OFFICE BUILDINGS | 542.63 | 2016 | 0 | 0 | 0 | 0 | 0 | 251.0407 | 6705.5743 | 5134.3687 | 1 | 4324.2643 | 2429.9772 | 1 | 0 | 0 | 0 | 0 | 0 | 0 | 2447.3334 | 107.1998 | 22567.3724 | 139.6492 | 270.1089 | 29.1267 | 60.4234 | 0 | 3346.8974 | 32.1478 | 0 | 13276.8688 | 81.88% | 18.12% | 371.5343 | 93.8725 | 37.489 | 3.0546 | 33.076 | 24.8841 | 51.9415 | 15.1146 | 938.2175 | 728.7314 | 12142.015 | 13808.9639 | 58358.0079 | 72889.6179 | 5.589% | 77204.7562
OFFICE BUILDINGS #1704 | TERTIARY | OFFICE BUILDINGS | 1092.4802 | 2020 | 0 | 0 | 0 | 0 | 0 | 728.3555 | 17124.5196 | 10834.148 | 1 | 6750.8016 | 6111.3002 | 1 | 0 | 0 | 0 | 0 | 0 | 0 | 5888.1699 | 264.9471 | 46294.4753 | 244.0701 | 484.8002 | 64.236 | 136.5856 | 0 | 8481.7078 | 51.4455 | 0 | 29620.1325 | 62.31% | 37.69% | 1158.9049 | 166.4253 | 113.932 | 6.0732 | 60.5161 | 62.32 | 132.5313 | 21.8867 | 2108.2709 | 1306.4688 | 23758.153 | 27172.8927 | 126481.3996 | 155325.0658 | 6.538% | 166191.365
OFFICE BUILDINGS #1705 | TERTIARY | OFFICE BUILDINGS | 822.187 | 2009 | 0 | 0 | 0 | 0 | 0 | 478.427 | 10773.9418 | 5468.3665 | 1 | 5353.9452 | 4021.028 | 1 | 0 | 0 | 0 | 0 | 0 | 0 | 3895.4441 | 213.6058 | 25096.8911 | 212.4118 | 375.926 | 43.4461 | 114.1386 | 0 | 4201.331 | 56.7818 | 0 | 18714.203 | 66.29% | 33.71% | 598.4578 | 121.7525 | 83.5182 | 4.6163 | 31.6673 | 41.6182 | 84.3126 | 22.9705 | 909.2056 | 1000.5488 | 21107.8378 | 23017.5922 | 75184.5287 | 99006.5702 | 5.309% | 104557.7507
OFFICE BUILDINGS #1706 | TERTIARY | OFFICE BUILDINGS | 336.7097 | 2012 | 0 | 0 | 0 | 0 | 0 | 209.6741 | 3169.8577 | 2509.9129 | 1 | 1734.2143 | 1804.9101 | 1 | 0 | 0 | 0 | 0 | 0 | 0 | 1857.7983 | 80.81 | 13486.6749 | 104.7091 | 150.2482 | 16.6769 | 53.8332 | 0 | 2456.7249 | 23.6274 | 0 | 10143.5517 | 82.83% | 17.17% | 245.5978 | 56.2124 | 34.4823 | 1.5802 | 14.0203 | 17.2493 | 37.9065 | 9.8376 | 349.625 | 542.5663 | 7924.5168 | 8816.7081 | 36163.544 | 45320.7871 | 9.193% | 49908.9055
OFFICE BUILDINGS #1707 | TERTIARY | OFFICE BUILDINGS | 2980.6412 | 2009 | 0 | 0 | 0 | 0 | 0 | 1686.855 | 24437.3931 | 23748.1967 | 3 | 16527.2521 | 12169.3224 | 3 | 0 | 0 | 0 | 0 | 0 | 0 | 11575.0041 | 822.3198 | 91788.8646 | 626.3533 | 1457.5646 | 194.3941 | 460.4926 | 0 | 17655.1789 | 173.9567 | 0 | 85649.8751 | 68.85% | 31.15% | 2105.9811 | 491.1281 | 280.4852 | 15.7011 | 157.0713 | 122.504 | 255.4787 | 80.6616 | 3696.0648 | 4594.5403 | 88240.2003 | 96530.8054 | 275674.5793 | 375684.0106 | 5.763% | 398658.1282
OFFICE BUILDINGS #1708 | TERTIARY | OFFICE BUILDINGS | 328.863 | 2021 | 0 | 0 | 0 | 0 | 0 | 211.4045 | 4082.0393 | 3462.9204 | 0 | 2370.7812 | 2326.0568 | 0 | 0 | 0 | 0 | 0 | 0 | 0 | 1801.795 | 62.7728 | 13262.7371 | 65.6836 | 194.0871 | 17.5759 | 50.231 | 0 | 2172.6796 | 16.1005 | 0 | 12734.1802 | 75% | 25% | 328.1106 | 46.4352 | 34.9282 | 1.4146 | 19.1424 | 15.3621 | 32.7229 | 7.1785 | 612.8903 | 424.2825 | 9967.6433 | 11004.8161 | 40136.928 | 51500.5131 | 5.956% | 54762.075
OFFICE BUILDINGS #1709 | TERTIARY | OFFICE BUILDINGS | 2091.7928 | 2007 | 0 | 0 | 0 | 0 | 0 | 823.7711 | 18112.6632 | 15818.9914 | 3 | 9738.2358 | 8020.3318 | 2 | 0 | 0 | 0 | 0 | 0 | 0 | 6691.5871 | 406.7139 | 51639.7136 | 465.8004 | 894.3133 | 141.988 | 311.8599 | 0 | 12836.0405 | 144.2347 | 0 | 60601.7913 | 59.97% | 40.03% | 1919.5234 | 251.7871 | 142.8132 | 8.603 | 86.5987 | 117.6711 | 174.0331 | 56.9419 | 2168.674 | 2717.8457 | 63758.1633 | 68644.683 | 176560.4479 | 247133.3028 | 11.24% | 278421.9686
OFFICE BUILDINGS #1710 | TERTIARY | OFFICE BUILDINGS | 612.2341 | 2012 | 0 | 0 | 0 | 0 | 0 | 340.5704 | 8346.4607 | 3751.5478 | 1 | 3052.121 | 3183.1982 | 1 | 0 | 0 | 0 | 0 | 0 | 0 | 3080.2088 | 134.3302 | 16786.9783 | 131.3315 | 221.0259 | 43.5056 | 101.1365 | 0 | 4831.6335 | 46.5751 | 0 | 18759.2594 | 86.89% | 13.11% | 640.794 | 92.6483 | 42.612 | 2.8822 | 28.1809 | 32.6054 | 45.4915 | 11.5336 | 858.949 | 784.1125 | 13975.8541 | 15618.9156 | 60769.2338 | 77202.2907 | 4.105% | 80506.9199
OFFICE BUILDINGS #1711 | TERTIARY | OFFICE BUILDINGS | 3531.9891 | 2020 | 0 | 0 | 0 | 0 | 0 | 1780.5877 | 37832.0651 | 33460.7169 | 5 | 28379.5591 | 18705.2254 | 5 | 0 | 0 | 0 | 0 | 0 | 0 | 14630.8593 | 857.9886 | 105058.7299 | 1073.3043 | 2360.3011 | 230.0096 | 557.9692 | 0 | 24209.9081 | 189.2403 | 0 | 115656.6402 | 74.46% | 25.54% | 3162.3903 | 626.4538 | 343.4303 | 15.761 | 192.7913 | 193.264 | 299.3314 | 79.7109 | 6541.6022 | 4585.5949 | 105296.9292 | 116424.1263 | 361880.5262 | 481916.9252 | 11.9% | 547022.8061
OFFICE BUILDINGS #1712 | TERTIARY | OFFICE BUILDINGS | 2220.7736 | 2019 | 0 | 0 | 0 | 0 | 0 | 1141.8962 | 31890.2311 | 16015.2798 | 3 | 17031.1492 | 12362.3024 | 3 | 0 | 0 | 0 | 0 | 0 | 0 | 11716.3194 | 580.593 | 65551.433 | 540.399 | 1068.3737 | 96.9302 | 332.0079 | 0 | 19729.6165 | 161.9498 | 0 | 57253.0395 | 89.14% | 10.86% | 2325.1674 | 299.6611 | 160.2359 | 11.6971 | 91.6645 | 122.2771 | 178.4608 | 52.2016 | 3572.131 | 3099.3485 | 49348.0869 | 56019.5664 | 225901.2614 | 285011.3483 | 7.401% | 307790.4225
OFFICE BUILDINGS #1713 | TERTIARY | OFFICE BUILDINGS | 2822.7691 | 2010 | 0 | 0 | 0 | 0 | 0 | 1639.0963 | 30290.2152 | 15870.8281 | 3 | 16308.3922 | 13245.5631 | 4 | 0 | 0 | 0 | 0 | 0 | 0 | 9241.8489 | 683.9648 | 86549.2552 | 609.6715 | 1168.4073 | 125.8834 | 406.0713 | 0 | 17658.888 | 163.7141 | 0 | 57853.8143 | 73.96% | 26.04% | 1947.5866 | 418.0513 | 214.2454 | 14.2099 | 126.2496 | 172.6053 | 302.7789 | 53.4726 | 4191.1273 | 4345.3267 | 88930.1028 | 97466.5568 | 243222.136 | 343082.451 | 12.19% | 390709.0717
OFFICE BUILDINGS #1714 | TERTIARY | OFFICE BUILDINGS | 1247.4765 | 2020 | 0 | 0 | 0 | 0 | 0 | 662.7926 | 15942.9486 | 13203.0564 | 1 | 11494.9558 | 5470.005 | 2 | 0 | 0 | 0 | 0 | 0 | 0 | 5406.8994 | 278.7 | 40697.4544 | 391.9158 | 509.4715 | 62.482 | 203.5124 | 0 | 12102.4478 | 84.9518 | 0 | 45808.5499 | 82% | 18% | 903.3349 | 211.7111 | 84.1735 | 7.5294 | 60.413 | 74.1346 | 119.794 | 31.0689 | 1686.6817 | 1845.5013 | 32109.7826 | 35641.9656 | 144401.241 | 181410.495 | 7.621% | 196375.833
OFFICE BUILDINGS #1715 | TERTIARY | OFFICE BUILDINGS | 1807.3009 | 2022 | 0 | 0 | 0 | 0 | 0 | 855.059 | 25589.6312 | 13437.5341 | 2 | 12142.4499 | 9392.8985 | 3 | 0 | 0 | 0 | 0 | 0 | 0 | 9552.3947 | 483.2672 | 90466.9532 | 364.9999 | 816.2799 | 99.921 | 310.303 | 0 | 14696.2857 | 130.197 | 0 | 60495.4167 | 74.86% | 25.14% | 1365.734 | 309.1279 | 192.7085 | 10.1989 | 104.4502 | 89.3148 | 214.2332 | 52.9876 | 2907.7937 | 2524.297 | 52263.0355 | 57695.1261 | 233213.0805 | 292969.3413 | 8.884% | 321536.1448
OFFICE BUILDINGS #1716 | TERTIARY | OFFICE BUILDINGS | 2106.4387 | 2012 | 0 | 0 | 0 | 0 | 0 | 1307.6996 | 26037.8493 | 17497.9801 | 3 | 12298.0867 | 7849.6821 | 2 | 0 | 0 | 0 | 0 | 0 | 0 | 11400.2619 | 447.6901 | 63973.9725 | 604.4869 | 966.1998 | 132.5775 | 326.9981 | 0 | 12432.1352 | 102.6746 | 0 | 46429.6943 | 73.88% | 26.12% | 1765.8403 | 282.0248 | 192.8922 | 8.586 | 90.6814 | 90.1678 | 256.4545 | 40.2237 | 2418.3362 | 2927.8663 | 49008.9704 | 54355.1729 | 191191.118 | 247440.9681 | 6.18% | 263739.6077
OFFICE BUILDINGS #1717 | TERTIARY | OFFICE BUILDINGS | 905.1367 | 2019 | 0 | 0 | 0 | 0 | 0 | 658.1534 | 12716.8718 | 8137.3866 | 1 | 5786.7737 | 5936.8604 | 1 | 0 | 0 | 0 | 0 | 0 | 0 | 5535.7968 | 230.5859 | 43756.7972 | 269.1376 | 369.6994 | 56.9462 | 98.2039 | 0 | 8328.4137 | 57.8738 | 0 | 29177.9912 | 78.58% | 21.42% | 896.5609 | 128.7525 | 80.4189 | 4.7097 | 42.7996 | 54.2323 | 73.9308 | 22.3371 | 1401.4713 | 1574.8726 | 20958.7984 | 23935.1423 | 115991.9926 | 141088.858 | 8.709% | 154548.2373
OFFICE BUILDINGS #1718 | TERTIARY | OFFICE BUILDINGS | 2304.5733 | 2010 | 0 | 0 | 0 | 0 | 0 | 851.7979 | 26851.2979 | 14932.0943 | 3 | 16187.3896 | 8127.5723 | 2 | 0 | 0 | 0 | 0 | 0 | 0 | 8772.7783 | 550.8617 | 85313.7335 | 704.7208 | 1090.8275 | 138.7663 | 381.1147 | 0 | 16012.0414 | 160.1415 | 0 | 49157.5855 | 84.6% | 15.4% | 2054.3733 | 323.614 | 201.9064 | 10.2044 | 128.2383 | 88.8132 | 213.86 | 52.4526 | 3399.0659 | 2419.776 | 59801.1686 | 65620.0105 | 222941.08 | 290829.6351 | 6.372% | 310623.0509
OFFICE BUILDINGS #1719 | TERTIARY | OFFICE BUILDINGS | 2844.4064 | 2008 | 0 | 0 | 0 | 0 | 0 | 1335.0888 | 32692.3122 | 16163.7925 | 4 | 13940.3105 | 10080.1867 | 4 | 0 | 0 | 0 | 0 | 0 | 0 | 13801.6062 | 549.2436 | 75415.7443 | 659.5755 | 1101.7958 | 150.4244 | 353.2825 | 0 | 21195.2109 | 146.6725 | 0 | 68096.477 | 73.3% | 26.7% | 2182.1569 | 343.3414 | 314.1277 | 10.5438 | 105.4295 | 117.901 | 307.7263 | 73.1458 | 3825.3793 | 4184.6066 | 73745.4696 | 81755.4555 | 250076.4385 | 334411.3989 | 12.37% | 381626.2527
OFFICE BUILDINGS #1720 | TERTIARY | OFFICE BUILDINGS | 521.7117 | 2015 | 0 | 0 | 0 | 0 | 0 | 227.7875 | 7410.115 | 4434.9365 | 1 | 3526.2031 | 2550.2281 | 1 | 0 | 0 | 0 | 0 | 0 | 0 | 2789.7114 | 134.2309 | 21387.5826 | 124.9845 | 195.0499 | 37.6009 | 55.934 | 0 | 3119.3186 | 25.8618 | 0 | 14129.7209 | 78.92% | 21.08% | 440.916 | 69.1554 | 41.791 | 2.4326 | 21.7088 | 26.4479 | 45.5425 | 11.871 | 632.9071 | 568.8948 | 12982.0744 | 14183.8762 | 57457.3385 | 72375.1985 | 11.35% | 81643.6116
OFFICE BUILDINGS #1721 | TERTIARY | OFFICE BUILDINGS | 1275.16 | 2013 | 0 | 0 | 0 | 0 | 0 | 756.4454 | 17735.8795 | 10637.5135 | 2 | 7487.4391 | 7063.6197 | 1 | 0 | 0 | 0 | 0 | 0 | 0 | 6619.033 | 354.9634 | 53427.472 | 285.2526 | 462.1552 | 78.0754 | 201.6206 | 0 | 10418.4186 | 87.8116 | 0 | 36005.9067 | 91.55% | 8.453% | 1005.7477 | 203.7922 | 97.7783 | 7.0117 | 72.2193 | 50.0235 | 132.5694 | 31.8508 | 1309.5941 | 1986.5881 | 33257.4805 | 36553.6627 | 144339.0714 | 182149.5848 | 8.039% | 198072.0706
OFFICE BUILDINGS #1722 | TERTIARY | OFFICE BUILDINGS | 521.5817 | 2013 | 0 | 0 | 0 | 0 | 0 | 239.8818 | 7330.372 | 3500.9634 | 1 | 2985.9876 | 2455.7909 | 1 | 0 | 0 | 0 | 0 | 0 | 0 | 2918.5668 | 122.8448 | 15846.9098 | 160.9555 | 191.8228 | 23.4979 | 80.5678 | 0 | 3128.8046 | 25.1699 | 0 | 15599.677 | 61.52% | 38.48% | 527.5057 | 65.6811 | 53.8931 | 1.9511 | 27.2826 | 21.1516 | 52.9122 | 15.0348 | 886.4638 | 797.5062 | 13348.3031 | 15032.273 | 52989.222 | 68561.4285 | 3.205% | 70831.2494
OFFICE BUILDINGS #1723 | TERTIARY | OFFICE BUILDINGS | 2961.9843 | 2015 | 0 | 0 | 0 | 0 | 0 | 1416.5957 | 38949.3172 | 26827.8865 | 3 | 22641.807 | 14558.065 | 4 | 0 | 0 | 0 | 0 | 0 | 0 | 12991.6276 | 872.9746 | 85575.7776 | 733.1004 | 1228.6718 | 180.5965 | 430.5025 | 0 | 17114.079 | 150.2051 | 0 | 90812.8987 | 86.37% | 13.63% | 2953.8369 | 439.2587 | 247.5042 | 14.0521 | 176.2222 | 148.9301 | 350.7066 | 57.2964 | 4478.1478 | 4751.963 | 87045.5055 | 96275.6164 | 297952.4701 | 398031.4583 | 3.442% | 412219.3683
OFFICE BUILDINGS #1724 | TERTIARY | OFFICE BUILDINGS | 3565.6754 | 2018 | 0 | 0 | 0 | 0 | 0 | 2375.3023 | 50814.7617 | 30320.7177 | 5 | 25948.4897 | 21859.0715 | 5 | 0 | 0 | 0 | 0 | 0 | 0 | 16736.7815 | 1070.1395 | 155952.6876 | 1006.354 | 2172.5118 | 253.4512 | 470.254 | 0 | 31816.0692 | 257.5151 | 0 | 112478.9737 | 85.47% | 14.53% | 3340.6857 | 584.4524 | 332.9374 | 19.1004 | 134.1279 | 193.6516 | 319.9119 | 69.6414 | 5097.9644 | 5289.8917 | 115343.5092 | 125731.3653 | 433137.8614 | 562698.0422 | 5.746% | 596999.6055
OFFICE BUILDINGS #1725 | TERTIARY | OFFICE BUILDINGS | 750.7947 | 2010 | 0 | 0 | 0 | 0 | 0 | 416.7136 | 8059.0087 | 4508.835 | 1 | 3659.6195 | 3713.8956 | 1 | 0 | 0 | 0 | 0 | 0 | 0 | 3758.3226 | 191.951 | 26055.9113 | 182.2365 | 276.9965 | 42.682 | 116.0715 | 0 | 6002.2687 | 56.6751 | 0 | 16597.4984 | 60.38% | 39.62% | 643.3798 | 125.079 | 51.5006 | 2.8534 | 29.9287 | 43.4362 | 75.4795 | 16.6234 | 1093.0285 | 800.5315 | 23463.7358 | 25357.2958 | 70873.8693 | 97010.1889 | 7.387% | 104748.034
OFFICE BUILDINGS #1726 | TERTIARY | OFFICE BUILDINGS | 3448.2301 | 2022 | 0 | 0 | 0 | 0 | 0 | 1777.5699 | 49718.9815 | 39211.2701 | 4 | 21617.6255 | 22823.9637 | 3 | 0 | 0 | 0 | 0 | 0 | 0 | 23178.7407 | 762.8807 | 161323.2167 | 1014.4956 | 1765.5387 | 239.4566 | 425.1134 | 0 | 27899.0203 | 245.9351 | 0 | 106469.7164 | 87.37% | 12.63% | 2502.787 | 506.5464 | 279.0041 | 15.1111 | 153.9418 | 139.0737 | 390.9103 | 96.1995 | 5151.1897 | 6534.24 | 73669.428 | 85354.8577 | 430151.0569 | 519737.7484 | 1.266% | 526399.4716
OFFICE BUILDINGS #1727 | TERTIARY | OFFICE BUILDINGS | 610.6634 | 2019 | 0 | 0 | 0 | 0 | 0 | 399.8738 | 10120.2579 | 5841.7119 | 1 | 4316.2705 | 4249.9439 | 1 | 0 | 0 | 0 | 0 | 0 | 0 | 2795.7979 | 165.2727 | 27746.0746 | 162.69 | 402.7654 | 37.341 | 66.5378 | 0 | 5578.1685 | 31.0492 | 0 | 22990.678 | 72.79% | 27.21% | 579.6645 | 68.2445 | 41.8268 | 3.1338 | 29.4372 | 27.2543 | 56.4085 | 11.3806 | 981.4945 | 987.92 | 13217.1188 | 15186.5333 | 81096.6151 | 97198.7189 | 10.76% | 108920.0203
OFFICE BUILDINGS #1728 | TERTIARY | OFFICE BUILDINGS | 524.679 | 2022 | 0 | 0 | 0 | 0 | 0 | 308.7769 | 7141.7921 | 4263.5464 | 1 | 4802.3109 | 2505.273 | 0 | 0 | 0 | 0 | 0 | 0 | 0 | 2173.6769 | 118.4423 | 21376.5054 | 131.3532 | 349.0765 | 28.9745 | 76.7605 | 0 | 3755.2738 | 25.1201 | 0 | 15405.5476 | 86.81% | 13.19% | 455.9852 | 83.9858 | 36.5808 | 3.0174 | 28.7109 | 25.7038 | 43.1602 | 12.7718 | 776.3632 | 886.1551 | 10325.4814 | 11987.9996 | 60679.1853 | 73481.407 | 9.956% | 81606.1923
OFFICE BUILDINGS #1729 | TERTIARY | OFFICE BUILDINGS | 2480.647 | 2006 | 0 | 0 | 0 | 0 | 0 | 1290.0114 | 25068.3478 | 17687.0361 | 3 | 11591.5184 | 10528.4108 | 3 | 0 | 0 | 0 | 0 | 0 | 0 | 7853.0857 | 718.8327 | 69555.9582 | 650.587 | 1025.6231 | 116.5708 | 258.015 | 0 | 15295.1355 | 191.7641 | 0 | 67283.3206 | 62.49% | 37.51% | 1960.1416 | 371.182 | 229.521 | 14.2375 | 112.9136 | 97.8022 | 274.2006 | 67.3573 | 2287.8255 | 2671.4104 | 61839.4249 | 66798.6608 | 216838.4745 | 286227.7316 | 5.212% | 301966.0903
OFFICE BUILDINGS #1730 | TERTIARY | OFFICE BUILDINGS | 2211.4495 | 2009 | 0 | 0 | 0 | 0 | 0 | 914.6703 | 24276.3285 | 13493.9977 | 3 | 10532.2321 | 8744.3732 | 3 | 0 | 0 | 0 | 0 | 0 | 0 | 6962.4582 | 619.4974 | 63302.6192 | 566.5513 | 889.2384 | 155.0136 | 289.2883 | 0 | 14523.5801 | 146.3323 | 0 | 66143.0374 | 66.04% | 33.96% | 2449.5045 | 285.2918 | 239.1032 | 10.1587 | 119.3905 | 122.8715 | 200.1871 | 63.9075 | 3145.1842 | 2114.2062 | 52799.2725 | 58058.663 | 204650.1086 | 264810.0823 | 4.826% | 278236.6447
OFFICE BUILDINGS #1731 | TERTIARY | OFFICE BUILDINGS | 373.4851 | 2011 | 0 | 0 | 0 | 0 | 0 | 221.9362 | 4009.9991 | 2506.0626 | 0 | 2253.4158 | 1603.2727 | 1 | 0 | 0 | 0 | 0 | 0 | 0 | 1947.4812 | 85.6332 | 13281.9792 | 77.8444 | 186.5418 | 16.7362 | 50.4055 | 0 | 3066.7109 | 22.4262 | 0 | 11884.4221 | 77.54% | 22.46% | 291.6353 | 43.4708 | 33.4035 | 2.2969 | 22.5539 | 20.0683 | 31.5505 | 9.0612 | 544.2562 | 384.4064 | 10897.3593 | 11826.0219 | 40035.191 | 52208.8174 | 4.107% | 54444.6109
OFFICE BUILDINGS #1732 | TERTIARY | OFFICE BUILDINGS | 3347.0452 | 2013 | 0 | 0 | 0 | 0 | 0 | 1453.3492 | 40445.9179 | 28248.3599 | 4 | 21504.278 | 13672.0462 | 3 | 0 | 0 | 0 | 0 | 0 | 0 | 11513.7257 | 723.0506 | 129870.9016 | 857.9232 | 1771.6232 | 234.5038 | 374.5625 | 0 | 25916.6934 | 239.0517 | 0 | 93312.0929 | 62.41% | 37.59% | 3687.7008 | 483.2721 | 290.2378 | 19.2318 | 125.3201 | 166.224 | 257.4968 | 65.7535 | 5152.8973 | 3517.1305 | 83536.34 | 92206.3678 | 354350.5145 | 449574.9531 | 11.84% | 509962.8371
OFFICE BUILDINGS #1733 | TERTIARY | OFFICE BUILDINGS | 1046.9943 | 2015 | 0 | 0 | 0 | 0 | 0 | 557.8116 | 15865.8799 | 6420.1628 | 1 | 6641.9737 | 5564.3571 | 1 | 0 | 0 | 0 | 0 | 0 | 0 | 5245.5912 | 264.2042 | 37241.2066 | 298.7772 | 635.5716 | 51.985 | 152.5683 | 0 | 8558.3267 | 55.663 | 0 | 23847.6421 | 88.07% | 11.93% | 1116.4878 | 141.0022 | 75.4719 | 4.4065 | 52.3918 | 62.9338 | 114.722 | 29.3472 | 1588.1569 | 1364.3046 | 32599.6071 | 35552.0686 | 108017.3739 | 144896.6671 | 4.051% | 151014.9786
OFFICE BUILDINGS #1734 | TERTIARY | OFFICE BUILDINGS | 540.9721 | 2006 | 0 | 0 | 0 | 0 | 0 | 183.7897 | 5956.334 | 4313.5245 | 1 | 2337.4132 | 2053.9871 | 1 | 0 | 0 | 0 | 0 | 0 | 0 | 2268.3109 | 100.8536 | 13482.2942 | 119.9978 | 251.0756 | 38.2507 | 76.5964 | 0 | 3048.5056 | 37.3155 | 0 | 12354.5932 | 69.23% | 30.77% | 475.798 | 81.5061 | 41.2427 | 2.2696 | 32.8884 | 32.5149 | 45.2511 | 15.696 | 740.5646 | 480.3547 | 15642.0933 | 16863.0126 | 43646.26 | 60973.9036 | 4.993% | 64178.4163
OFFICE BUILDINGS #1735 | TERTIARY | OFFICE BUILDINGS | 2487.7479 | 2012 | 0 | 0 | 0 | 0 | 0 | 1271.4408 | 24600.9783 | 21598.1209 | 2 | 15524.0704 | 14380.9967 | 3 | 0 | 0 | 0 | 0 | 0 | 0 | 13488.383 | 749.1604 | 101135.5817 | 500.7016 | 1420.8041 | 178.0719 | 378.756 | 0 | 13895.9219 | 126.3375 | 0 | 78727.3347 | 86.75% | 13.25% | 1702.404 | 445.451 | 239.7319 | 13.0687 | 128.7204 | 148.2206 | 301.1947 | 65.4965 | 2889.0415 | 4037.0103 | 75293.3431 | 82219.3949 | 272498.8626 | 357250.4172 | 12.88% | 410058.6856
OFFICE BUILDINGS #1736 | TERTIARY | OFFICE BUILDINGS | 500.8415 | 2007 | 0 | 0 | 0 | 0 | 0 | 208.9664 | 5057.3415 | 2796.9562 | 1 | 3165.5114 | 1958.908 | 1 | 0 | 0 | 0 | 0 | 0 | 0 | 1653.5856 | 113.3316 | 18246.4044 | 109.637 | 246.2023 | 31.6205 | 52.1282 | 0 | 3550.8199 | 27.6851 | 0 | 10899.1195 | 83.58% | 16.42% | 442.7033 | 69.8845 | 50.2026 | 2.957 | 26.1271 | 22.2658 | 41.6795 | 14.8207 | 651.4091 | 541.9548 | 15430.8474 | 16624.2112 | 47046.1333 | 64254.8709 | 6.87% | 68994.8244
OFFICE BUILDINGS #1737 | TERTIARY | OFFICE BUILDINGS | 2878.4314 | 2020 | 0 | 0 | 0 | 0 | 0 | 1860.7979 | 40439.5172 | 20543.8527 | 4 | 25896.0243 | 12627.0764 | 4 | 0 | 0 | 0 | 0 | 0 | 0 | 17103.4222 | 710.4085 | 87642.5898 | 851.4155 | 1942.0665 | 180.6475 | 331.9952 | 0 | 20350.5738 | 197.0908 | 0 | 110347.486 | 88.14% | 11.86% | 2238.7118 | 372.2185 | 293.0609 | 15.6821 | 171.0701 | 163.239 | 232.576 | 69.0719 | 3855.0354 | 5158.5817 | 61950.7353 | 70964.3524 | 333583.5678 | 407650.4615 | 0.8933% | 411324.8341
OFFICE BUILDINGS #1738 | TERTIARY | OFFICE BUILDINGS | 693.6113 | 2012 | 0 | 0 | 0 | 0 | 0 | 399.0051 | 6663.8649 | 6201.6248 | 1 | 4257.5813 | 3861.4646 | 1 | 0 | 0 | 0 | 0 | 0 | 0 | 2911.9777 | 136.6401 | 18074.0734 | 135.5652 | 294.1312 | 30.3757 | 73.1012 | 0 | 4953.6669 | 43.2193 | 0 | 15199.2757 | 61.9% | 38.1% | 500.2223 | 105.1496 | 75.5899 | 4.2009 | 40.2884 | 35.4545 | 80.0866 | 14.4943 | 979.5707 | 769.3685 | 21216.6769 | 22965.616 | 57976.1909 | 81654.7116 | 2.997% | 84177.4284
OFFICE BUILDINGS #1739 | TERTIARY | OFFICE BUILDINGS | 532.8412 | 2006 | 0 | 0 | 0 | 0 | 0 | 189.5632 | 6423.1962 | 3098.544 | 1 | 3604.2915 | 1952.8283 | 1 | 0 | 0 | 0 | 0 | 0 | 0 | 1752.7691 | 105.1128 | 13767.9289 | 127.9772 | 252.4136 | 28.7708 | 59.6408 | 0 | 2515.7486 | 33.2628 | 0 | 13970.3414 | 54.18% | 45.82% | 507.4499 | 87.3918 | 35.8289 | 2.3069 | 31.3359 | 21.2619 | 45.7504 | 15.9358 | 629.6483 | 579.0382 | 15031.5919 | 16240.2783 | 46382.274 | 63111.2077 | 10.42% | 70451.0269
OFFICE BUILDINGS #1740 | TERTIARY | OFFICE BUILDINGS | 1782.3166 | 2010 | 0 | 0 | 0 | 0 | 0 | 907.3741 | 16629.577 | 9680.625 | 3 | 11397.7978 | 7622.6117 | 2 | 0 | 0 | 0 | 0 | 0 | 0 | 6215.3055 | 533.9263 | 53846.3678 | 512.5502 | 706.4813 | 88.9347 | 197.444 | 0 | 12158.6427 | 122.4863 | 0 | 49063.2465 | 61.33% | 38.67% | 1475.4959 | 320.8872 | 183.3308 | 7.9872 | 70.5611 | 93.8605 | 155.2482 | 47.9894 | 2478.4506 | 2476.3737 | 35998.5045 | 40953.3289 | 165566.1388 | 208321.8875 | 11.28% | 234814.1914
OFFICE BUILDINGS #1741 | TERTIARY | OFFICE BUILDINGS | 2348.3785 | 2013 | 0 | 0 | 0 | 0 | 0 | 1177.7174 | 21302.8687 | 14029.1354 | 4 | 11950.0777 | 13253.9329 | 4 | 0 | 0 | 0 | 0 | 0 | 0 | 10585.5464 | 486.9072 | 63680.0478 | 678.4307 | 1147.6047 | 151.1006 | 262.4651 | 0 | 19071.2537 | 151.288 | 0 | 62914.5435 | 70.43% | 29.57% | 2421.416 | 293.2116 | 170.9603 | 12.8006 | 142.4094 | 89.5754 | 245.2964 | 67.138 | 3018.7047 | 3849.3361 | 66578.3977 | 73446.4385 | 211957.0571 | 288569.6587 | 3.867% | 300177.8655
OFFICE BUILDINGS #1742 | TERTIARY | OFFICE BUILDINGS | 588.229 | 2020 | 0 | 0 | 0 | 0 | 0 | 303.2191 | 6690.4767 | 5907.9792 | 1 | 4584.2066 | 3359.1785 | 1 | 0 | 0 | 0 | 0 | 0 | 0 | 2716.1963 | 158.4576 | 22961.5765 | 175.1826 | 295.7512 | 32.7198 | 65.4889 | 0 | 4767.562 | 45.3301 | 0 | 20341.4488 | 75.09% | 24.91% | 531.6102 | 73.7897 | 44.2711 | 2.2713 | 27.7266 | 30.4896 | 68.454 | 11.0475 | 971.1502 | 751.2016 | 18375.5291 | 20097.8809 | 68243.0323 | 88951.4882 | 11.84% | 100899.3017
OFFICE BUILDINGS #1743 | TERTIARY | OFFICE BUILDINGS | 3120.6499 | 2015 | 0 | 0 | 0 | 0 | 0 | 1687.2856 | 30381.2747 | 25448.5854 | 4 | 21511.8992 | 16448.0995 | 4 | 0 | 0 | 0 | 0 | 0 | 0 | 13334.1695 | 697.6514 | 101616.9397 | 887.8867 | 1773.7683 | 223.5133 | 518.767 | 0 | 26526.6525 | 168.3299 | 0 | 111441.5052 | 85.49% | 14.51% | 3393.3187 | 442.5323 | 215.4513 | 12.824 | 115.5797 | 153.2391 | 279.7371 | 58.8146 | 4071.0784 | 5357.4293 | 93151.6755 | 102580.1831 | 337697.5211 | 444192.3887 | 9.171% | 489045.124
OFFICE BUILDINGS #1744 | TERTIARY | OFFICE BUILDINGS | 2659.8 | 2020 | 0 | 0 | 0 | 0 | 0 | 1581.1326 | 38938.3363 | 26994.079 | 4 | 19977.4222 | 14868.5276 | 3 | 0 | 0 | 0 | 0 | 0 | 0 | 14241.0154 | 645.62 | 86598.7899 | 656.3507 | 1686.3797 | 167.5642 | 432.8249 | 0 | 20186.8246 | 198.8811 | 0 | 71109.0127 | 79.92% | 20.08% | 2604.3262 | 489.958 | 287.8423 | 13.59 | 128.4953 | 142.0727 | 286.998 | 74.1901 | 5107.5452 | 4211.8239 | 60439.5829 | 69758.9521 | 280948.3387 | 354638.8548 | 0.8927% | 357833.2916
OFFICE BUILDINGS #1745 | TERTIARY | OFFICE BUILDINGS | 1145.0961 | 2019 | 0 | 0 | 0 | 0 | 0 | 608.4366 | 11693.7032 | 11398.4137 | 1 | 8961.5843 | 5026.0891 | 1 | 0 | 0 | 0 | 0 | 0 | 0 | 7292.7097 | 267.9971 | 50187.7049 | 237.6703 | 682.2033 | 56.0685 | 173.9466 | 0 | 7126.2781 | 89.2068 | 0 | 42205.1876 | 89.51% | 10.49% | 943.4044 | 147.7101 | 94.9955 | 5.3694 | 45.3824 | 50.335 | 93.0273 | 21.8428 | 2003.7616 | 2091.184 | 30390.3358 | 34485.2814 | 141266.0086 | 177437.5924 | 11.43% | 200341.343
OFFICE BUILDINGS #1746 | TERTIARY | OFFICE BUILDINGS | 2160.3083 | 2019 | 0 | 0 | 0 | 0 | 0 | 1236.9309 | 26468.0851 | 16744.3265 | 3 | 15792.1888 | 13374.4637 | 2 | 0 | 0 | 0 | 0 | 0 | 0 | 8995.9519 | 640.6866 | 95607.2336 | 432.8534 | 899.2965 | 113.8759 | 259.5259 | 0 | 16157.31 | 159.6606 | 0 | 65520.1009 | 82.94% | 17.06% | 1801.1932 | 254.3043 | 223.7532 | 9.5372 | 128.2692 | 124.4929 | 184.4882 | 41.7321 | 3204.5182 | 3721.6821 | 51656.041 | 58582.2413 | 252520.5943 | 313995.3418 | 9.07% | 345315.4211
OFFICE BUILDINGS #1747 | TERTIARY | OFFICE BUILDINGS | 1276.78 | 2012 | 0 | 0 | 0 | 0 | 0 | 678.8101 | 11877.5781 | 7920.244 | 1 | 9823.586 | 7508.4239 | 2 | 0 | 0 | 0 | 0 | 0 | 0 | 4289.8849 | 281.5416 | 40847.8688 | 284.9064 | 471.2891 | 80.8862 | 168.7011 | 0 | 10444.1095 | 71.63 | 0 | 31754.4619 | 88.49% | 11.51% | 1148.3576 | 211.5191 | 87.0443 | 7.4449 | 63.5105 | 67.9746 | 129.0114 | 27.3699 | 1637.9802 | 2079.3987 | 30305.0987 | 34022.4776 | 121235.4756 | 156815.3434 | 7.992% | 170437.2462
OFFICE BUILDINGS #1748 | TERTIARY | OFFICE BUILDINGS | 3459.9796 | 2009 | 0 | 0 | 0 | 0 | 0 | 1839.4405 | 33651.3011 | 27027.2362 | 5 | 22906.1418 | 12381.5261 | 5 | 0 | 0 | 0 | 0 | 0 | 0 | 15356.362 | 1017.4022 | 98871.0145 | 896.1041 | 1347.0693 | 183.6819 | 596.0142 | 0 | 24747.6267 | 251.1364 | 0 | 69255.3416 | 83.63% | 16.37% | 2571.7686 | 601.4376 | 274.291 | 19.8973 | 188.3471 | 135.4662 | 262.7185 | 101.6367 | 3815.4624 | 4375.9041 | 102077.7403 | 110269.1068 | 293609.5232 | 407341.0833 | 3.368% | 421539.2306
OFFICE BUILDINGS #1749 | TERTIARY | OFFICE BUILDINGS | 388.273 | 2012 | 0 | 0 | 0 | 0 | 0 | 209.7648 | 3591.4433 | 3282.4287 | 1 | 2116.3488 | 2042.5603 | 1 | 0 | 0 | 0 | 0 | 0 | 0 | 1522.6022 | 83.8853 | 13405.4572 | 99.6625 | 198.1019 | 17.2226 | 60.4988 | 0 | 2374.5484 | 25.6567 | 0 | 12144.6364 | 73.67% | 26.33% | 311.6842 | 48.9956 | 35.9292 | 1.5525 | 18.4595 | 15.6117 | 41.8313 | 9.3336 | 518.2509 | 598.6303 | 10634.9508 | 11751.8319 | 38906.2812 | 51031.9303 | 4.957% | 53693.7408
OFFICE BUILDINGS #1750 | TERTIARY | OFFICE BUILDINGS | 3318.5885 | 2017 | 0 | 0 | 0 | 0 | 0 | 1793.2218 | 33856.7988 | 21040.7683 | 4 | 27561.2208 | 18425.2024 | 5 | 0 | 0 | 0 | 0 | 0 | 0 | 18516.2664 | 823.6119 | 134397.2029 | 734.1796 | 1505.5335 | 201.7696 | 375.6493 | 0 | 29244.3083 | 259.9422 | 0 | 84597.3272 | 82.06% | 17.94% | 3132.8269 | 399.5108 | 243.9443 | 18.2914 | 202.5178 | 144.2025 | 328.6875 | 74.2321 | 4037.6716 | 6063.8659 | 90800.5341 | 100902.0716 | 361975.7811 | 466043.2747 | 9.345% | 514084.1598
OFFICE BUILDINGS #1751 | TERTIARY | OFFICE BUILDINGS | 1133.3746 | 2008 | 0 | 0 | 0 | 0 | 0 | 593.1379 | 13965.9574 | 6052.4265 | 1 | 8118.6216 | 5106.4785 | 2 | 0 | 0 | 0 | 0 | 0 | 0 | 4044.7237 | 306.1169 | 39952.9316 | 351.7059 | 575.5601 | 59.2106 | 170.248 | 0 | 5714.6527 | 81.8954 | 0 | 23938.1456 | 68.05% | 31.95% | 834.1127 | 197.9777 | 101.2473 | 6.7652 | 59.9025 | 51.0543 | 108.041 | 27.108 | 1159.9136 | 1162.0448 | 35502.108 | 37824.0664 | 105290.8919 | 144166.3091 | 1.918% | 146985.5944
OFFICE BUILDINGS #1752 | TERTIARY | OFFICE BUILDINGS | 334.7686 | 2008 | 0 | 0 | 0 | 0 | 0 | 190.717 | 2861.8801 | 2285.3682 | 0 | 1587.8292 | 1262.8099 | 0 | 0 | 0 | 0 | 0 | 0 | 0 | 1038.8136 | 77.646 | 9619.1347 | 84.4009 | 141.7357 | 20.8658 | 50.3231 | 0 | 1803.0767 | 24.7349 | 0 | 10075.2698 | 85.15% | 14.85% | 355.1339 | 47.6095 | 31.669 | 1.7178 | 15.8336 | 15.6024 | 25.9304 | 8.1091 | 404.9115 | 321.0398 | 7828.855 | 8554.8063 | 29814.1926 | 38719.0601 | 2.397% | 39670.0082
OFFICE BUILDINGS #1753 | TERTIARY | OFFICE BUILDINGS | 1163.5273 | 2007 | 0 | 0 | 0 | 0 | 0 | 542.0853 | 11613.2571 | 7712.8775 | 1 | 7494.3424 | 5845.4155 | 2 | 0 | 0 | 0 | 0 | 0 | 0 | 5186.2117 | 242.2413 | 32707.1358 | 325.9421 | 400.7261 | 74.5618 | 146.1381 | 0 | 6205.1744 | 60.3752 | 0 | 22912.9241 | 69.2% | 30.8% | 956.2877 | 202.3458 | 89.2086 | 5.288 | 63.0593 | 66.1244 | 106.1197 | 28.2916 | 1546.1211 | 1394.9107 | 28488.1507 | 31429.1825 | 95651.1476 | 128173.7726 | 6.35% | 136864.5288
OFFICE BUILDINGS #1754 | TERTIARY | OFFICE BUILDINGS | 412.0252 | 2008 | 0 | 0 | 0 | 0 | 0 | 172.7541 | 3803.0313 | 3387.8507 | 1 | 2590.8256 | 2238.7462 | 1 | 0 | 0 | 0 | 0 | 0 | 0 | 1317.5156 | 80.3009 | 11085.8518 | 111.9473 | 146.763 | 19.8797 | 58.3688 | 0 | 2318.538 | 22.0898 | 0 | 12049.9572 | 85.13% | 14.87% | 375.9825 | 64.255 | 33.4048 | 2.473 | 24.0165 | 21.6074 | 49.5877 | 8.2382 | 463.7048 | 417.8999 | 9830.3804 | 10711.985 | 36450.3825 | 47510.1763 | 9.799% | 52671.202
OFFICE BUILDINGS #1755 | TERTIARY | OFFICE BUILDINGS | 2308.572 | 2015 | 0 | 0 | 0 | 0 | 0 | 1526.0179 | 24333.6712 | 21591.3641 | 4 | 13364.3739 | 9302.2188 | 3 | 0 | 0 | 0 | 0 | 0 | 0 | 13661.9 | 484.3577 | 79871.3206 | 612.5315 | 1241.0424 | 119.1692 | 299.6737 | 0 | 15972.1783 | 166.0328 | 0 | 60471.9281 | 74.92% | 25.08% | 2138.4932 | 330.3379 | 251.7762 | 13.5205 | 113.0337 | 110.4723 | 220.5668 | 50.633 | 2625.6657 | 3500.5572 | 74298.816 | 80425.0389 | 230192.2535 | 313279.3547 | 12.91% | 359713.4756
OFFICE BUILDINGS #1756 | TERTIARY | OFFICE BUILDINGS | 797.8631 | 2015 | 0 | 0 | 0 | 0 | 0 | 364.1508 | 7622.2477 | 5306.0585 | 1 | 4852.7486 | 4254.8173 | 1 | 0 | 0 | 0 | 0 | 0 | 0 | 3379.5213 | 206.5994 | 33976.7109 | 252.9392 | 369.446 | 39.1544 | 115.535 | 0 | 7443.6999 | 56.4861 | 0 | 23793.4477 | 87.06% | 12.94% | 577.7883 | 133.9766 | 56.7948 | 4.2446 | 38.9739 | 36.9717 | 79.5374 | 18.3429 | 1204.8136 | 1064.1349 | 20162.7977 | 22431.7462 | 89021.4121 | 112164.5342 | 6.158% | 119525.1989
OFFICE BUILDINGS #1757 | TERTIARY | OFFICE BUILDINGS | 1748.1156 | 2012 | 0 | 0 | 0 | 0 | 0 | 775.0754 | 20350.5307 | 12771.9821 | 2 | 9289.3345 | 9958.0886 | 2 | 0 | 0 | 0 | 0 | 0 | 0 | 9399.1346 | 454.7616 | 44159.4216 | 363.9656 | 718.6867 | 91.1684 | 254.7167 | 0 | 9555.0164 | 124.6822 | 0 | 57087.8712 | 65.29% | 34.71% | 1418.4082 | 318.3273 | 129.0552 | 6.832 | 106.2641 | 67.5735 | 214.3834 | 42.7651 | 1792.098 | 2557.1025 | 34848.7455 | 39197.9459 | 164978.8806 | 205615.2984 | 3.031% | 212043.3211
OFFICE BUILDINGS #1758 | TERTIARY | OFFICE BUILDINGS | 1786.0768 | 2011 | 0 | 0 | 0 | 0 | 0 | 932.3973 | 22761.6349 | 15405.2997 | 2 | 13114.6209 | 7976.0392 | 3 | 0 | 0 | 0 | 0 | 0 | 0 | 7729.3113 | 365.6973 | 70573.9679 | 433.4715 | 874.7689 | 98.2234 | 274.5981 | 0 | 12681.151 | 118.9055 | 0 | 58791.3772 | 67.5% | 32.5% | 1871.9741 | 291.1946 | 179.8796 | 10.6827 | 100.9164 | 70.7512 | 204.1669 | 45.3014 | 2113.9971 | 1882.9213 | 46639.3306 | 50636.249 | 203515.8233 | 256520.5179 | 0.9083% | 258871.8853
OFFICE BUILDINGS #1759 | TERTIARY | OFFICE BUILDINGS | 1758.2643 | 2022 | 0 | 0 | 0 | 0 | 0 | 1042.0177 | 22117.8924 | 17030.6532 | 3 | 12463.4423 | 8407.4883 | 2 | 0 | 0 | 0 | 0 | 0 | 0 | 11640.009 | 371.1756 | 58921.1095 | 415.9684 | 1006.1204 | 76.6725 | 279.3938 | 0 | 12568.8651 | 128.7564 | 0 | 46098.0303 | 76.44% | 23.56% | 1460.6192 | 211.277 | 193.191 | 9.5186 | 91.0025 | 96.2534 | 196.0249 | 35.6557 | 3342.0232 | 3447.7865 | 39348.9209 | 46138.7306 | 183688.2212 | 232120.8184 | 11.89% | 263450.1055
OFFICE BUILDINGS #1760 | TERTIARY | OFFICE BUILDINGS | 1396.9207 | 2006 | 0 | 0 | 0 | 0 | 0 | 736.5964 | 10890.9605 | 10657.1641 | 2 | 6449.6957 | 5643.4491 | 1 | 0 | 0 | 0 | 0 | 0 | 0 | 4306.8885 | 363.533 | 44640.1742 | 299.397 | 511.1478 | 64.4305 | 185.1914 | 0 | 8998.9416 | 101.5664 | 0 | 27740.6488 | 73.98% | 26.02% | 1183.1371 | 170.1562 | 147.818 | 5.708 | 66.9902 | 62.9621 | 165.8848 | 35.1233 | 1339.9419 | 1815.7821 | 36909.2013 | 40064.9254 | 114124.4507 | 155448.5515 | 9.847% | 172426.9822
OFFICE BUILDINGS #1761 | TERTIARY | OFFICE BUILDINGS | 2710.8664 | 2006 | 0 | 0 | 0 | 0 | 0 | 1154.7635 | 27186.0927 | 13693.849 | 4 | 14057.4769 | 13109.8908 | 3 | 0 | 0 | 0 | 0 | 0 | 0 | 10402.378 | 700.0396 | 67817.3652 | 583.0642 | 1103.415 | 133.672 | 466.8632 | 0 | 14870.3403 | 142.3861 | 0 | 71597.7337 | 60.64% | 39.36% | 2049.8033 | 338.0933 | 259.6857 | 10.59 | 113.1215 | 140.6611 | 285.419 | 80.7639 | 2990.9048 | 2840.91 | 83305.1198 | 89136.9346 | 226892.0531 | 318095.2773 | 8.993% | 349528.1604
OFFICE BUILDINGS #1762 | TERTIARY | OFFICE BUILDINGS | 2319.6282 | 2007 | 0 | 0 | 0 | 0 | 0 | 1042.4095 | 18520.4342 | 19161.7084 | 3 | 10141.7982 | 11549.6671 | 2 | 0 | 0 | 0 | 0 | 0 | 0 | 11145.3512 | 653.9023 | 76313.2264 | 690.179 | 1114.9068 | 114.5702 | 240.9228 | 0 | 14475.7829 | 123.7002 | 0 | 68622.4933 | 79.3% | 20.7% | 1758.313 | 263.4072 | 246.9935 | 10.3838 | 137.8517 | 129.7919 | 225.0151 | 64.7207 | 2781.724 | 3356.7741 | 47354.2133 | 53492.7115 | 220572.6389 | 276619.6298 | 10.66% | 309632.2662
OFFICE BUILDINGS #1763 | TERTIARY | OFFICE BUILDINGS | 1905.6575 | 2017 | 0 | 0 | 0 | 0 | 0 | 1027.1243 | 25373.501 | 14751.4879 | 2 | 13837.7595 | 9447.9906 | 2 | 0 | 0 | 0 | 0 | 0 | 0 | 10643.2738 | 439.0321 | 65576.9378 | 516.6495 | 1052.4681 | 112.9678 | 205.7076 | 0 | 12210.3498 | 124.776 | 0 | 58539.9846 | 86.39% | 13.61% | 1444.2492 | 302.9767 | 152.5412 | 9.3581 | 91.0213 | 70.3687 | 189.2411 | 47.2979 | 3423.5648 | 2437.0216 | 48141.5481 | 54002.1345 | 205769.3376 | 261620.2844 | 5.176% | 275900.0461
OFFICE BUILDINGS #1764 | TERTIARY | OFFICE BUILDINGS | 1749.9265 | 2011 | 0 | 0 | 0 | 0 | 0 | 1012.2485 | 23944.5386 | 12105.9351 | 2 | 12573.6041 | 9297.7003 | 2 | 0 | 0 | 0 | 0 | 0 | 0 | 9368.1329 | 518.8724 | 67359.8233 | 552.8846 | 838.6724 | 77.5507 | 240.7142 | 0 | 13664.449 | 99.7402 | 0 | 38336.8757 | 85.84% | 14.16% | 1446.6779 | 317.6824 | 153.4941 | 9.3455 | 79.1741 | 97.9231 | 183.6318 | 32.7359 | 2852.7919 | 1866.2261 | 51264.8719 | 55983.8898 | 182636.3518 | 240742.2619 | 10.46% | 268864.7185
OFFICE BUILDINGS #1765 | TERTIARY | OFFICE BUILDINGS | 2289.4885 | 2008 | 0 | 0 | 0 | 0 | 0 | 839.2354 | 26631.4977 | 15000.2896 | 3 | 16120.2999 | 8409.1057 | 3 | 0 | 0 | 0 | 0 | 0 | 0 | 9936.2012 | 634.9873 | 79973.394 | 507.6509 | 803.9187 | 159.7091 | 292.7288 | 0 | 11909.7042 | 128.5117 | 0 | 50017.5119 | 56.62% | 43.38% | 2490.5733 | 348.8316 | 166.5913 | 11.0658 | 131.0534 | 131.1927 | 202.6386 | 57.9111 | 2416.6277 | 2803.9532 | 67764.4563 | 72985.0372 | 214092.3347 | 289522.4898 | 3.792% | 300932.423
OFFICE BUILDINGS #1766 | TERTIARY | OFFICE BUILDINGS | 2202.7485 | 2015 | 0 | 0 | 0 | 0 | 0 | 1400.8066 | 28055.8661 | 18428.9755 | 2 | 18140.1377 | 8687.7385 | 3 | 0 | 0 | 0 | 0 | 0 | 0 | 11845.9094 | 494.0142 | 87493.5826 | 530.6944 | 857.8476 | 125.2041 | 250.5699 | 0 | 18356.1375 | 134.3274 | 0 | 71879.0748 | 90.78% | 9.216% | 1633.2172 | 321.5671 | 174.04 | 9.4278 | 133.4299 | 128.6267 | 218.6766 | 58.2782 | 2763.6938 | 3184.1064 | 66137.3003 | 72085.1005 | 258399.6871 | 332602.5653 | 4.681% | 348935.0523
OFFICE BUILDINGS #1767 | TERTIARY | OFFICE BUILDINGS | 2792.3821 | 2018 | 0 | 0 | 0 | 0 | 0 | 1653.7929 | 44354.6789 | 24302.3714 | 3 | 16364.3852 | 15467.8315 | 3 | 0 | 0 | 0 | 0 | 0 | 0 | 14791.897 | 818.1886 | 128457.612 | 809.1999 | 1683.1917 | 141.9905 | 424.7223 | 0 | 26466.2518 | 152.8172 | 0 | 89854.5396 | 80.97% | 19.03% | 3140.5224 | 448.0539 | 214.9668 | 15.7103 | 139.0031 | 145.7195 | 212.4492 | 53.6571 | 3488.4339 | 3884.7708 | 76116.9578 | 83490.1625 | 350578.3204 | 436953.0437 | 11.51% | 493803.3783
OFFICE BUILDINGS #1768 | TERTIARY | OFFICE BUILDINGS | 1355.195 | 2012 | 0 | 0 | 0 | 0 | 0 | 680.5392 | 13897.6591 | 12494.7653 | 2 | 10272.184 | 6068.6373 | 1 | 0 | 0 | 0 | 0 | 0 | 0 | 7513.8429 | 381.806 | 56484.3449 | 410.6234 | 715.2492 | 59.8053 | 209.9444 | 0 | 10702.858 | 70.3929 | 0 | 28230.8363 | 62% | 38% | 1277.0556 | 206.8605 | 134.8322 | 7.5878 | 74.1684 | 76.5668 | 119.7069 | 36.4219 | 1901.3623 | 1467.3148 | 31579.5726 | 34948.2497 | 139776.4965 | 175979.0284 | 11.53% | 198913.0628
OFFICE BUILDINGS #1769 | TERTIARY | OFFICE BUILDINGS | 1619.4334 | 2010 | 0 | 0 | 0 | 0 | 0 | 633.5691 | 22139.3414 | 8737.7526 | 2 | 10673.4025 | 5924.3905 | 2 | 0 | 0 | 0 | 0 | 0 | 0 | 5938.0211 | 495.8934 | 56411.0103 | 334.4748 | 546.0932 | 107.6256 | 237.1116 | 0 | 12569.9433 | 105.1793 | 0 | 32544.1403 | 59.15% | 40.85% | 1530.8374 | 295.6245 | 174.6722 | 9.1203 | 90.7239 | 66.0797 | 145.3826 | 38.2996 | 2220.7023 | 1988.9162 | 32343.9981 | 36553.6167 | 154847.1847 | 193209.1707 | 7.456% | 208775.072
OFFICE BUILDINGS #1770 | TERTIARY | OFFICE BUILDINGS | 2942.9022 | 2010 | 0 | 0 | 0 | 0 | 0 | 1107.9874 | 31651.3439 | 18757.9773 | 4 | 18428.9304 | 15732.7873 | 4 | 0 | 0 | 0 | 0 | 0 | 0 | 11268.1144 | 572.1889 | 97426.2665 | 589.2022 | 1184.267 | 198.4942 | 434.6538 | 0 | 20096.357 | 197.3034 | 0 | 75044.2237 | 64.61% | 35.39% | 3142.2357 | 392.5486 | 304.9591 | 11.7017 | 140.2073 | 123.6006 | 307.6405 | 61.7708 | 4530.1448 | 4078.0367 | 77458.4791 | 86066.6605 | 280721.4652 | 369326.2303 | 11.9% | 419227.2551
OFFICE BUILDINGS #1771 | TERTIARY | OFFICE BUILDINGS | 1151.0501 | 2016 | 0 | 0 | 0 | 0 | 0 | 757.0861 | 13526.62 | 7708.5394 | 2 | 7508.592 | 5754.9648 | 1 | 0 | 0 | 0 | 0 | 0 | 0 | 4920.4848 | 334.0747 | 40781.6011 | 269.347 | 665.3885 | 50.5058 | 144.439 | 0 | 7988.3446 | 73.8181 | 0 | 41378.9455 | 82.61% | 17.39% | 893.4009 | 179.1199 | 80.3374 | 5.4585 | 44.2681 | 57.4767 | 94.92 | 27.9304 | 1875.4888 | 1756.7679 | 24911.0552 | 28543.3119 | 128952.7119 | 159148.8111 | 1.32% | 161277.7745
OFFICE BUILDINGS #1772 | TERTIARY | OFFICE BUILDINGS | 348.3993 | 2011 | 0 | 0 | 0 | 0 | 0 | 173.0248 | 4527.1327 | 2523.4293 | 1 | 2617.2592 | 1312.2475 | 0 | 0 | 0 | 0 | 0 | 0 | 0 | 1601.6191 | 69.6868 | 13441.7888 | 70.4494 | 177.3617 | 16.7021 | 48.933 | 0 | 1902.7233 | 26.1589 | 0 | 8566.8924 | 68.94% | 31.06% | 381.6927 | 45.9076 | 24.6069 | 1.8757 | 19.2999 | 13.6357 | 33.2184 | 8.2967 | 447.3181 | 424.4013 | 9916.0105 | 10787.7298 | 35986.5775 | 47167.7168 | 2.799% | 48526.1867
OFFICE BUILDINGS #1773 | TERTIARY | OFFICE BUILDINGS | 2470.0769 | 2019 | 0 | 0 | 0 | 0 | 0 | 1708.8286 | 27735.2359 | 18132.0137 | 3 | 21636.6102 | 12310.3143 | 4 | 0 | 0 | 0 | 0 | 0 | 0 | 12166.5766 | 527.1202 | 76493.866 | 664.6252 | 1218.0625 | 128.8597 | 322.5431 | 0 | 20564.8208 | 152.4943 | 0 | 58508.8703 | 83.64% | 16.36% | 2186.4727 | 426.4317 | 229.1406 | 14.8824 | 141.8834 | 101.034 | 280.7337 | 69.1616 | 3800.5851 | 4580.9777 | 53423.0665 | 61804.6294 | 243620.158 | 309029.5517 | 8.851% | 339038.3911
OFFICE BUILDINGS #1774 | TERTIARY | OFFICE BUILDINGS | 2476.0594 | 2012 | 0 | 0 | 0 | 0 | 0 | 1411.3593 | 28974.6467 | 21052.613 | 3 | 15966.3076 | 11496.8558 | 2 | 0 | 0 | 0 | 0 | 0 | 0 | 12598.489 | 747.9842 | 74510.3133 | 641.8352 | 1177.1947 | 173.8995 | 381.9889 | 0 | 17899.8235 | 182.4413 | 0 | 72845.3909 | 79.81% | 20.19% | 2061.2475 | 378.2606 | 183.3084 | 10.6127 | 115.9008 | 147.6083 | 220.4911 | 54.6039 | 2765.527 | 3364.3221 | 56233.0984 | 62362.9476 | 245588.3991 | 310331.6859 | 7.871% | 336844.2016
OFFICE BUILDINGS #1775 | TERTIARY | OFFICE BUILDINGS | 405.4328 | 2020 | 0 | 0 | 0 | 0 | 0 | 195.4174 | 6758.0124 | 2902.1274 | 0 | 2861.1994 | 2414.7988 | 1 | 0 | 0 | 0 | 0 | 0 | 0 | 2096.8886 | 96.8263 | 19985.8516 | 93.3684 | 217.6148 | 27.2467 | 62.2057 | 0 | 2880.6684 | 29.8022 | 0 | 10168.2406 | 69.54% | 30.46% | 452.9861 | 65.9289 | 27.7126 | 1.6176 | 19.3258 | 16.8166 | 43.4881 | 8.705 | 675.7415 | 491.4052 | 10029.0181 | 11196.1649 | 49181.5594 | 60886.2648 | 11.14% | 68516.0172
OFFICE BUILDINGS #1776 | TERTIARY | OFFICE BUILDINGS | 2928.5217 | 2015 | 0 | 0 | 0 | 0 | 0 | 1390.7434 | 31775.0633 | 19324.7945 | 3 | 17778.4601 | 14838.1774 | 4 | 0 | 0 | 0 | 0 | 0 | 0 | 17114.0532 | 819.0606 | 110774.7441 | 592.6014 | 1227.8496 | 142.8116 | 353.9838 | 0 | 17973.5417 | 194.4415 | 0 | 64826.6524 | 58.51% | 41.49% | 3153.6831 | 511.0015 | 287.0682 | 11.6511 | 145.2689 | 111.938 | 359.1183 | 61.181 | 3653.245 | 4970.3301 | 88541.515 | 97165.0901 | 288626.8057 | 389189.885 | 7.384% | 420217.9529
OFFICE BUILDINGS #1777 | TERTIARY | OFFICE BUILDINGS | 2947.7914 | 2011 | 0 | 0 | 0 | 0 | 0 | 1585.3961 | 39647.8074 | 19935.1963 | 3 | 16697.2753 | 14940.4997 | 4 | 0 | 0 | 0 | 0 | 0 | 0 | 15886.2428 | 558.974 | 92295.9615 | 864.8631 | 1173.8479 | 193.3738 | 474.1357 | 0 | 16139.3029 | 189.6299 | 0 | 72661.9735 | 69.37% | 30.63% | 3075.9906 | 372.3383 | 326.3216 | 16.5619 | 149.4937 | 146.5374 | 283.3718 | 83.935 | 4524.2592 | 3987.7749 | 74116.0294 | 82628.0635 | 281247.6449 | 367130.7667 | 1.362% | 372201.5682
OFFICE BUILDINGS #1778 | TERTIARY | OFFICE BUILDINGS | 2695.7343 | 2007 | 0 | 0 | 0 | 0 | 0 | 984.9468 | 23729.9032 | 16290.3498 | 4 | 18641.1815 | 10144.9414 | 4 | 0 | 0 | 0 | 0 | 0 | 0 | 9843.9623 | 593.2192 | 95023.9934 | 572.709 | 1118.0348 | 183.9093 | 368.9842 | 0 | 18397.3205 | 136.219 | 0 | 67360.9222 | 75.16% | 24.84% | 2337.6252 | 365.5084 | 251.3782 | 11.9344 | 155.4373 | 141.6399 | 207.6485 | 53.0412 | 3549.2006 | 3971.9551 | 71009.9475 | 78531.1032 | 257346.6856 | 338348.4497 | 2.524% | 347110.197
OFFICE BUILDINGS #1779 | TERTIARY | OFFICE BUILDINGS | 2165.3991 | 2012 | 0 | 0 | 0 | 0 | 0 | 1058.6877 | 22792.2138 | 20026.7087 | 3 | 14515.7121 | 10363.2983 | 3 | 0 | 0 | 0 | 0 | 0 | 0 | 11778.2061 | 545.564 | 84333.4854 | 455.6152 | 868.6155 | 128.7892 | 279.7363 | 0 | 18300.3893 | 169.2356 | 0 | 56762.8471 | 79.41% | 20.59% | 1555.6464 | 245.5223 | 198.5804 | 10.8679 | 85.6491 | 106.9701 | 233.3769 | 61.2774 | 2868.9877 | 2975.0179 | 59179.1066 | 65023.1122 | 229069.6477 | 296000.1665 | 3.502% | 306741.4594
OFFICE BUILDINGS #1780 | TERTIARY | OFFICE BUILDINGS | 3441.3547 | 2020 | 0 | 0 | 0 | 0 | 0 | 2556.3088 | 48659.0484 | 31797.1374 | 4 | 23264.4963 | 19566.0172 | 4 | 0 | 0 | 0 | 0 | 0 | 0 | 13852.9274 | 719.4193 | 125260.7832 | 1039.5986 | 1836.9761 | 211.4482 | 483.2999 | 0 | 25412.0031 | 204.5839 | 0 | 102291.5281 | 73.22% | 26.78% | 2848.2785 | 592.9757 | 270.6607 | 13.8866 | 207.0375 | 156.6793 | 317.0389 | 78.2086 | 4616.8638 | 4630.4056 | 68166.4872 | 77413.7565 | 374102.2897 | 455422.6004 | 8.329% | 496799.3215
OFFICE BUILDINGS #1781 | TERTIARY | OFFICE BUILDINGS | 2434.0159 | 2006 | 0 | 0 | 0 | 0 | 0 | 1011.7759 | 26414.6746 | 16819.8476 | 3 | 14288.2461 | 9352.3205 | 3 | 0 | 0 | 0 | 0 | 0 | 0 | 9874.9134 | 601.6924 | 85247.0045 | 711.4402 | 1094.5244 | 171.5465 | 289.6853 | 0 | 13972.9375 | 154.3314 | 0 | 64273.6532 | 72% | 28% | 1658.8788 | 307.6694 | 225.5852 | 9.183 | 104.2012 | 140.6549 | 190.7913 | 65.8939 | 3412.8984 | 2493.191 | 57352.2738 | 63258.3632 | 235334.7285 | 300637.5856 | 2.125% | 307165.3343
OFFICE BUILDINGS #1782 | TERTIARY | OFFICE BUILDINGS | 3184.2577 | 2022 | 0 | 0 | 0 | 0 | 0 | 1532.6215 | 42814.1799 | 28758.8882 | 4 | 19525.6731 | 21412.497 | 4 | 0 | 0 | 0 | 0 | 0 | 0 | 19198.5492 | 964.9111 | 119607.7806 | 919.1304 | 1644.8094 | 140.9062 | 403.7852 | 0 | 21952.0626 | 162.2772 | 0 | 110320.7294 | 92.14% | 7.862% | 2485.3943 | 377.6976 | 306.034 | 18.9489 | 180.0677 | 127.9456 | 326.0026 | 78.715 | 4437.7832 | 5374.9722 | 91121.6226 | 100934.378 | 367224.3425 | 471487.0286 | 4.267% | 492503.5373
OFFICE BUILDINGS #1783 | TERTIARY | OFFICE BUILDINGS | 1093.8937 | 2014 | 0 | 0 | 0 | 0 | 0 | 439.5445 | 11575.331 | 10439.7622 | 1 | 8247.8173 | 6459.8601 | 1 | 0 | 0 | 0 | 0 | 0 | 0 | 5185.1971 | 299.9085 | 46669.4928 | 335.583 | 465.226 | 55.7636 | 184.5792 | 0 | 7176.0279 | 75.7745 | 0 | 37048.5533 | 77.93% | 22.07% | 867.5194 | 170.0225 | 88.4589 | 5.1413 | 62.6536 | 65.6381 | 123.365 | 23.0778 | 1732.5954 | 1896.8159 | 35599.524 | 39228.9352 | 127806.1346 | 168318.597 | 10.23% | 187497.8555
OFFICE BUILDINGS #1784 | TERTIARY | OFFICE BUILDINGS | 419.3332 | 2017 | 0 | 0 | 0 | 0 | 0 | 199.4621 | 4599.5092 | 2760.2123 | 1 | 3663.327 | 2201.9768 | 0 | 0 | 0 | 0 | 0 | 0 | 0 | 2479.7719 | 109.6139 | 15709.5287 | 94.5395 | 211.8136 | 21.3242 | 59.5599 | 0 | 3472.5009 | 26.1627 | 0 | 12603.1309 | 90.65% | 9.346% | 439.1408 | 56.4694 | 34.005 | 2.5771 | 23.759 | 19.4817 | 44.1638 | 9.5119 | 772.1172 | 591.2171 | 11149.2758 | 12512.6101 | 46945.5616 | 59865.8517 | 4.485% | 62677.0659
OFFICE BUILDINGS #1785 | TERTIARY | OFFICE BUILDINGS | 1517.9222 | 2018 | 0 | 0 | 0 | 0 | 0 | 714.1386 | 23142.6165 | 9703.5557 | 2 | 9935.1493 | 8595.9629 | 2 | 0 | 0 | 0 | 0 | 0 | 0 | 8273.4503 | 319.0853 | 67148.0666 | 314.6025 | 813.9928 | 71.215 | 206.7286 | 0 | 11048.8549 | 81.6943 | 0 | 39402.295 | 88.27% | 11.73% | 1476.9289 | 207.6405 | 110.698 | 8.9264 | 75.972 | 59.709 | 139.061 | 32.5316 | 2550.0684 | 2454.8737 | 38419.2351 | 43424.1772 | 176050.6602 | 221658.6267 | 4.134% | 231216.1941
OFFICE BUILDINGS #1786 | TERTIARY | OFFICE BUILDINGS | 556.9093 | 2018 | 0 | 0 | 0 | 0 | 0 | 333.485 | 8083.2125 | 3790.1318 | 1 | 4726.3028 | 3490.5916 | 1 | 0 | 0 | 0 | 0 | 0 | 0 | 2941.2176 | 127.2077 | 19441.2511 | 173.6245 | 228.9356 | 28.1525 | 85.2645 | 0 | 3381.6112 | 31.0375 | 0 | 20002.9785 | 71.2% | 28.8% | 422.6684 | 89.3243 | 57.0933 | 2.9437 | 21.2412 | 25.7528 | 46.0475 | 11.8501 | 969.2136 | 790.4334 | 14434.7466 | 16194.3937 | 64700.1722 | 81615.1362 | 4.415% | 85385.2689
OFFICE BUILDINGS #1787 | TERTIARY | OFFICE BUILDINGS | 3344.0403 | 2021 | 0 | 0 | 0 | 0 | 0 | 1990.7797 | 40968.2023 | 26367.8139 | 5 | 23735.7182 | 17697.4566 | 4 | 0 | 0 | 0 | 0 | 0 | 0 | 15612.7058 | 929.0277 | 111808.7015 | 707.5026 | 2189.5882 | 221.9131 | 545.7181 | 0 | 27990.5259 | 184.1955 | 0 | 111544.2003 | 86.36% | 13.64% | 3383.7874 | 539.6895 | 354.5811 | 16.2107 | 128.8296 | 149.3829 | 386.8443 | 101.1614 | 4852.2563 | 6624.9514 | 69680.3345 | 81157.5422 | 368188.2451 | 452683.6293 | 8.825% | 496499.0934
OFFICE BUILDINGS #1788 | TERTIARY | OFFICE BUILDINGS | 2589.0743 | 2017 | 0 | 0 | 0 | 0 | 0 | 1728.2074 | 27328.7119 | 23714.9356 | 2 | 21135.5624 | 11664.5445 | 3 | 0 | 0 | 0 | 0 | 0 | 0 | 9955.0417 | 719.6941 | 75924.289 | 724.6907 | 1188.0545 | 137.566 | 301.5355 | 0 | 20172.3063 | 129.4592 | 0 | 79662.8302 | 80.8% | 19.2% | 1991.8657 | 390.5863 | 212.4539 | 15.3004 | 99.3764 | 99.2126 | 235.4253 | 49.2779 | 4668.3618 | 4024.7575 | 57683.91 | 66377.0293 | 261083.4826 | 330323.325 | 9.874% | 366514.1934
OFFICE BUILDINGS #1789 | TERTIARY | OFFICE BUILDINGS | 2976.8724 | 2019 | 0 | 0 | 0 | 0 | 0 | 1710.3067 | 39834.3296 | 25156.8501 | 4 | 27136.4665 | 17616.4762 | 4 | 0 | 0 | 0 | 0 | 0 | 0 | 12891.2782 | 751.2791 | 100672.8211 | 666.0359 | 1822.5972 | 149.0425 | 412.3753 | 0 | 29949.8798 | 182.0211 | 0 | 110393.1115 | 71.89% | 28.11% | 2998.2888 | 397.9653 | 290.9192 | 11.8071 | 136.1041 | 153.5608 | 312.2817 | 84.1818 | 4146.3396 | 4900.7568 | 88132.0648 | 97179.1612 | 353207.6457 | 453317.154 | 6.474% | 484693.9799
OFFICE BUILDINGS #1790 | TERTIARY | OFFICE BUILDINGS | 2457.0914 | 2010 | 0 | 0 | 0 | 0 | 0 | 1309.6248 | 24084.4814 | 20945.2322 | 3 | 14362.0708 | 10851.2605 | 3 | 0 | 0 | 0 | 0 | 0 | 0 | 9751.1484 | 502.5302 | 80718.5003 | 527.4986 | 1093.2157 | 177.5926 | 323.9843 | 0 | 17279.4426 | 176.738 | 0 | 76738.8346 | 82.08% | 17.92% | 2674.7996 | 422.1536 | 222.4507 | 14.1216 | 137.8082 | 150.9489 | 209.4834 | 47.4093 | 3354.2721 | 2871.4042 | 54925.3663 | 61151.0427 | 246141.021 | 310149.0887 | 4.302% | 324090.236
OFFICE BUILDINGS #1791 | TERTIARY | OFFICE BUILDINGS | 793.69 | 2016 | 0 | 0 | 0 | 0 | 0 | 485.4171 | 9133.4234 | 7914.8479 | 1 | 5864.6296 | 4420.819 | 1 | 0 | 0 | 0 | 0 | 0 | 0 | 4754.5169 | 200.8835 | 30770.477 | 248.9329 | 312.0831 | 42.086 | 88.4449 | 0 | 5127.4803 | 50.0869 | 0 | 19683.0471 | 83.72% | 16.28% | 606.0808 | 94.6327 | 54.4303 | 4.1558 | 29.8953 | 39.4909 | 62.2317 | 20.4159 | 1266.2989 | 1236.5298 | 25590.5382 | 28093.3669 | 83603.3 | 112684.9543 | 7.291% | 121546.2957
OFFICE BUILDINGS #1792 | TERTIARY | OFFICE BUILDINGS | 1317.0689 | 2007 | 0 | 0 | 0 | 0 | 0 | 447.9203 | 14782.6016 | 9500.4702 | 1 | 8865.2501 | 5472.0517 | 2 | 0 | 0 | 0 | 0 | 0 | 0 | 6046.6321 | 380.4051 | 37044.2069 | 366.8199 | 643.397 | 62.947 | 182.4537 | 0 | 7040.4175 | 96.5699 | 0 | 26845.6049 | 76.38% | 23.62% | 917.166 | 188.1267 | 91.3955 | 8.0243 | 55.7278 | 62.1991 | 106.8058 | 32.1731 | 1390.3632 | 1645.2663 | 33058.0502 | 36093.6797 | 111519.6377 | 149070.8363 | 10.12% | 165847.9252
OFFICE BUILDINGS #1793 | TERTIARY | OFFICE BUILDINGS | 1620.0205 | 2021 | 0 | 0 | 0 | 0 | 0 | 1100.7365 | 24155.8666 | 13817.8428 | 2 | 13496.9575 | 9502.2672 | 2 | 0 | 0 | 0 | 0 | 0 | 0 | 9053.9603 | 489.4867 | 65807.8982 | 423.9732 | 742.8424 | 84.8213 | 178.1115 | 0 | 14783.9975 | 106.1848 | 0 | 44721.6453 | 75.48% | 24.52% | 1685.5758 | 253.9933 | 131.7878 | 6.9593 | 74.6135 | 89.6218 | 136.56 | 30.834 | 3203.4412 | 2356.5132 | 39215.0806 | 44775.0351 | 190677.5158 | 237626.3263 | 7.043% | 255629.565
OFFICE BUILDINGS #1794 | TERTIARY | OFFICE BUILDINGS | 825.8367 | 2016 | 0 | 0 | 0 | 0 | 0 | 539.3188 | 11917.28 | 8309.1658 | 1 | 4496.7626 | 4349.768 | 1 | 0 | 0 | 0 | 0 | 0 | 0 | 4944.9655 | 164.2139 | 34068.3621 | 213.4984 | 407.2514 | 45.8057 | 133.2667 | 0 | 6230.2757 | 62.0134 | 0 | 24109.7741 | 79.32% | 20.68% | 723.717 | 100.0566 | 84.3302 | 3.3176 | 37.1118 | 35.0549 | 83.5725 | 21.6151 | 917.2022 | 957.2046 | 22130.8592 | 24005.266 | 94187.3703 | 119306.4967 | 5.999% | 126921.0509
OFFICE BUILDINGS #1795 | TERTIARY | OFFICE BUILDINGS | 1271.6097 | 2019 | 0 | 0 | 0 | 0 | 0 | 731.0309 | 20878.016 | 11504.1283 | 1 | 10329.1538 | 7787.3846 | 1 | 0 | 0 | 0 | 0 | 0 | 0 | 8120.13 | 370.6262 | 38761.8662 | 322.5721 | 721.307 | 62.3524 | 139.8228 | 0 | 8215.2641 | 61.7631 | 0 | 36419.7511 | 80.15% | 19.85% | 992.4799 | 155.1357 | 108.2055 | 5.0282 | 49.1234 | 55.1645 | 98.6546 | 28.1242 | 2164.5407 | 1989.7691 | 36451.6433 | 40605.953 | 136610.7281 | 178991.3076 | 10.94% | 200979.946
OFFICE BUILDINGS #1796 | TERTIARY | OFFICE BUILDINGS | 912.8056 | 2015 | 0 | 0 | 0 | 0 | 0 | 612.3901 | 12850.5683 | 5531.4982 | 1 | 7257.8322 | 4458.779 | 1 | 0 | 0 | 0 | 0 | 0 | 0 | 3904.537 | 207.5744 | 40345.1905 | 267.9337 | 558.9936 | 40.5167 | 120.9473 | 0 | 6263.2823 | 58.5946 | 0 | 29690.8666 | 79.49% | 20.51% | 875.7202 | 152.0619 | 61.1362 | 5.5621 | 55.795 | 47.0821 | 89.56 | 27.8061 | 1300.0467 | 1035.299 | 21083.5264 | 23418.8721 | 110184.9985 | 134722.9582 | 10.05% | 149772.2072
OFFICE BUILDINGS #1797 | TERTIARY | OFFICE BUILDINGS | 405.414 | 2016 | 0 | 0 | 0 | 0 | 0 | 247.5433 | 5856.5837 | 2833.6287 | 0 | 2832.2668 | 2157.2272 | 1 | 0 | 0 | 0 | 0 | 0 | 0 | 1875.9494 | 115.1855 | 16393.2074 | 104.6724 | 247.1296 | 22.5469 | 57.3819 | 0 | 3722.832 | 27.0906 | 0 | 14539.9654 | 89.95% | 10.05% | 327.7374 | 54.2147 | 35.088 | 1.7824 | 23.1177 | 15.4191 | 30.6796 | 12.259 | 577.4935 | 713.2067 | 10767.5425 | 12058.2427 | 49862.9166 | 62403.4735 | 12% | 70915.6757
OFFICE BUILDINGS #1798 | TERTIARY | OFFICE BUILDINGS | 924.3478 | 2017 | 0 | 0 | 0 | 0 | 0 | 526.6738 | 10611.395 | 7461.8719 | 1 | 7579.9719 | 5619.1632 | 1 | 0 | 0 | 0 | 0 | 0 | 0 | 3799.6859 | 259.5094 | 29019.0247 | 189.9215 | 489.133 | 62.6235 | 122.6972 | 0 | 6638.0185 | 67.3405 | 0 | 22366.1266 | 79.38% | 20.62% | 943.9945 | 153.0986 | 76.9509 | 4.9608 | 55.1395 | 47.7689 | 85.3961 | 23.478 | 1042.235 | 1410.9411 | 22255.1241 | 24708.3002 | 88862.6089 | 114718.7598 | 3.739% | 119174.8595
OFFICE BUILDINGS #1799 | TERTIARY | OFFICE BUILDINGS | 3498.9034 | 2019 | 0 | 0 | 0 | 0 | 0 | 2018.5261 | 39207.785 | 29768.3408 | 5 | 23430.5118 | 15535.0018 | 4 | 0 | 0 | 0 | 0 | 0 | 0 | 14342.4997 | 882.2707 | 148307.5201 | 824.0418 | 2032.2277 | 155.8171 | 486.4295 | 0 | 25530.3901 | 217.9513 | 0 | 93973.003 | 60.78% | 39.22% | 3779.0022 | 534.1446 | 297.2198 | 19.2352 | 198.1145 | 167.5326 | 262.9767 | 76.173 | 6036.6232 | 6086.9509 | 109222.0334 | 121345.6075 | 382799.1896 | 507749.4163 | 11.72% | 575186.7081
OFFICE BUILDINGS #1800 | TERTIARY | OFFICE BUILDINGS | 2063.6138 | 2008 | 0 | 0 | 0 | 0 | 0 | 1062.1196 | 25555.3193 | 13592.7441 | 2 | 14781.2021 | 9280.8954 | 3 | 0 | 0 | 0 | 0 | 0 | 0 | 9098.9928 | 618.8703 | 66950.3656 | 449.2096 | 747.4129 | 124.7822 | 222.6051 | 0 | 16151.3427 | 153.0952 | 0 | 58298.158 | 67.11% | 32.89% | 1572.7084 | 306.402 | 169.8069 | 11.1383 | 111.4403 | 80.6016 | 157.5476 | 53.5142 | 2880.7066 | 2127.8952 | 47710.5619 | 52719.1637 | 209908.5891 | 264887.1799 | 11% | 297624.3077
OFFICE BUILDINGS #1801 | TERTIARY | OFFICE BUILDINGS | 3543.6911 | 2015 | 0 | 0 | 0 | 0 | 0 | 2058.4608 | 36966.3275 | 32847.9638 | 4 | 24243.4732 | 20464.3856 | 5 | 0 | 0 | 0 | 0 | 0 | 0 | 15880.5123 | 858.9573 | 103961.3425 | 1070.9072 | 1583.136 | 243.1776 | 478.6985 | 0 | 27568.1142 | 166.9988 | 0 | 122675.7339 | 77.59% | 22.41% | 2571.0158 | 526.5913 | 255.213 | 21.292 | 173.5565 | 187.5395 | 421.5192 | 73.3215 | 5493.8976 | 3873.474 | 99544.0104 | 108911.3821 | 365272.8543 | 477758.6731 | 7.883% | 518640.5937
OFFICE BUILDINGS #1802 | TERTIARY | OFFICE BUILDINGS | 3403.3474 | 2006 | 0 | 0 | 0 | 0 | 0 | 1553.6118 | 32639.3297 | 16603.7889 | 5 | 22404.6722 | 11441.5969 | 3 | 0 | 0 | 0 | 0 | 0 | 0 | 15279.4223 | 778.2059 | 95156.1679 | 693.7501 | 1333.3174 | 204.2611 | 491.3391 | 0 | 21220.6165 | 239.6383 | 0 | 86425.0856 | 80.29% | 19.71% | 3774.9589 | 420.7332 | 308.3612 | 16.5051 | 203.1214 | 134.7354 | 333.434 | 79.7857 | 3870.5445 | 3492.3473 | 73938.8629 | 81301.7548 | 301071.3221 | 385732.554 | 10.35% | 430261.1234
OFFICE BUILDINGS #1803 | TERTIARY | OFFICE BUILDINGS | 924.2211 | 2017 | 0 | 0 | 0 | 0 | 0 | 400.094 | 14074.75 | 6585.1694 | 1 | 7417.2862 | 5753.9111 | 1 | 0 | 0 | 0 | 0 | 0 | 0 | 4853.4465 | 247.9817 | 27813.0388 | 185.132 | 386.2016 | 49.402 | 150.2917 | 0 | 8631.4943 | 70.422 | 0 | 27882.6229 | 72.11% | 27.89% | 841.2551 | 168.7405 | 99.0561 | 4.0304 | 37.3614 | 40.1054 | 102.4489 | 25.7658 | 1481.0159 | 1247.5034 | 30091.6345 | 32820.1538 | 99790.4525 | 133461.6791 | 5.988% | 141962.7785
OFFICE BUILDINGS #1804 | TERTIARY | OFFICE BUILDINGS | 1797.8647 | 2019 | 0 | 0 | 0 | 0 | 0 | 1291.3307 | 29324.4616 | 19460.605 | 2 | 14522.4432 | 8216.8084 | 2 | 0 | 0 | 0 | 0 | 0 | 0 | 11328.3201 | 379.2601 | 86588.0093 | 377.8243 | 971.8957 | 107.3392 | 272.721 | 0 | 16122.7771 | 102.327 | 0 | 55416.3556 | 73.97% | 26.03% | 1776.7899 | 282.5953 | 145.2459 | 8.3975 | 105.3488 | 73.5237 | 164.1162 | 49.9602 | 3057.4708 | 2678.6893 | 41466.0029 | 47202.163 | 235320.0548 | 285334.8024 | 7.117% | 307197.9477
OFFICE BUILDINGS #1805 | TERTIARY | OFFICE BUILDINGS | 2393.486 | 2022 | 0 | 0 | 0 | 0 | 0 | 1615.1615 | 33067.3355 | 24603.7567 | 4 | 16792.9531 | 14112.4651 | 3 | 0 | 0 | 0 | 0 | 0 | 0 | 16283.035 | 619.7212 | 113026.8704 | 608.3547 | 1389.3224 | 149.4338 | 325.9769 | 0 | 21035.436 | 144.4543 | 0 | 74314.6579 | 77.28% | 22.72% | 2377.415 | 309.7731 | 210.5102 | 10.3864 | 104.5292 | 129.3747 | 266.3898 | 63.0797 | 4575.1177 | 3403.4001 | 74117.3669 | 82095.8846 | 303016.655 | 388196.5404 | 3.132% | 400748.036
OFFICE BUILDINGS #1806 | TERTIARY | OFFICE BUILDINGS | 932.1125 | 2016 | 0 | 0 | 0 | 0 | 0 | 459.2534 | 10337.1906 | 7432.636 | 1 | 6573.6367 | 5185.7509 | 1 | 0 | 0 | 0 | 0 | 0 | 0 | 5667.8807 | 277.5604 | 31426.8452 | 249.3154 | 464.6415 | 46.6997 | 98.6565 | 0 | 7222.8715 | 69.2345 | 0 | 30224.9928 | 84.03% | 15.97% | 642.861 | 162.0469 | 77.0377 | 3.5366 | 47.9551 | 56.5819 | 100.5418 | 27.3579 | 1336.5343 | 1252.9012 | 21542.2031 | 24131.6386 | 100846.39 | 126055.4615 | 5.339% | 133165.4325
OFFICE BUILDINGS #1807 | TERTIARY | OFFICE BUILDINGS | 1057.5636 | 2013 | 0 | 0 | 0 | 0 | 0 | 447.579 | 11713.5296 | 7991.0938 | 2 | 8067.6016 | 5311.126 | 1 | 0 | 0 | 0 | 0 | 0 | 0 | 4550.8966 | 280.3198 | 34898.4525 | 261.9572 | 555.783 | 71.1457 | 177.3664 | 0 | 9167.9612 | 74.0266 | 0 | 25597.3409 | 80.13% | 19.87% | 789.4409 | 174.1827 | 101.3431 | 5.7922 | 45.0851 | 56.7545 | 120.1296 | 27.5261 | 1450.0619 | 1672.2587 | 25968.0016 | 29090.3222 | 104218.36 | 134442.7981 | 4.308% | 140495.5318
OFFICE BUILDINGS #1808 | TERTIARY | OFFICE BUILDINGS | 1149.3379 | 2012 | 0 | 0 | 0 | 0 | 0 | 547.9358 | 11707.4534 | 8615.0933 | 1 | 7266.8874 | 4610.0584 | 2 | 0 | 0 | 0 | 0 | 0 | 0 | 6098.3357 | 300.0875 | 46844.294 | 221.1432 | 582.693 | 64.7884 | 142.9888 | 0 | 6787.8969 | 58.0876 | 0 | 32427.3936 | 65.62% | 34.38% | 1254.5247 | 158.3428 | 127.2155 | 6.5411 | 62.0812 | 65.8026 | 111.5708 | 24.2483 | 1206.5189 | 1504.9327 | 32529.7492 | 35241.2007 | 121904.3178 | 158270.5276 | 7.069% | 170309.8223
OFFICE BUILDINGS #1809 | TERTIARY | OFFICE BUILDINGS | 1579.2157 | 2008 | 0 | 0 | 0 | 0 | 0 | 635.7557 | 17439.6506 | 11364.1137 | 2 | 10270.0402 | 8109.3402 | 2 | 0 | 0 | 0 | 0 | 0 | 0 | 5670.5011 | 372.5779 | 59026.5094 | 447.7088 | 613.4077 | 85.02 | 210.1706 | 0 | 10586.2586 | 97.9123 | 0 | 40579.3573 | 63.16% | 36.84% | 1358.4052 | 285.2464 | 134.976 | 7.7759 | 95.3802 | 76.7748 | 185.6661 | 48.435 | 1595.6902 | 1823.7384 | 44571.5343 | 47990.9629 | 157718.2312 | 207676.1243 | 12.43% | 237155.4673
OFFICE BUILDINGS #1810 | TERTIARY | OFFICE BUILDINGS | 2686.3497 | 2019 | 0 | 0 | 0 | 0 | 0 | 1459.1119 | 31035.8135 | 22688.8682 | 3 | 15522.4249 | 17472.0604 | 4 | 0 | 0 | 0 | 0 | 0 | 0 | 11795.8613 | 746.0263 | 104366.9051 | 517.0472 | 1225.3605 | 157.0828 | 319.5096 | 0 | 18306.9303 | 137.3883 | 0 | 63561.78 | 82.4% | 17.6% | 2135.4984 | 416.068 | 257.7084 | 14.3264 | 139.1273 | 121.3313 | 320.8906 | 71.6464 | 3184.8222 | 4526.2412 | 65429.0849 | 73140.1483 | 271577.542 | 348377.7176 | 4.868% | 366205.6843
OFFICE BUILDINGS #1811 | TERTIARY | OFFICE BUILDINGS | 1319.5602 | 2017 | 0 | 0 | 0 | 0 | 0 | 873.3178 | 12803.8521 | 8501.0743 | 2 | 10228.051 | 8666.3995 | 2 | 0 | 0 | 0 | 0 | 0 | 0 | 6870.4429 | 375.9073 | 47879.3754 | 284.2406 | 707.1406 | 90.883 | 205.9453 | 0 | 12006.0063 | 82.761 | 0 | 29869.4214 | 82.03% | 17.97% | 1401.7377 | 201.4186 | 132.9553 | 7.5319 | 66.5227 | 66.8127 | 138.0283 | 31.2833 | 1765.4627 | 1533.4391 | 32504.3597 | 35803.2614 | 132568.3763 | 170090.725 | 6.666% | 182238.5149
OFFICE BUILDINGS #1812 | TERTIARY | OFFICE BUILDINGS | 1567.4261 | 2007 | 0 | 0 | 0 | 0 | 0 | 551.7953 | 15241.0146 | 12045.7571 | 1 | 8578.8726 | 7683.5005 | 2 | 0 | 0 | 0 | 0 | 0 | 0 | 7153.8061 | 447.4946 | 43895.157 | 340.7008 | 649.1688 | 101.631 | 232.335 | 0 | 11082.9454 | 103.1905 | 0 | 28761.2394 | 73.31% | 26.69% | 1259.4759 | 271.0372 | 120.0773 | 6.8553 | 84.4361 | 85.2588 | 190.4301 | 43.1569 | 2173.9098 | 2004.4403 | 49172.5931 | 53350.9432 | 128072.5841 | 183305.0677 | 2.114% | 187263.3309
OFFICE BUILDINGS #1813 | TERTIARY | OFFICE BUILDINGS | 2879.6962 | 2020 | 0 | 0 | 0 | 0 | 0 | 1943.8444 | 45228.0796 | 24149.1552 | 3 | 26520.3243 | 12462.4016 | 4 | 0 | 0 | 0 | 0 | 0 | 0 | 13798.8997 | 792.9119 | 116426.1853 | 581.4409 | 1243.4472 | 159.2765 | 485.8767 | 0 | 25435.323 | 190.5241 | 0 | 112580.5692 | 73.41% | 26.59% | 2697.5565 | 413.0047 | 299.3598 | 11.0336 | 171.7635 | 132.1152 | 277.7503 | 71.3239 | 5429.5637 | 3479.812 | 73679.246 | 82588.6218 | 372707.9119 | 458170.4014 | 11.26% | 516285.4184
OFFICE BUILDINGS #1814 | TERTIARY | OFFICE BUILDINGS | 2626.2519 | 2016 | 0 | 0 | 0 | 0 | 0 | 1091.1383 | 29853.025 | 17234.8409 | 4 | 13750.5891 | 13297.018 | 4 | 0 | 0 | 0 | 0 | 0 | 0 | 11371.0543 | 502.0415 | 96245.7017 | 589.6042 | 996.1367 | 131.6676 | 435.6848 | 0 | 20482.1918 | 127.6557 | 0 | 75629.0994 | 62.27% | 37.73% | 2779.726 | 394.0339 | 179.6293 | 11.3986 | 130.9588 | 121.2747 | 322.972 | 56.6334 | 3405.0863 | 4637.1721 | 62867.428 | 70909.6864 | 272853.6217 | 346162.7054 | 2.218% | 354015.1228
OFFICE BUILDINGS #1815 | TERTIARY | OFFICE BUILDINGS | 2464.3466 | 2012 | 0 | 0 | 0 | 0 | 0 | 1338.4593 | 34641.9406 | 21119.4041 | 3 | 17485.2114 | 12796.2744 | 4 | 0 | 0 | 0 | 0 | 0 | 0 | 11658.9661 | 615.5553 | 75090.591 | 772.6714 | 1143.8107 | 114.6063 | 295.0334 | 0 | 14495.9267 | 143.2515 | 0 | 56256.9751 | 60.53% | 39.47% | 2585.7624 | 434.9156 | 182.038 | 12.351 | 117.9659 | 121.1677 | 188.3758 | 72.3489 | 4096.8122 | 3795.7335 | 54121.7277 | 62014.2734 | 233478.9726 | 297849.7458 | 12.39% | 339972.578
OFFICE BUILDINGS #1816 | TERTIARY | OFFICE BUILDINGS | 3110.0675 | 2016 | 0 | 0 | 0 | 0 | 0 | 1520.9879 | 34071.7591 | 30602.7533 | 4 | 25285.2598 | 17465.0375 | 4 | 0 | 0 | 0 | 0 | 0 | 0 | 11541.6669 | 706.1557 | 107038.5579 | 849.0732 | 1765.175 | 169.472 | 385.4756 | 0 | 28743.2815 | 162.2276 | 0 | 112313.9319 | 73.42% | 26.58% | 3115.9211 | 513.5577 | 270.0349 | 12.0635 | 122.8176 | 186.0877 | 277.3916 | 95.2677 | 5147.4351 | 5219.9534 | 76493.0724 | 86860.461 | 352216.127 | 441872.5099 | 5.875% | 469451.1873
OFFICE BUILDINGS #1817 | TERTIARY | OFFICE BUILDINGS | 2680.1185 | 2020 | 0 | 0 | 0 | 0 | 0 | 1386.5837 | 29292.4157 | 25798.4015 | 3 | 22070.6225 | 11972.505 | 3 | 0 | 0 | 0 | 0 | 0 | 0 | 11370.8159 | 617.5772 | 103781.7241 | 610.5814 | 1223.5835 | 167.3658 | 426.5855 | 0 | 17392.8604 | 207.0485 | 0 | 83500.5416 | 68.58% | 31.42% | 2278.9079 | 355.1344 | 199.3763 | 14.5631 | 129.1019 | 120.6529 | 303.0695 | 65.3909 | 4345.3478 | 4049.8499 | 59506.641 | 67901.8387 | 296182.3125 | 367748.199 | 6.18% | 391971.8522
OFFICE BUILDINGS #1818 | TERTIARY | OFFICE BUILDINGS | 1248.4029 | 2009 | 0 | 0 | 0 | 0 | 0 | 686.7066 | 16357.8542 | 6620.9423 | 1 | 7848.0781 | 5256.5524 | 2 | 0 | 0 | 0 | 0 | 0 | 0 | 6052.0726 | 362.7962 | 41102.4616 | 375.9581 | 422.1675 | 66.5226 | 146.7688 | 0 | 8799.551 | 96.2099 | 0 | 39264.1674 | 69.39% | 30.61% | 1242.4825 | 196.3744 | 83.3493 | 6.1218 | 58.6165 | 55.3644 | 142.9884 | 30.2805 | 1704.9707 | 1955.4348 | 35970.3341 | 39630.7396 | 132000.2653 | 173152.0787 | 7.387% | 186962.4672
OFFICE BUILDINGS #1819 | TERTIARY | OFFICE BUILDINGS | 3373.5259 | 2010 | 0 | 0 | 0 | 0 | 0 | 1257.7908 | 27935.4625 | 22107.0273 | 4 | 16486.2541 | 16597.9766 | 3 | 0 | 0 | 0 | 0 | 0 | 0 | 15087.2714 | 808.3678 | 126325.3435 | 818.3755 | 1374.4157 | 195.0776 | 576.7751 | 0 | 17599.8213 | 177.8202 | 0 | 71723.4787 | 87.5% | 12.5% | 3530.9592 | 399.3389 | 343.3183 | 20.0494 | 192.6023 | 174.2733 | 408.237 | 68.7409 | 3282.5161 | 4682.9028 | 73162.6832 | 81128.102 | 304264.2421 | 389412.556 | 4.01% | 405681.2838
OFFICE BUILDINGS #1820 | TERTIARY | OFFICE BUILDINGS | 2625.5924 | 2015 | 0 | 0 | 0 | 0 | 0 | 1122.0871 | 28142.4968 | 19722.8647 | 3 | 17651.3506 | 12792.6106 | 3 | 0 | 0 | 0 | 0 | 0 | 0 | 11467.9375 | 763.679 | 102723.2236 | 796.5367 | 1294.7883 | 128.6072 | 325.3978 | 0 | 19713.9984 | 147.1553 | 0 | 70913.1577 | 89.78% | 10.22% | 2739.3128 | 331.1117 | 208.6535 | 12.1731 | 135.4006 | 140.4126 | 237.7218 | 63.4703 | 3536.9685 | 4376.2234 | 69699.7336 | 77612.9255 | 277522.9215 | 358501.1593 | 2.427% | 367420.0522
OFFICE BUILDINGS #1821 | TERTIARY | OFFICE BUILDINGS | 1458.552 | 2014 | 0 | 0 | 0 | 0 | 0 | 672.863 | 16805.3837 | 9456.7726 | 2 | 7329.8448 | 6128.3675 | 2 | 0 | 0 | 0 | 0 | 0 | 0 | 5154.1558 | 335.1155 | 44183.2221 | 447.5357 | 696.4454 | 97.8403 | 244.8469 | 0 | 13065.3056 | 98.6866 | 0 | 33372.1556 | 88.26% | 11.74% | 1141.5245 | 244.6766 | 113.2058 | 7.993 | 61.9891 | 67.2766 | 164.6249 | 43.3651 | 1594.6847 | 2063.6856 | 32895.3258 | 36553.6961 | 132904.0388 | 171095.2637 | 6.058% | 182128.4261
OFFICE BUILDINGS #1822 | TERTIARY | OFFICE BUILDINGS | 1340.2341 | 2017 | 0 | 0 | 0 | 0 | 0 | 761.7323 | 19721.2294 | 10095.3093 | 1 | 7346.5512 | 7912.6041 | 2 | 0 | 0 | 0 | 0 | 0 | 0 | 6734.5798 | 408.9841 | 60678.6434 | 377.0616 | 785.9567 | 60.5519 | 143.6738 | 0 | 8597.9834 | 65.9672 | 0 | 47049.4513 | 87.21% | 12.79% | 1419.267 | 215.488 | 138.671 | 5.9433 | 51.1045 | 74.4916 | 110.3535 | 26.2201 | 1716.3382 | 2185.4146 | 30421.4428 | 34323.1957 | 165161.9713 | 201204.402 | 1.954% | 205213.3294
OFFICE BUILDINGS #1823 | TERTIARY | OFFICE BUILDINGS | 964.2314 | 2010 | 0 | 0 | 0 | 0 | 0 | 454.1597 | 12821.2923 | 7668.3756 | 1 | 6549.2048 | 5097.0068 | 1 | 0 | 0 | 0 | 0 | 0 | 0 | 5078.129 | 281.5917 | 30661.2648 | 198.1784 | 352.3537 | 62.0706 | 119.7544 | 0 | 4917.8881 | 66.4536 | 0 | 27287.365 | 68.61% | 31.39% | 907.9448 | 176.9867 | 102.7509 | 5.8537 | 55.9165 | 43.334 | 100.8554 | 29.3421 | 1246.9284 | 956.8889 | 19679.843 | 21883.6604 | 95752.0896 | 118502.7416 | 5.933% | 125976.8864
OFFICE BUILDINGS #1824 | TERTIARY | OFFICE BUILDINGS | 750.4067 | 2017 | 0 | 0 | 0 | 0 | 0 | 329.7279 | 8015.6119 | 5419.6633 | 1 | 4062.2754 | 4207.5516 | 1 | 0 | 0 | 0 | 0 | 0 | 0 | 3882.7161 | 214.3667 | 30479.284 | 161.5066 | 405.5264 | 51.0772 | 117.7483 | 0 | 7119.1714 | 49.8169 | 0 | 27059.9968 | 87.38% | 12.62% | 777.3412 | 120.2932 | 66.2249 | 4.5342 | 28.5785 | 43.2871 | 58.5008 | 18.1378 | 1381.7437 | 1207.5071 | 15859.206 | 18448.4568 | 89303.6624 | 108859.6655 | 10.41% | 121514.6612
OFFICE BUILDINGS #1825 | TERTIARY | OFFICE BUILDINGS | 2303.5746 | 2006 | 0 | 0 | 0 | 0 | 0 | 891.6766 | 17800.796 | 17898.4287 | 2 | 9953.907 | 11774.2324 | 3 | 0 | 0 | 0 | 0 | 0 | 0 | 10288.441 | 590.5115 | 62788.0361 | 686.7988 | 1119.2639 | 144.8831 | 303.481 | 0 | 14228.0059 | 169.832 | 0 | 58627.6413 | 78.79% | 21.21% | 2469.8255 | 289.5003 | 200.4522 | 13.7122 | 99.1646 | 123.8613 | 215.8099 | 53.0433 | 2096.785 | 2254.1385 | 47761.3455 | 52112.269 | 191286.1061 | 245526.9278 | 6.565% | 262777.315
OFFICE BUILDINGS #1826 | TERTIARY | OFFICE BUILDINGS | 2746.8468 | 2018 | 0 | 0 | 0 | 0 | 0 | 1405.8167 | 42532.1756 | 27068.1773 | 4 | 18140.8244 | 13249.9687 | 3 | 0 | 0 | 0 | 0 | 0 | 0 | 17427.5979 | 621.6948 | 127577.4057 | 723.652 | 1583.9382 | 144.9754 | 301.5218 | 0 | 20716.2849 | 156.6133 | 0 | 72415.6681 | 91.18% | 8.818% | 2392.6391 | 502.6181 | 277.6724 | 10.36 | 119.284 | 137.0422 | 218.5679 | 64.5581 | 4914.7497 | 4758.3437 | 54477.1921 | 64150.2854 | 329980.2071 | 396924.5516 | 10.21% | 442066.9884
OFFICE BUILDINGS #1827 | TERTIARY | OFFICE BUILDINGS | 3288.8409 | 2016 | 0 | 0 | 0 | 0 | 0 | 1954.8648 | 39337.0435 | 27319.514 | 4 | 26295.5183 | 17635.0427 | 4 | 0 | 0 | 0 | 0 | 0 | 0 | 16307.455 | 702.684 | 144681.5983 | 874.4329 | 1541.6747 | 198.314 | 547.4386 | 0 | 28719.7546 | 180.3011 | 0 | 79685.6276 | 76.01% | 23.99% | 3448.6551 | 589.2401 | 302.8839 | 16.4178 | 175.0085 | 161.9765 | 306.5249 | 76.9865 | 3624.3533 | 4366.317 | 77076.3602 | 85067.0305 | 366941.2488 | 454961.9282 | 10.93% | 510790.8673
OFFICE BUILDINGS #1828 | TERTIARY | OFFICE BUILDINGS | 2115.6325 | 2021 | 0 | 0 | 0 | 0 | 0 | 1126.1561 | 36109.7211 | 15844.9001 | 2 | 18395.3088 | 10999.0107 | 2 | 0 | 0 | 0 | 0 | 0 | 0 | 13741.0194 | 632.6679 | 87234.0664 | 477.8836 | 946.641 | 101.1547 | 334.6269 | 0 | 17108.419 | 161.0617 | 0 | 55806.8704 | 82.33% | 17.67% | 1469.1823 | 297.7817 | 205.8103 | 8.7626 | 86.4948 | 122.7785 | 210.6605 | 55.2729 | 3567.9845 | 3002.1298 | 58887.0889 | 65457.2032 | 251818.8162 | 320065.1471 | 2.098% | 326922.697
OFFICE BUILDINGS #1829 | TERTIARY | OFFICE BUILDINGS | 1849.9188 | 2020 | 0 | 0 | 0 | 0 | 0 | 1115.2271 | 30877.4766 | 14596.2757 | 3 | 15043.3346 | 8766.7356 | 2 | 0 | 0 | 0 | 0 | 0 | 0 | 7512.5052 | 504.3112 | 91026.06 | 503.6719 | 788.0807 | 92.5116 | 199.1222 | 0 | 15648.8683 | 112.6095 | 0 | 60233.668 | 76.26% | 23.74% | 1737.9324 | 271.265 | 164.3597 | 10.0229 | 83.2778 | 80.0523 | 222.9173 | 48.7559 | 2860.1596 | 2294.731 | 55429.4292 | 60584.3199 | 241209.9253 | 304117.8725 | 8.933% | 333950.6093
OFFICE BUILDINGS #1830 | TERTIARY | OFFICE BUILDINGS | 3018.8063 | 2016 | 0 | 0 | 0 | 0 | 0 | 1401.6426 | 38151.2327 | 23073.3967 | 3 | 25150.51 | 17603.2108 | 4 | 0 | 0 | 0 | 0 | 0 | 0 | 15528.7323 | 570.739 | 110141.4663 | 903.4945 | 1349.967 | 184.5373 | 318.8352 | 0 | 25841.3584 | 210.3175 | 0 | 85252.1079 | 72.74% | 27.26% | 2234.393 | 490.435 | 223.9565 | 11.4352 | 138.0513 | 180.1937 | 235.5155 | 71.0247 | 5247.8537 | 4233.3553 | 82811.3279 | 92292.5369 | 332491.9035 | 429145.1699 | 3.619% | 445259.271
OFFICE BUILDINGS #1831 | TERTIARY | OFFICE BUILDINGS | 1505.8903 | 2008 | 0 | 0 | 0 | 0 | 0 | 858.1975 | 13908.9473 | 8258.2903 | 1 | 6691.0901 | 6907.6255 | 2 | 0 | 0 | 0 | 0 | 0 | 0 | 7504.6404 | 303.9186 | 47326.2065 | 339.5245 | 777.8575 | 105.3144 | 186.8649 | 0 | 10806.8609 | 117.8278 | 0 | 38294.4608 | 88.76% | 11.24% | 1303.7878 | 249.5503 | 156.7068 | 5.9549 | 74.0222 | 65.3533 | 155.5345 | 35.2017 | 1683.2567 | 1786.6264 | 46587.0319 | 50056.915 | 137475.5306 | 188823.3783 | 4.382% | 197477.2029
OFFICE BUILDINGS #1832 | TERTIARY | OFFICE BUILDINGS | 2072.992 | 2011 | 0 | 0 | 0 | 0 | 0 | 941.3657 | 22248.8882 | 12339.2364 | 3 | 10657.1859 | 8250.6203 | 3 | 0 | 0 | 0 | 0 | 0 | 0 | 7865.0214 | 412.9878 | 82318.9633 | 565.1263 | 1091.9474 | 119.9062 | 338.8302 | 0 | 14434.7688 | 103.5636 | 0 | 64315.3363 | 60.6% | 39.4% | 2025.9989 | 266.3057 | 182.7807 | 9.0007 | 120.5299 | 79.2387 | 203.5259 | 62.1844 | 2062.6916 | 2222.9742 | 41652.6872 | 45938.353 | 220320.5642 | 267928.8832 | 7.476% | 289577.99
OFFICE BUILDINGS #1833 | TERTIARY | OFFICE BUILDINGS | 3016.7051 | 2013 | 0 | 0 | 0 | 0 | 0 | 1587.6096 | 28957.6798 | 25938.2974 | 3 | 22161.3213 | 11175.1981 | 3 | 0 | 0 | 0 | 0 | 0 | 0 | 16050.7612 | 640.3524 | 127149.1619 | 810.7844 | 1066.4746 | 133.4618 | 488.8284 | 0 | 25393.2988 | 234.6515 | 0 | 87024.3612 | 75.46% | 24.54% | 2805.5988 | 522.4962 | 313.4691 | 11.7861 | 130.746 | 157.1347 | 226.9599 | 85.3081 | 4039.0407 | 3544.3764 | 71423.2033 | 79006.6204 | 336691.9519 | 419383.4885 | 10.51% | 468612.1564
OFFICE BUILDINGS #1834 | TERTIARY | OFFICE BUILDINGS | 2888.2544 | 2017 | 0 | 0 | 0 | 0 | 0 | 1331.8139 | 41339.3586 | 24979.8816 | 4 | 21580.4764 | 16301.1249 | 3 | 0 | 0 | 0 | 0 | 0 | 0 | 15094.9857 | 872.7302 | 106010.2223 | 585.9861 | 1300.044 | 174.9512 | 437.0576 | 0 | 17568.0108 | 146.5085 | 0 | 79353.8155 | 73.3% | 26.7% | 3007.2347 | 381.0539 | 304.5656 | 12.1677 | 109.1183 | 174.2008 | 267.621 | 61.671 | 4200.9956 | 4367.0778 | 62825.4197 | 71393.4932 | 309656.3186 | 383813.7907 | 10.24% | 427580.3443
OFFICE BUILDINGS #1835 | TERTIARY | OFFICE BUILDINGS | 1855.2967 | 2015 | 0 | 0 | 0 | 0 | 0 | 854.8039 | 27002.5464 | 11265.9631 | 3 | 13790.5815 | 11570.5556 | 3 | 0 | 0 | 0 | 0 | 0 | 0 | 7944.4982 | 457.2781 | 79031.9633 | 540.1383 | 926.8727 | 101.5761 | 296.4903 | 0 | 12898.765 | 138.5773 | 0 | 47997.0052 | 84.73% | 15.27% | 1806.4951 | 325.2801 | 192.9883 | 11.0299 | 112.9147 | 99.4781 | 216.2603 | 48.5717 | 2453.9907 | 2599.8441 | 47830.159 | 52883.9938 | 208099.4835 | 263672.5906 | 12.86% | 302574.1099
OFFICE BUILDINGS #1836 | TERTIARY | OFFICE BUILDINGS | 2513.1277 | 2018 | 0 | 0 | 0 | 0 | 0 | 1792.1065 | 30698.0374 | 16546.6084 | 3 | 18488.3559 | 12421.9263 | 4 | 0 | 0 | 0 | 0 | 0 | 0 | 11670.4861 | 723.0036 | 96525.6761 | 607.1185 | 1485.7945 | 113.2139 | 284.7844 | 0 | 21462.2537 | 121.8596 | 0 | 90950.8027 | 85.59% | 14.41% | 1995.9796 | 323.8384 | 264.5745 | 11.0377 | 145.6727 | 97.7805 | 271.9318 | 57.7583 | 4623.059 | 3539.1104 | 81398.275 | 89560.4444 | 299113.5798 | 392308.4178 | 7.894% | 425933.0324
OFFICE BUILDINGS #1837 | TERTIARY | OFFICE BUILDINGS | 2984.8089 | 2018 | 0 | 0 | 0 | 0 | 0 | 1402.3353 | 44791.0097 | 19167.3574 | 4 | 17676.661 | 12351.6613 | 3 | 0 | 0 | 0 | 0 | 0 | 0 | 12222.0317 | 779.5405 | 85372.5247 | 634.8107 | 1620.3506 | 176.361 | 396.3593 | 0 | 29630.8673 | 180.8752 | 0 | 76726.6412 | 65.32% | 34.68% | 2471.6922 | 351.2909 | 260.4666 | 11.3538 | 165.6906 | 150.0341 | 345.2653 | 75.6504 | 4214.7772 | 5442.2346 | 94589.2765 | 104246.2883 | 296930.7115 | 404868.7204 | 12.23% | 461284.3767
OFFICE BUILDINGS #1838 | TERTIARY | OFFICE BUILDINGS | 1269.5066 | 2010 | 0 | 0 | 0 | 0 | 0 | 572.5259 | 11587.5341 | 8386.4569 | 1 | 8006.6118 | 4821.5056 | 1 | 0 | 0 | 0 | 0 | 0 | 0 | 5262.1661 | 385.7683 | 39719.4032 | 327.6801 | 569.893 | 73.4757 | 154.0528 | 0 | 10211.2016 | 66.6275 | 0 | 29802.5394 | 83.51% | 16.49% | 1228.9949 | 210.2314 | 135.4837 | 6.5269 | 54.5765 | 57.0829 | 105.3698 | 29.5624 | 1647.1751 | 1835.0717 | 39871.1372 | 43353.384 | 115850.7093 | 160323.9803 | 11.68% | 181518.3098
OFFICE BUILDINGS #1839 | TERTIARY | OFFICE BUILDINGS | 2517.3294 | 2019 | 0 | 0 | 0 | 0 | 0 | 1804.934 | 38979.6939 | 27244.8912 | 3 | 18497.7744 | 13408.1544 | 3 | 0 | 0 | 0 | 0 | 0 | 0 | 15685.7828 | 473.1413 | 103896.8995 | 787.2667 | 1082.6709 | 148.7381 | 312.1174 | 0 | 19304.0623 | 126.4082 | 0 | 91868.1206 | 90.82% | 9.183% | 2604.2592 | 391.1563 | 224.7676 | 12.2256 | 101.0031 | 119.7225 | 278.5249 | 62.4415 | 4386.9784 | 3931.7496 | 73565.4841 | 81884.2121 | 318428.318 | 404138.9285 | 5.38% | 427116.9383
OFFICE BUILDINGS #1840 | TERTIARY | OFFICE BUILDINGS | 3225.7326 | 2011 | 0 | 0 | 0 | 0 | 0 | 1226.7746 | 39669.13 | 22109.1493 | 4 | 19440.7465 | 17514.3952 | 4 | 0 | 0 | 0 | 0 | 0 | 0 | 16249.471 | 871.7248 | 128407.7467 | 986.46 | 1310.1408 | 223.7155 | 445.9898 | 0 | 20682.7417 | 221.9197 | 0 | 100953.1222 | 90.39% | 9.614% | 2660.3481 | 568.3477 | 249.7971 | 12.1082 | 155.6263 | 166.0698 | 287.5781 | 61.7034 | 3713.6829 | 3292.6526 | 72773.1004 | 79779.4359 | 354692.3158 | 437327.7484 | 3.108% | 451355.7742
OFFICE BUILDINGS #1841 | TERTIARY | OFFICE BUILDINGS | 1409.6278 | 2010 | 0 | 0 | 0 | 0 | 0 | 560.8278 | 15083.7447 | 9168.8058 | 2 | 7129.4232 | 7160.8204 | 2 | 0 | 0 | 0 | 0 | 0 | 0 | 5146.4636 | 318.0235 | 44037.018 | 368.279 | 602.4126 | 96.8204 | 215.8219 | 0 | 11113.3324 | 75.8237 | 0 | 29784.3347 | 84.76% | 15.24% | 1145.2232 | 245.1238 | 115.2794 | 8.0458 | 66.3805 | 58.5544 | 150.5669 | 41.2131 | 1825.8801 | 2110.2986 | 45642.2939 | 49578.4726 | 124623.6253 | 175497.5291 | 1.779% | 178676.9252
OFFICE BUILDINGS #1842 | TERTIARY | OFFICE BUILDINGS | 2767.9218 | 2009 | 0 | 0 | 0 | 0 | 0 | 1193.9336 | 33466.9448 | 16778.7001 | 3 | 16437.0634 | 13459.6072 | 3 | 0 | 0 | 0 | 0 | 0 | 0 | 10966.9614 | 811.837 | 82294.939 | 541.753 | 1175.8686 | 150.8222 | 308.5702 | 0 | 13965.5515 | 189.5549 | 0 | 82170.8132 | 86.38% | 13.62% | 2397.8113 | 401.8522 | 213.98 | 11.0198 | 169.4204 | 145.3798 | 328.1512 | 54.8295 | 2805.9651 | 3866.2674 | 74621.5035 | 81293.7359 | 264250.5922 | 348867.2507 | 3.56% | 361743.6381
OFFICE BUILDINGS #1843 | TERTIARY | OFFICE BUILDINGS | 1752.8859 | 2006 | 0 | 0 | 0 | 0 | 0 | 621.8493 | 15302.2022 | 9150.6284 | 2 | 11487.324 | 7737.1964 | 2 | 0 | 0 | 0 | 0 | 0 | 0 | 5521.7468 | 345.8838 | 56100.4025 | 376.7122 | 785.1565 | 96.2875 | 227.3458 | 0 | 10521.146 | 120.5932 | 0 | 51056.9273 | 81.97% | 18.03% | 1592.0049 | 266.0744 | 155.1679 | 6.9492 | 90.2503 | 101.6061 | 208.3881 | 38.034 | 2460.8855 | 2523.3533 | 35341.1752 | 40325.4141 | 165775.4756 | 207601.3015 | 4.658% | 217744.6935
OFFICE BUILDINGS #1844 | TERTIARY | OFFICE BUILDINGS | 2442.8187 | 2021 | 0 | 0 | 0 | 0 | 0 | 1311.2359 | 29885.635 | 17873.9007 | 2 | 20712.7607 | 15521.9781 | 3 | 0 | 0 | 0 | 0 | 0 | 0 | 14330.2297 | 685.4929 | 120116.1473 | 746.1488 | 1326.918 | 107.989 | 260.2558 | 0 | 22076.3099 | 179.3144 | 0 | 91983.5123 | 85.63% | 14.37% | 2034.462 | 341.2276 | 233.3835 | 11.126 | 145.831 | 125.8582 | 271.9557 | 55.1939 | 4514.3627 | 4772.9971 | 62924.3064 | 72211.6662 | 330333.213 | 406117.8307 | 10.78% | 455163.0801
OFFICE BUILDINGS #1845 | TERTIARY | OFFICE BUILDINGS | 3479.4085 | 2021 | 0 | 0 | 0 | 0 | 0 | 2642.0656 | 38478.6592 | 28636.0078 | 4 | 25695.8795 | 18464.4765 | 5 | 0 | 0 | 0 | 0 | 0 | 0 | 22558.8097 | 1052.9905 | 132153.2083 | 1102.1882 | 2014.4781 | 175.1613 | 489.2822 | 0 | 26497.9227 | 221.2779 | 0 | 123305.4742 | 69.93% | 30.07% | 2709.5247 | 471.3711 | 311.9838 | 17.7216 | 204.1449 | 190.4993 | 390.5336 | 99.394 | 4502.6762 | 6602.1381 | 73409.4023 | 84514.2167 | 408517.6271 | 497644.9392 | 12.42% | 568227.548
OFFICE BUILDINGS #1846 | TERTIARY | OFFICE BUILDINGS | 2833.4006 | 2017 | 0 | 0 | 0 | 0 | 0 | 1751.3537 | 32330.5665 | 24014.1853 | 3 | 19872.9346 | 12354.2034 | 3 | 0 | 0 | 0 | 0 | 0 | 0 | 17399.9243 | 786.1931 | 120218.0862 | 734.7904 | 1808.5551 | 181.2109 | 363.2747 | 0 | 22945.7973 | 171.2188 | 0 | 97970.2237 | 84.43% | 15.57% | 2561.4799 | 429.6257 | 293.6112 | 10.7325 | 163.1587 | 124.2332 | 235.3964 | 80.5264 | 4367.741 | 4040.3507 | 60491.5103 | 68899.602 | 342633.605 | 415145.3929 | 9.488% | 458663.6483
OFFICE BUILDINGS #1847 | TERTIARY | OFFICE BUILDINGS | 541.2264 | 2017 | 0 | 0 | 0 | 0 | 0 | 249.5278 | 6217.2009 | 5059.1998 | 1 | 3031.3627 | 2287.1086 | 1 | 0 | 0 | 0 | 0 | 0 | 0 | 3160.4982 | 108.792 | 24767.5771 | 169.185 | 322.0398 | 31.5662 | 89.2539 | 0 | 3345.0513 | 39.4792 | 0 | 18327.3083 | 91.13% | 8.873% | 405.2533 | 66.2023 | 47.3913 | 3.2405 | 29.9521 | 30.0791 | 64.7969 | 13.9515 | 807.4489 | 753.6674 | 14646.9368 | 16208.0531 | 64619.9689 | 81389.1673 | 9.828% | 90259.7647
OFFICE BUILDINGS #1848 | TERTIARY | OFFICE BUILDINGS | 2822.7034 | 2019 | 0 | 0 | 0 | 0 | 0 | 1337.1908 | 40601.227 | 18821.894 | 3 | 21264.9397 | 18103.8992 | 4 | 0 | 0 | 0 | 0 | 0 | 0 | 14454.724 | 758.8512 | 102332.1158 | 886.8913 | 1360.4561 | 166.0175 | 457.2728 | 0 | 20630.4762 | 177.4252 | 0 | 103032.3464 | 74.81% | 25.19% | 2193.4115 | 342.2778 | 250.9613 | 15.5267 | 109.4904 | 142.8929 | 219.5689 | 86.5726 | 4187.5684 | 3712.0098 | 60069.8728 | 67969.451 | 332227.6266 | 403691.2871 | 6.638% | 432392.9143
OFFICE BUILDINGS #1849 | TERTIARY | OFFICE BUILDINGS | 1795.6582 | 2011 | 0 | 0 | 0 | 0 | 0 | 678.5714 | 16334.0919 | 14209.724 | 2 | 8829.3657 | 8658.7658 | 3 | 0 | 0 | 0 | 0 | 0 | 0 | 9274.5081 | 530.6889 | 63319.1855 | 455.0809 | 703.7799 | 126.017 | 203.8456 | 0 | 14821.7167 | 129.6142 | 0 | 39518.3356 | 69.8% | 30.2% | 1813.9067 | 261.4817 | 163.8388 | 7.0751 | 67.0921 | 103.075 | 220.5297 | 54.4491 | 1781.6738 | 2068.7513 | 42420.9148 | 46271.3399 | 167716.8078 | 216388.461 | 1.833% | 220428.2948
OFFICE BUILDINGS #1850 | TERTIARY | OFFICE BUILDINGS | 1586.5769 | 2018 | 0 | 0 | 0 | 0 | 0 | 714.0844 | 15789.7728 | 14805.0027 | 2 | 11908.2996 | 8940.2201 | 1 | 0 | 0 | 0 | 0 | 0 | 0 | 6660.9768 | 337.1167 | 53932.0093 | 407.8807 | 836.4206 | 102.2917 | 247.0512 | 0 | 10036.3913 | 111.7195 | 0 | 41655.5745 | 88.42% | 11.58% | 1236.2632 | 190.5768 | 106.4239 | 5.878 | 81.0993 | 87.8783 | 166.8665 | 44.8761 | 2155.2879 | 2262.9093 | 42361.7463 | 46779.9435 | 155028.6715 | 203503.2422 | 8.624% | 222709.8084
OFFICE BUILDINGS #1851 | TERTIARY | OFFICE BUILDINGS | 2320.4384 | 2009 | 0 | 0 | 0 | 0 | 0 | 968.615 | 23743.2538 | 16688.7142 | 3 | 14113.882 | 10946.7009 | 3 | 0 | 0 | 0 | 0 | 0 | 0 | 10501.6251 | 518.2967 | 75007.731 | 638.3897 | 875.3855 | 131.9202 | 252.8709 | 0 | 17916.0078 | 158.6487 | 0 | 55258.0863 | 69.37% | 30.63% | 1993.1637 | 405.8324 | 213.7875 | 10.9738 | 119.038 | 120.7291 | 250.7343 | 62.0968 | 3048.1083 | 3463.704 | 68567.3926 | 75079.2049 | 217710.8086 | 295237.2419 | 12.02% | 335584.4146
OFFICE BUILDINGS #1852 | TERTIARY | OFFICE BUILDINGS | 748.7145 | 2011 | 0 | 0 | 0 | 0 | 0 | 422.8115 | 8561.2857 | 6772.136 | 1 | 4072.8901 | 2825.4004 | 1 | 0 | 0 | 0 | 0 | 0 | 0 | 2783.8066 | 157.6586 | 25615.4152 | 146.8854 | 326.1725 | 44.8657 | 102.8365 | 0 | 3875.9158 | 54.2021 | 0 | 20772.9028 | 63.05% | 36.95% | 691.8962 | 105.4758 | 69.8227 | 4.2971 | 31.0516 | 36.1488 | 57.475 | 18.4217 | 1207.0533 | 1168.2892 | 16904.8052 | 19280.1477 | 73193.5453 | 93375.2886 | 9.545% | 103228.7396
OFFICE BUILDINGS #1853 | TERTIARY | OFFICE BUILDINGS | 600.7743 | 2019 | 0 | 0 | 0 | 0 | 0 | 317.5325 | 8104.4574 | 5483.8131 | 1 | 5001.0503 | 2779.2191 | 1 | 0 | 0 | 0 | 0 | 0 | 0 | 3576.2731 | 166.1891 | 20898.9465 | 118.4235 | 344.9055 | 37.5625 | 87.4119 | 0 | 5554.8587 | 43.3309 | 0 | 19301.9287 | 65.15% | 34.85% | 530.6369 | 98.1304 | 58.3989 | 2.8389 | 29.2715 | 25.3377 | 70.9782 | 14.9724 | 1069.1766 | 1163.0557 | 12790.7906 | 15023.0229 | 69351.564 | 85091.5106 | 5.998% | 90520.6571
OFFICE BUILDINGS #1854 | TERTIARY | OFFICE BUILDINGS | 982.8141 | 2008 | 0 | 0 | 0 | 0 | 0 | 354.0682 | 11979.0129 | 7624.6089 | 1 | 5564.9811 | 4191.3308 | 1 | 0 | 0 | 0 | 0 | 0 | 0 | 3336.719 | 266.1672 | 26073.4011 | 229.9146 | 509.3805 | 62.3344 | 157.0856 | 0 | 7456.6713 | 63.4516 | 0 | 26838.089 | 62.55% | 37.45% | 818.6214 | 133.4422 | 96.4089 | 5.7897 | 41.2295 | 47.0288 | 76.0832 | 24.7103 | 950.4272 | 1291.1836 | 21378.5712 | 23620.182 | 89848.3267 | 114684.4097 | 6.16% | 122212.9798
OFFICE BUILDINGS #1855 | TERTIARY | OFFICE BUILDINGS | 1808.0052 | 2017 | 0 | 0 | 0 | 0 | 0 | 919.0791 | 23948.9388 | 17035.0843 | 2 | 12984.6843 | 10227.7109 | 2 | 0 | 0 | 0 | 0 | 0 | 0 | 10167.9272 | 549.0864 | 78337.2184 | 515.5243 | 980.4017 | 130.6152 | 305.4181 | 0 | 14072.9365 | 135.1621 | 0 | 46464.3252 | 91.56% | 8.437% | 1618.5413 | 290.1406 | 134.6792 | 6.7613 | 71.5243 | 87.175 | 143.0333 | 43.6465 | 3230.3786 | 3170.1084 | 45440.5914 | 51841.0784 | 206030.1348 | 259814.3911 | 11.72% | 294292.8821
OFFICE BUILDINGS #1856 | TERTIARY | OFFICE BUILDINGS | 811.8046 | 2007 | 0 | 0 | 0 | 0 | 0 | 323.6955 | 9115.7021 | 5132.8902 | 1 | 4137.8116 | 4219.2598 | 1 | 0 | 0 | 0 | 0 | 0 | 0 | 3091.697 | 224.5365 | 26039.8836 | 233.2006 | 411.3285 | 37.9181 | 95.2249 | 0 | 4487.9661 | 61.4739 | 0 | 16872.0445 | 80.05% | 19.95% | 681.9594 | 116.8508 | 69.156 | 4.7888 | 31.3098 | 42.6851 | 99.8767 | 18.5574 | 1038.5899 | 880.0124 | 25471.6255 | 27390.2277 | 70350.1541 | 98341.7974 | 3.055% | 101441.2197
OFFICE BUILDINGS #1857 | TERTIARY | OFFICE BUILDINGS | 1305.0555 | 2010 | 0 | 0 | 0 | 0 | 0 | 608.9944 | 15368.9447 | 8847.313 | 1 | 7518.1972 | 7413.6622 | 2 | 0 | 0 | 0 | 0 | 0 | 0 | 4452.6958 | 309.8381 | 41211.2546 | 402.3242 | 591.2566 | 72.1205 | 204.5176 | 0 | 8086.4904 | 83.3658 | 0 | 41479.8702 | 88.78% | 11.22% | 941.3253 | 174.1912 | 98.8301 | 5.8469 | 61.039 | 61.5038 | 146.8276 | 26.3782 | 1961.4445 | 1307.8522 | 25551.8547 | 28821.1513 | 130290.3036 | 160610.4576 | 4.097% | 167471.7149
OFFICE BUILDINGS #1858 | TERTIARY | OFFICE BUILDINGS | 691.1462 | 2019 | 0 | 0 | 0 | 0 | 0 | 373.7231 | 11273.3498 | 4845.1355 | 1 | 5281.9263 | 4300.804 | 1 | 0 | 0 | 0 | 0 | 0 | 0 | 2852.9367 | 200.0985 | 31097.5256 | 190.712 | 354.1757 | 42.4814 | 94.0791 | 0 | 5004.8325 | 50.227 | 0 | 19939.3708 | 77.8% | 22.2% | 478.9886 | 96.0265 | 48.254 | 3.3973 | 40.0617 | 39.0626 | 70.2178 | 20.1479 | 1075.1649 | 894.1065 | 16021.474 | 17990.7454 | 83032.9503 | 101955.5842 | 7.713% | 110477.1091
OFFICE BUILDINGS #1859 | TERTIARY | OFFICE BUILDINGS | 2164.5577 | 2016 | 0 | 0 | 0 | 0 | 0 | 1153.9569 | 31625.4575 | 13533.0216 | 2 | 18263.524 | 11505.081 | 2 | 0 | 0 | 0 | 0 | 0 | 0 | 12533.0372 | 607.441 | 78651.2786 | 506.2457 | 883.3103 | 156.3605 | 242.8714 | 0 | 15475.8122 | 116.0521 | 0 | 60110.9717 | 74.65% | 25.35% | 2173.9246 | 270.6531 | 161.4239 | 11.3367 | 87.4032 | 93.8183 | 160.0726 | 66.1582 | 3850.0331 | 3684.4662 | 68136.5289 | 75671.0283 | 239784.2207 | 317589.3257 | 0.9527% | 320643.9878
OFFICE BUILDINGS #1860 | TERTIARY | OFFICE BUILDINGS | 392.4002 | 2016 | 0 | 0 | 0 | 0 | 0 | 252.7044 | 4539.1885 | 2532.8939 | 1 | 2565.5767 | 2453.7312 | 0 | 0 | 0 | 0 | 0 | 0 | 0 | 1584.0462 | 113.7782 | 12673.0289 | 93.9098 | 168.0801 | 22.0038 | 45.6554 | 0 | 3662.5395 | 25.9853 | 0 | 11211.5858 | 70.32% | 29.68% | 353.7587 | 63.8754 | 32.5875 | 2.2935 | 16.0146 | 23.3331 | 38.8492 | 8.2072 | 613.7696 | 546.4195 | 10593.8174 | 11754.0065 | 40309.6498 | 52636.8599 | 5.343% | 55608.0391
OFFICE BUILDINGS #1861 | TERTIARY | OFFICE BUILDINGS | 3148.2164 | 2012 | 0 | 0 | 0 | 0 | 0 | 1334.1382 | 39754.3222 | 24586.0872 | 4 | 24346.0444 | 14013.8382 | 5 | 0 | 0 | 0 | 0 | 0 | 0 | 14474.9684 | 871.9764 | 84599.579 | 959.3296 | 1148.6327 | 152.2941 | 411.4932 | 0 | 27059.0835 | 221.0714 | 0 | 78991.9874 | 64.32% | 35.68% | 3540.2773 | 384.353 | 315.9102 | 14.8874 | 167.605 | 178.3853 | 262.8455 | 75.2135 | 4141.8289 | 3447.1116 | 99502.1804 | 107091.1208 | 296622.0182 | 406912.6029 | 8.583% | 445115.4396
OFFICE BUILDINGS #1862 | TERTIARY | OFFICE BUILDINGS | 2714.149 | 2008 | 0 | 0 | 0 | 0 | 0 | 1041.7599 | 22039.1482 | 13960.8841 | 3 | 19177.6523 | 13585.0059 | 3 | 0 | 0 | 0 | 0 | 0 | 0 | 12455.9326 | 811.9796 | 92531.5044 | 787.5144 | 1203.7485 | 136.4687 | 391.4397 | 0 | 17514.6663 | 131.4796 | 0 | 81453.0765 | 69.83% | 30.17% | 1921.402 | 305.4239 | 191.4929 | 10.5801 | 164.4963 | 126.494 | 284.1305 | 53.6559 | 3311.2857 | 3443.8794 | 69022.8903 | 75778.0553 | 269038.3255 | 346870.7037 | 3.987% | 361276.3972
OFFICE BUILDINGS #1863 | TERTIARY | OFFICE BUILDINGS | 2267.5549 | 2008 | 0 | 0 | 0 | 0 | 0 | 903.8373 | 20014.3612 | 14439.4168 | 2 | 15069.4759 | 11239.0141 | 2 | 0 | 0 | 0 | 0 | 0 | 0 | 7940.1026 | 446.4436 | 77516.4299 | 501.6227 | 1043.6342 | 141.8892 | 241.9558 | 0 | 15765.7388 | 119.4556 | 0 | 44375.2126 | 59.53% | 40.47% | 1905.9626 | 387.2514 | 216.6788 | 10.1562 | 113.3948 | 86.3944 | 248.631 | 56.4311 | 3145.1145 | 2343.8559 | 71763.0963 | 77252.0667 | 199906.4123 | 279427.7753 | 9.284% | 308024.0856
OFFICE BUILDINGS #1864 | TERTIARY | OFFICE BUILDINGS | 3046.0411 | 2008 | 0 | 0 | 0 | 0 | 0 | 1073.4719 | 27357.2814 | 18694.0258 | 4 | 15937.2846 | 14762.9124 | 3 | 0 | 0 | 0 | 0 | 0 | 0 | 14963.4905 | 868.8742 | 76696.2098 | 869.1162 | 1453.364 | 133.5769 | 473.1924 | 0 | 21796.4808 | 211.1144 | 0 | 64134.2704 | 70.09% | 29.91% | 2679.0352 | 367.3999 | 216.4534 | 12.9898 | 122.6912 | 148.2902 | 329.1502 | 93.2497 | 3697.2121 | 3348.6955 | 94127.6095 | 101173.5171 | 245055.296 | 349157.0484 | 9.166% | 384390.4929
OFFICE BUILDINGS #1865 | TERTIARY | OFFICE BUILDINGS | 1877.3428 | 2011 | 0 | 0 | 0 | 0 | 0 | 796.1455 | 23144.6171 | 15248.171 | 3 | 11691.8159 | 6973.6954 | 3 | 0 | 0 | 0 | 0 | 0 | 0 | 7852.1847 | 404.2821 | 70420.4151 | 395.6058 | 980.2451 | 98.8329 | 239.4032 | 0 | 10243.2153 | 95.6625 | 0 | 46016.1949 | 75.13% | 24.87% | 1305.3964 | 249.7295 | 203.9012 | 9.6367 | 91.8504 | 113.2312 | 182.6551 | 56.848 | 2194.9691 | 2179.1545 | 42337.5615 | 46711.6851 | 186699.2125 | 235700.7142 | 2.617% | 242034.0253
OFFICE BUILDINGS #1866 | TERTIARY | OFFICE BUILDINGS | 558.5744 | 2020 | 0 | 0 | 0 | 0 | 0 | 331.5974 | 7996.4254 | 5712.2814 | 1 | 5223.3969 | 2585.7155 | 1 | 0 | 0 | 0 | 0 | 0 | 0 | 3617.8695 | 140.1214 | 23885.5874 | 153.7468 | 282.3386 | 36.845 | 84.2626 | 0 | 4143.4986 | 34.8705 | 0 | 16997.4324 | 90.98% | 9.021% | 582.8729 | 99.9774 | 49.7846 | 3.0891 | 30.1419 | 31.5591 | 51.0361 | 17.1502 | 758.3562 | 776.3705 | 15279.9494 | 16814.676 | 67917.8211 | 85403.2635 | 11.96% | 97004.7078
OFFICE BUILDINGS #1867 | TERTIARY | OFFICE BUILDINGS | 3405.1023 | 2008 | 0 | 0 | 0 | 0 | 0 | 1744.3011 | 37879.5994 | 28305.8364 | 3 | 18543.9426 | 16698.9634 | 3 | 0 | 0 | 0 | 0 | 0 | 0 | 10833.2987 | 821.547 | 96342.5209 | 779.7726 | 1681.7367 | 148.0369 | 399.1621 | 0 | 24891.3453 | 231.8846 | 0 | 100163.3751 | 69.03% | 30.97% | 2834.0981 | 616.5564 | 256.9129 | 13.2986 | 195.7639 | 176.1257 | 372.7486 | 76.7229 | 5121.7028 | 3210.8768 | 88164.1574 | 96496.737 | 319317.3123 | 419513.076 | 5.929% | 445954.5274
OFFICE BUILDINGS #1868 | TERTIARY | OFFICE BUILDINGS | 3387.2488 | 2011 | 0 | 0 | 0 | 0 | 0 | 1394.8318 | 29152.9065 | 19615.9235 | 4 | 18771.2114 | 16252.1196 | 4 | 0 | 0 | 0 | 0 | 0 | 0 | 16675.0119 | 702.3419 | 103336.0645 | 854.0426 | 1718.8258 | 180.9683 | 514.1406 | 0 | 23057.0225 | 234.1358 | 0 | 93202.8012 | 75.99% | 24.01% | 3259.4846 | 376.3864 | 345.7572 | 18.1661 | 149.2354 | 183.7248 | 302.0772 | 65.1014 | 3747.5617 | 5473.2751 | 86673.3845 | 95894.2213 | 314522.297 | 413432.0506 | 12.89% | 474629.5023
OFFICE BUILDINGS #1869 | TERTIARY | OFFICE BUILDINGS | 1810.5765 | 2017 | 0 | 0 | 0 | 0 | 0 | 1159.3625 | 20901.0606 | 11990.3234 | 2 | 12068.7198 | 9076.8774 | 2 | 0 | 0 | 0 | 0 | 0 | 0 | 10077.4366 | 341.6645 | 69818.0833 | 521.5938 | 885.2939 | 111.2386 | 310.9568 | 0 | 14403.7858 | 122.3604 | 0 | 57641.6948 | 74.81% | 25.19% | 1955.6474 | 270.5381 | 196.6347 | 8.2953 | 76.8866 | 86.4738 | 207.6421 | 36.5552 | 3151.1656 | 2198.4704 | 46591.7388 | 51941.3748 | 204578.8798 | 259052.2097 | 1.166% | 262107.9212
OFFICE BUILDINGS #1870 | TERTIARY | OFFICE BUILDINGS | 3225.9311 | 2014 | 0 | 0 | 0 | 0 | 0 | 1701.5588 | 33188.2347 | 24602.8073 | 5 | 17840.8432 | 13147.7759 | 3 | 0 | 0 | 0 | 0 | 0 | 0 | 12974.635 | 819.4838 | 118729.7255 | 929.6122 | 1194.3038 | 142.1082 | 360.103 | 0 | 18393.7869 | 202.7502 | 0 | 83607.1797 | 53.58% | 46.42% | 3392.7272 | 505.1336 | 354.8193 | 16.052 | 163.2365 | 168.2743 | 346.8606 | 62.4183 | 4765.6789 | 4910.1092 | 89806.6951 | 99482.4832 | 316826.3398 | 420742.1386 | 4.256% | 439443.7906
OFFICE BUILDINGS #1871 | TERTIARY | OFFICE BUILDINGS | 1947.751 | 2019 | 0 | 0 | 0 | 0 | 0 | 1333.8712 | 24361.2059 | 13539.0258 | 2 | 13182.8399 | 10914.8905 | 2 | 0 | 0 | 0 | 0 | 0 | 0 | 8829.9015 | 396.7661 | 93535.5639 | 570.3368 | 968.1478 | 92.652 | 289.9703 | 0 | 18158.1148 | 132.9586 | 0 | 60040.9024 | 76.12% | 23.88% | 1668.8269 | 256.6607 | 150.4056 | 10.2974 | 110.0003 | 112.1576 | 210.1786 | 52.4208 | 3166.5276 | 3431.5236 | 41747.8414 | 48345.8926 | 240861.8166 | 291591.317 | 11.5% | 329477.3656
OFFICE BUILDINGS #1872 | TERTIARY | OFFICE BUILDINGS | 1795.8758 | 2016 | 0 | 0 | 0 | 0 | 0 | 1155.4642 | 20111.6285 | 16157.2109 | 2 | 9396.6223 | 10163.2434 | 2 | 0 | 0 | 0 | 0 | 0 | 0 | 7103.8761 | 499.0522 | 73679.5103 | 560.4989 | 815.7083 | 95.7053 | 246.6797 | 0 | 11377.2849 | 140.2076 | 0 | 59193.0473 | 84.01% | 15.99% | 1465.6483 | 329.3007 | 156.5103 | 7.8091 | 94.4192 | 98.5388 | 190.0797 | 36.0492 | 3050.408 | 3014.1836 | 39098.7112 | 45163.3028 | 200599.6246 | 247912.4554 | 7.679% | 268532.7678
OFFICE BUILDINGS #1873 | TERTIARY | OFFICE BUILDINGS | 2962.7089 | 2017 | 0 | 0 | 0 | 0 | 0 | 1789.428 | 30209.2978 | 21550.9588 | 3 | 23338.4468 | 15111.0944 | 3 | 0 | 0 | 0 | 0 | 0 | 0 | 12206.9749 | 631.6668 | 120029.8155 | 857.4438 | 1282.9231 | 193.0884 | 334.7171 | 0 | 21176.4342 | 205.9845 | 0 | 83715.1217 | 71.61% | 28.39% | 3241.7193 | 374.8487 | 225.4252 | 12.708 | 132.6753 | 176.5211 | 251.7127 | 79.8531 | 5388.3087 | 4502.5124 | 86978.2614 | 96869.0824 | 323437.4883 | 424703.0108 | 1.078% | 429333.0088
OFFICE BUILDINGS #1874 | TERTIARY | OFFICE BUILDINGS | 939.9845 | 2012 | 0 | 0 | 0 | 0 | 0 | 532.8941 | 9997.9341 | 5909.9698 | 1 | 5042.1499 | 4642.4882 | 1 | 0 | 0 | 0 | 0 | 0 | 0 | 4481.5956 | 240.0819 | 36704.9881 | 258.161 | 359.3673 | 65.0644 | 133.1217 | 0 | 6982.5901 | 59.1335 | 0 | 19484.5186 | 90.85% | 9.152% | 780.3263 | 117.3396 | 102.6615 | 5.2657 | 52.7218 | 40.3165 | 111.9855 | 23.648 | 957.9503 | 1156.2113 | 21059.4489 | 23173.6105 | 91255.4195 | 115638.7541 | 2.113% | 118135.2225
OFFICE BUILDINGS #1875 | TERTIARY | OFFICE BUILDINGS | 2720.3237 | 2009 | 0 | 0 | 0 | 0 | 0 | 1369.0952 | 30651.1746 | 22196.3739 | 3 | 12440.63 | 13285.0522 | 4 | 0 | 0 | 0 | 0 | 0 | 0 | 13990.9412 | 622.2591 | 83608.7398 | 595.2068 | 964.682 | 159.1309 | 405.2906 | 0 | 15701.6932 | 174.5249 | 0 | 69873.9517 | 77.47% | 22.53% | 3025.7859 | 462.27 | 256.7414 | 14.3609 | 158.3032 | 162.4161 | 297.8332 | 54.7506 | 3991.796 | 3731.7003 | 80513.5312 | 88237.0276 | 250771.7328 | 341514.5781 | 8.002% | 371218.5268
OFFICE BUILDINGS #1876 | TERTIARY | OFFICE BUILDINGS | 2826.5954 | 2009 | 0 | 0 | 0 | 0 | 0 | 1279.4321 | 23554.703 | 18113.1412 | 4 | 15186.6312 | 15457.5908 | 3 | 0 | 0 | 0 | 0 | 0 | 0 | 12448.6878 | 619.6978 | 71950.0782 | 698.0398 | 1504.6038 | 196.0436 | 413.3392 | 0 | 20375.1379 | 152.6213 | 0 | 55564.4623 | 73.32% | 26.68% | 2525.1939 | 501.7868 | 249.014 | 13.9422 | 154.8071 | 120.0825 | 214.0309 | 83.2017 | 3588.9837 | 3389.6166 | 58545.8231 | 65524.4234 | 222035.7291 | 290180.4152 | 10.74% | 325077.7491
OFFICE BUILDINGS #1877 | TERTIARY | OFFICE BUILDINGS | 447.966 | 2006 | 0 | 0 | 0 | 0 | 0 | 211.4416 | 4856.867 | 2204.5453 | 0 | 1996.0889 | 1504.9236 | 1 | 0 | 0 | 0 | 0 | 0 | 0 | 1980.6707 | 113.4752 | 11703.2831 | 140.9367 | 160.4501 | 23.384 | 66.3637 | 0 | 2680.4792 | 21.803 | 0 | 12044.5079 | 61.1% | 38.9% | 386.8431 | 51.591 | 32.4311 | 2.6361 | 25.2704 | 27.5459 | 39.7987 | 12.0903 | 634.0217 | 609.9544 | 11690.1283 | 12934.1043 | 39058.0586 | 52312.5494 | 9.264% | 57653.8738
OFFICE BUILDINGS #1878 | TERTIARY | OFFICE BUILDINGS | 1341.5548 | 2022 | 0 | 0 | 0 | 0 | 0 | 961.6365 | 16941.705 | 12882.3398 | 2 | 9211.4232 | 7242.3045 | 2 | 0 | 0 | 0 | 0 | 0 | 0 | 7093.1039 | 332.2363 | 52939.2032 | 296.1338 | 739.1742 | 83.6111 | 192.9964 | 0 | 10649.1274 | 97.3376 | 0 | 50079.737 | 75.01% | 24.99% | 1112.9773 | 225.2482 | 132.7785 | 7.1258 | 78.6525 | 75.6409 | 121.3999 | 39.1106 | 2394.2839 | 2576.8727 | 39145.9627 | 44117.1193 | 163293.4454 | 209341.8647 | 7.435% | 226157.5518
OFFICE BUILDINGS #1879 | TERTIARY | OFFICE BUILDINGS | 1114.7938 | 2015 | 0 | 0 | 0 | 0 | 0 | 671.2955 | 13788.2111 | 8928.7366 | 2 | 8091.2982 | 5032.5899 | 1 | 0 | 0 | 0 | 0 | 0 | 0 | 4233.7636 | 237.1293 | 31712.2021 | 274.4067 | 521.2129 | 51.283 | 156.6526 | 0 | 8969.4845 | 61.4002 | 0 | 36330.5728 | 67.8% | 32.2% | 957.9856 | 200.2281 | 97.1345 | 5.9634 | 43.2983 | 44.4752 | 99.3496 | 26.6886 | 1339.8204 | 1877.7508 | 33692.9304 | 36910.5017 | 114204.2114 | 152345.0168 | 9.232% | 167839.172
OFFICE BUILDINGS #1880 | TERTIARY | OFFICE BUILDINGS | 2595.1925 | 2016 | 0 | 0 | 0 | 0 | 0 | 1119.3398 | 38436.8634 | 23104.6063 | 4 | 17701.6389 | 11725.744 | 4 | 0 | 0 | 0 | 0 | 0 | 0 | 12621.7021 | 740.8898 | 104499.8133 | 792.4316 | 987.9265 | 146.9704 | 396.3243 | 0 | 24035.1245 | 158.2153 | 0 | 77899.4767 | 88.09% | 11.91% | 2055.3486 | 290.3524 | 206.0863 | 14.4109 | 112.6202 | 153.7497 | 317.5696 | 59.6545 | 4535.2002 | 3448.4334 | 75850.7427 | 83834.3763 | 302968.6761 | 390059.13 | 7.64% | 422325.1011
OFFICE BUILDINGS #1881 | TERTIARY | OFFICE BUILDINGS | 750.1439 | 2008 | 0 | 0 | 0 | 0 | 0 | 395.4003 | 7076.9787 | 5570.4921 | 1 | 5110.1738 | 3995.4547 | 1 | 0 | 0 | 0 | 0 | 0 | 0 | 2478.0622 | 159.9309 | 20364.4783 | 163.7956 | 236.4182 | 33.2065 | 100.2306 | 0 | 5734.531 | 58.1321 | 0 | 17752.9888 | 62.57% | 37.43% | 654.2467 | 135.9105 | 81.5327 | 3.1522 | 42.4763 | 45.7973 | 68.0441 | 14.0414 | 996.6869 | 804.7494 | 19931.0235 | 21732.4598 | 64947.2452 | 87583.7567 | 1.45% | 88872.4207
OFFICE BUILDINGS #1882 | TERTIARY | OFFICE BUILDINGS | 2813.8468 | 2008 | 0 | 0 | 0 | 0 | 0 | 1048.6466 | 22578.5309 | 16162.3134 | 4 | 16596.0413 | 10643.4259 | 3 | 0 | 0 | 0 | 0 | 0 | 0 | 13885.1399 | 749.6142 | 64848.9394 | 556.7116 | 1436.4702 | 195.1368 | 478.7792 | 0 | 15955.8758 | 175.6715 | 0 | 78985.6286 | 64.21% | 35.79% | 2550.3278 | 384.5529 | 256.8501 | 12.647 | 157.4808 | 113.2562 | 234.5531 | 64.8959 | 4092.6669 | 3840.3863 | 64855.7231 | 72788.7764 | 237989.7966 | 314167.196 | 3.704% | 326252.347
OFFICE BUILDINGS #1883 | TERTIARY | OFFICE BUILDINGS | 1489.558 | 2012 | 0 | 0 | 0 | 0 | 0 | 755.6102 | 15978.1658 | 10221.4318 | 2 | 7241.4553 | 6032.6798 | 2 | 0 | 0 | 0 | 0 | 0 | 0 | 5121.1039 | 436.5314 | 53292.0408 | 334.3771 | 583.8678 | 104.6151 | 174.5768 | 0 | 9995.3761 | 101.5154 | 0 | 36522.9041 | 60.08% | 39.92% | 1300.987 | 193.8587 | 100.2525 | 9.1578 | 80.4476 | 88.966 | 166.5319 | 31.4692 | 1869.436 | 2008.306 | 43060.3422 | 46938.0842 | 142137.798 | 191076.9479 | 5.826% | 202897.0067
OFFICE BUILDINGS #1884 | TERTIARY | OFFICE BUILDINGS | 2646.5511 | 2019 | 0 | 0 | 0 | 0 | 0 | 1249.236 | 35486.5397 | 28029.551 | 3 | 21739.6082 | 12546.471 | 3 | 0 | 0 | 0 | 0 | 0 | 0 | 15230.6248 | 577.1232 | 121532.0348 | 538.3926 | 1384.0603 | 141.7037 | 414.2537 | 0 | 21306.5292 | 180.0829 | 0 | 86785.687 | 91.82% | 8.178% | 1807.4933 | 405.0336 | 245.7693 | 11.7814 | 133.8116 | 109.1384 | 265.2786 | 74.3616 | 3770.5397 | 5017.8023 | 62495.3506 | 71283.6927 | 332674.4805 | 407288.3499 | 8.452% | 444891.2169
OFFICE BUILDINGS #1885 | TERTIARY | OFFICE BUILDINGS | 1920.9743 | 2020 | 0 | 0 | 0 | 0 | 0 | 1057.0883 | 22819.223 | 19935.2776 | 2 | 15016.7496 | 10066.4494 | 2 | 0 | 0 | 0 | 0 | 0 | 0 | 8843.6728 | 524.4428 | 58074.5018 | 600.1534 | 1127.9104 | 90.0252 | 254.6775 | 0 | 19912.8917 | 119.485 | 0 | 48652.7033 | 66.89% | 33.11% | 1963.9416 | 255.935 | 127.7496 | 7.4468 | 88.1553 | 99.0661 | 211.1284 | 43.8702 | 3577.057 | 2310.5794 | 46294.8122 | 52182.4486 | 193489.7767 | 248555.826 | 12.46% | 283936.7356
OFFICE BUILDINGS #1886 | TERTIARY | OFFICE BUILDINGS | 1932.921 | 2007 | 0 | 0 | 0 | 0 | 0 | 933.0851 | 20720.1962 | 15393.6617 | 3 | 10780.463 | 9461.7669 | 3 | 0 | 0 | 0 | 0 | 0 | 0 | 7789.3019 | 442.4926 | 59503.9264 | 440.4288 | 967.468 | 87.5313 | 271.9609 | 0 | 13396.1319 | 127.3876 | 0 | 49442.1966 | 88.56% | 11.44% | 1549.6121 | 236.7656 | 160.9913 | 7.4988 | 104.8644 | 117.5045 | 228.8735 | 55.4948 | 2691.9241 | 2514.3207 | 55222.5878 | 60428.8326 | 179363.7786 | 241876.2439 | 10.04% | 268880.6418
OFFICE BUILDINGS #1887 | TERTIARY | OFFICE BUILDINGS | 1270.4962 | 2011 | 0 | 0 | 0 | 0 | 0 | 523.7817 | 17715.0343 | 8489.0094 | 2 | 6577.1002 | 6420.4963 | 2 | 0 | 0 | 0 | 0 | 0 | 0 | 4276.8551 | 281.6699 | 40108.415 | 310.0396 | 432.4954 | 74.5477 | 210.421 | 0 | 8815.0635 | 72.0533 | 0 | 39000.666 | 87.44% | 12.56% | 961.945 | 183.089 | 136.1537 | 7.8064 | 71.9459 | 62.5331 | 93.9593 | 36.8102 | 1304.3026 | 1523.2716 | 25001.9888 | 27829.563 | 127890.6309 | 157243.8095 | 10.06% | 174839.5174
OFFICE BUILDINGS #1888 | TERTIARY | OFFICE BUILDINGS | 2708.8369 | 2016 | 0 | 0 | 0 | 0 | 0 | 1852.723 | 27038.5789 | 17371.2836 | 4 | 19009.9928 | 16631.2075 | 4 | 0 | 0 | 0 | 0 | 0 | 0 | 13989.0022 | 539.9193 | 104368.0631 | 619.3886 | 1216.7249 | 145.0715 | 422.5116 | 0 | 22541.5876 | 177.9358 | 0 | 63119.3551 | 68.57% | 31.43% | 2688.5428 | 484.6931 | 184.6986 | 12.4877 | 104.2441 | 158.5555 | 303.5724 | 57.8715 | 4280.3023 | 3448.3936 | 78804.2188 | 86532.9147 | 276472.5157 | 365447.8646 | 9.442% | 403552.0674
OFFICE BUILDINGS #1889 | TERTIARY | OFFICE BUILDINGS | 2822.7998 | 2020 | 0 | 0 | 0 | 0 | 0 | 1440.5011 | 39472.6849 | 19539.2065 | 4 | 22729.9666 | 15438.1297 | 4 | 0 | 0 | 0 | 0 | 0 | 0 | 11335.428 | 601.7965 | 86700.3063 | 825.4338 | 1223.1658 | 197.8727 | 471.8446 | 0 | 27130.0528 | 186.5261 | 0 | 94475.8179 | 71.1% | 28.9% | 2859.7537 | 455.0452 | 250.4284 | 11.2588 | 106.8452 | 153.1005 | 242.217 | 84.8237 | 4944.498 | 3725.823 | 89045.4066 | 97715.7276 | 311607.7285 | 412914.4769 | 12.12% | 469879.0493
OFFICE BUILDINGS #1890 | TERTIARY | OFFICE BUILDINGS | 2228.014 | 2022 | 0 | 0 | 0 | 0 | 0 | 1584.7256 | 25681.6047 | 24394.8403 | 3 | 14780.5725 | 14220.6941 | 3 | 0 | 0 | 0 | 0 | 0 | 0 | 12903.9031 | 458.9077 | 85874.7596 | 533.4679 | 1415.0727 | 102.9953 | 290.7024 | 0 | 22544.5213 | 126.2291 | 0 | 64025.3424 | 80.24% | 19.76% | 2028.2741 | 260.0794 | 162.9523 | 8.61 | 86.1404 | 102.542 | 245.5886 | 65.0442 | 2885.3029 | 4052.0766 | 53575.8453 | 60513.2248 | 250540.7598 | 313916.3507 | 11.12% | 353204.8689
OFFICE BUILDINGS #1891 | TERTIARY | OFFICE BUILDINGS | 1813.6024 | 2020 | 0 | 0 | 0 | 0 | 0 | 1284.8339 | 25748.7695 | 15446.069 | 2 | 16056.7832 | 12527.0977 | 2 | 0 | 0 | 0 | 0 | 0 | 0 | 10611.2205 | 411.1911 | 54917.7671 | 537.4724 | 1096.5081 | 92.6494 | 275.4269 | 0 | 17266.4529 | 114.4361 | 0 | 48885.6953 | 83.85% | 16.15% | 1384.8312 | 248.9366 | 159.2905 | 8.5177 | 111.4905 | 109.2042 | 208.7786 | 43.4145 | 3281.068 | 2277.8037 | 56082.0998 | 61640.9715 | 193087.8412 | 257195.0926 | 7.679% | 278588.7435
OFFICE BUILDINGS #1892 | TERTIARY | OFFICE BUILDINGS | 3138.3668 | 2017 | 0 | 0 | 0 | 0 | 0 | 1614.2966 | 36477.0917 | 25824.3136 | 3 | 25592.0012 | 16521.3906 | 5 | 0 | 0 | 0 | 0 | 0 | 0 | 12707.617 | 826.2797 | 90151.5248 | 902.08 | 1691.8597 | 197.8089 | 432.1042 | 0 | 29742.4824 | 154.6683 | 0 | 87727.8425 | 82.57% | 17.43% | 2422.7929 | 533.4367 | 335.5826 | 17.2186 | 131.8037 | 187.7451 | 294.6841 | 73.8174 | 4678.0252 | 5591.2848 | 95760.1624 | 106029.4724 | 315081.2094 | 425213.9981 | 11.21% | 478878.6879
OFFICE BUILDINGS #1893 | TERTIARY | OFFICE BUILDINGS | 2942.617 | 2016 | 0 | 0 | 0 | 0 | 0 | 1651.5714 | 36815.9861 | 20741.6536 | 4 | 24116.247 | 13404.8835 | 3 | 0 | 0 | 0 | 0 | 0 | 0 | 13594.8944 | 606.7749 | 126151.3454 | 628.8148 | 1191.756 | 169.5624 | 373.8711 | 0 | 21676.2077 | 170.3671 | 0 | 73848.3765 | 62.59% | 37.41% | 2782.4163 | 484.5939 | 255.1479 | 17.1247 | 152.6406 | 158.4708 | 317.0358 | 87.9987 | 5112.6427 | 4674.4907 | 84546.0197 | 94333.1531 | 328307.2078 | 426480.3744 | 5.388% | 450766.7516
OFFICE BUILDINGS #1894 | TERTIARY | OFFICE BUILDINGS | 401.9772 | 2009 | 0 | 0 | 0 | 0 | 0 | 224.1973 | 4440.404 | 2271.8544 | 0 | 2159.1463 | 1382.0259 | 1 | 0 | 0 | 0 | 0 | 0 | 0 | 1451.4322 | 87.4462 | 13154.1277 | 118.2479 | 209.617 | 24.7973 | 68.4741 | 0 | 3219.7383 | 25.9896 | 0 | 11216.6912 | 90.03% | 9.967% | 287.1397 | 68.0345 | 42.3609 | 2.0033 | 24.1819 | 21.3437 | 46.5953 | 10.2904 | 499.2103 | 440.8875 | 11597.0752 | 12537.173 | 39303.5511 | 52257.2257 | 10.12% | 58142.5698
OFFICE BUILDINGS #1895 | TERTIARY | OFFICE BUILDINGS | 3498.3455 | 2010 | 0 | 0 | 0 | 0 | 0 | 1627.4061 | 41052.7062 | 29799.704 | 4 | 26521.3787 | 15318.5051 | 4 | 0 | 0 | 0 | 0 | 0 | 0 | 14416.7226 | 1046.101 | 87597.4531 | 796.7467 | 1651.5021 | 208.6361 | 460.7886 | 0 | 18323.5899 | 196.8204 | 0 | 89153.7887 | 58.55% | 41.45% | 3422.1042 | 473.586 | 277.3157 | 15.6376 | 194.8522 | 156.6997 | 408.7761 | 99.1671 | 4769.7173 | 5179.3818 | 112936.5617 | 122885.6608 | 307885.1096 | 433701.0377 | 10.33% | 483679.9901
OFFICE BUILDINGS #1896 | TERTIARY | OFFICE BUILDINGS | 1513.4557 | 2014 | 0 | 0 | 0 | 0 | 0 | 906.9336 | 15357.9875 | 13695.024 | 2 | 8102.3569 | 8807.5523 | 2 | 0 | 0 | 0 | 0 | 0 | 0 | 7236.5899 | 457.9855 | 61842.0127 | 348.2674 | 553.7405 | 67.2329 | 220.5879 | 0 | 10956.256 | 92.1311 | 0 | 42079.6526 | 74.75% | 25.25% | 1546.7227 | 269.6986 | 164.6557 | 6.3262 | 66.1492 | 74.6871 | 128.7194 | 34.976 | 1824.933 | 2174.5712 | 43870.1173 | 47869.6215 | 160285.4494 | 209772.8459 | 5.17% | 221209.6048
OFFICE BUILDINGS #1897 | TERTIARY | OFFICE BUILDINGS | 860.7007 | 2009 | 0 | 0 | 0 | 0 | 0 | 429.0812 | 11098.2995 | 5784.6336 | 1 | 5461.2555 | 3311.0912 | 1 | 0 | 0 | 0 | 0 | 0 | 0 | 3382.1886 | 200.611 | 26966.7305 | 168.018 | 313.8233 | 55.4014 | 92.5827 | 0 | 5637.5224 | 49.9271 | 0 | 21374.7239 | 73.29% | 26.71% | 916.504 | 139.1739 | 89.9335 | 3.8931 | 42.7833 | 37.2638 | 89.008 | 21.9316 | 1142.063 | 1110.8412 | 20950.6063 | 23203.5105 | 81727.3674 | 105849.9367 | 1.07% | 106995.0562
OFFICE BUILDINGS #1898 | TERTIARY | OFFICE BUILDINGS | 2870.646 | 2022 | 0 | 0 | 0 | 0 | 0 | 1695.8134 | 49749.9254 | 29428.2593 | 3 | 20068.3656 | 14385.4563 | 4 | 0 | 0 | 0 | 0 | 0 | 0 | 17248.2849 | 662.3625 | 105119.3037 | 607.8441 | 1392.711 | 163.2536 | 345.9862 | 0 | 25774.0956 | 200.7341 | 0 | 98032.1171 | 74.27% | 25.73% | 2111.6543 | 365.7449 | 224.405 | 15.2438 | 143.8568 | 125.887 | 249.7748 | 78.4319 | 4976.4059 | 3966.5919 | 81546.808 | 90489.8058 | 347682.8671 | 441275.5985 | 10.36% | 492294.5749
OFFICE BUILDINGS #1899 | TERTIARY | OFFICE BUILDINGS | 1482.7078 | 2013 | 0 | 0 | 0 | 0 | 0 | 677.923 | 15096.1213 | 9359.9746 | 2 | 7503.2183 | 8229.4938 | 2 | 0 | 0 | 0 | 0 | 0 | 0 | 5958.8667 | 287.4005 | 49210.8785 | 452.4413 | 813.9363 | 74.3578 | 219.4405 | 0 | 11406.3186 | 91.787 | 0 | 34051.8193 | 72.84% | 27.16% | 1427.7686 | 197.6161 | 111.8896 | 7.5016 | 63.1071 | 64.9546 | 151.0127 | 37.8119 | 2516.1118 | 2382.7268 | 48054.9139 | 52953.7526 | 137912.0931 | 192592.7757 | 5.946% | 204769.269
OFFICE BUILDINGS #1900 | TERTIARY | OFFICE BUILDINGS | 2411.4112 | 2018 | 0 | 0 | 0 | 0 | 0 | 1094.5669 | 37406.2609 | 22489.5177 | 2 | 19075.3344 | 15870.5154 | 3 | 0 | 0 | 0 | 0 | 0 | 0 | 11268.0593 | 679.7249 | 113692.917 | 569.1555 | 1117.2759 | 111.3114 | 259.0637 | 0 | 20782.0175 | 118.4379 | 0 | 87327.5293 | 78.6% | 21.4% | 1747.3489 | 424.9305 | 240.5028 | 10.882 | 94.5545 | 110.2617 | 217.0688 | 50.4506 | 3148.0743 | 3379.0845 | 65371.0363 | 71898.1952 | 315600.5026 | 389779.485 | 5.696% | 413321.3683
OFFICE BUILDINGS #1901 | TERTIARY | OFFICE BUILDINGS | 671.9536 | 2019 | 0 | 0 | 0 | 0 | 0 | 305.6398 | 11014.0513 | 6553.4506 | 1 | 6160.1712 | 3212.978 | 1 | 0 | 0 | 0 | 0 | 0 | 0 | 2703.4086 | 151.4634 | 29528.5792 | 154.9655 | 391.1633 | 38.7852 | 98.4197 | 0 | 5666.4484 | 39.729 | 0 | 17305.3963 | 81.84% | 18.16% | 636.9764 | 99.5217 | 65.2677 | 3.2512 | 25.827 | 36.4103 | 69.7211 | 16.6726 | 1284.1813 | 835.0308 | 18303.2142 | 20422.4263 | 79871.2903 | 101167.5418 | 12.55% | 115685.0509
OFFICE BUILDINGS #1902 | TERTIARY | OFFICE BUILDINGS | 2391.47 | 2009 | 0 | 0 | 0 | 0 | 0 | 1182.8538 | 28233.3313 | 14802.2359 | 3 | 12473.0223 | 11018.9074 | 2 | 0 | 0 | 0 | 0 | 0 | 0 | 12435.6618 | 529.3964 | 67581.2953 | 687.2175 | 1209.5217 | 156.519 | 254.5254 | 0 | 18225.6006 | 152.2219 | 0 | 50420.0689 | 83.86% | 16.14% | 2408.9858 | 268.7113 | 190.7146 | 13.5116 | 107.2501 | 140.4906 | 283.0408 | 65.3744 | 3044.9496 | 3044.4645 | 72548.5386 | 78637.9528 | 210806.3951 | 292361.5735 | 12.1% | 332592.4744
OFFICE BUILDINGS #1903 | TERTIARY | OFFICE BUILDINGS | 2706.9828 | 2011 | 0 | 0 | 0 | 0 | 0 | 1409.4288 | 37379.5381 | 21125.732 | 4 | 17011.9488 | 9667.9724 | 3 | 0 | 0 | 0 | 0 | 0 | 0 | 11087.3722 | 518.5621 | 70504.6253 | 554.6941 | 1124.8404 | 148.9667 | 318.0303 | 0 | 14609.781 | 184.3912 | 0 | 55630.9659 | 81.26% | 18.74% | 2000.4379 | 403.269 | 250.1228 | 11.2545 | 164.2954 | 138.1604 | 269.5274 | 50.773 | 3232.9399 | 3156.2617 | 53468.9337 | 59858.1353 | 228676.9823 | 291175.0175 | 8.457% | 318074.053
OFFICE BUILDINGS #1904 | TERTIARY | OFFICE BUILDINGS | 2814.5475 | 2018 | 0 | 0 | 0 | 0 | 0 | 1839.315 | 40122.5692 | 29652.7525 | 3 | 16818.9396 | 12506.8716 | 3 | 0 | 0 | 0 | 0 | 0 | 0 | 16966.7568 | 762.655 | 83658.4851 | 694.572 | 1657.7263 | 169.8304 | 385.9159 | 0 | 23698.2374 | 146.2305 | 0 | 91480.283 | 82.04% | 17.96% | 1935.5871 | 352.3732 | 309.081 | 12.815 | 145.9977 | 145.3367 | 338.6629 | 61.4261 | 3474.1275 | 3731.3994 | 56004.5687 | 63210.0956 | 302168.5799 | 369710.4358 | 12.73% | 423661.6357
OFFICE BUILDINGS #1905 | TERTIARY | OFFICE BUILDINGS | 1964.0286 | 2020 | 0 | 0 | 0 | 0 | 0 | 1375.6632 | 32126.0893 | 13950.0191 | 2 | 15138.1934 | 12423.7866 | 3 | 0 | 0 | 0 | 0 | 0 | 0 | 8235.6617 | 562.2631 | 91917.2814 | 568.924 | 1094.1917 | 135.2301 | 314.6176 | 0 | 19908.8218 | 127.5558 | 0 | 55759.2473 | 82.89% | 17.11% | 1870.5036 | 345.0784 | 149.8967 | 8.6526 | 114.762 | 113.2156 | 147.7839 | 56.2724 | 3616.351 | 2534.3478 | 40345.6552 | 46496.354 | 245305.2112 | 293719.7274 | 3.932% | 305740.7044
OFFICE BUILDINGS #1906 | TERTIARY | OFFICE BUILDINGS | 2135.9581 | 2017 | 0 | 0 | 0 | 0 | 0 | 993.3621 | 28223.3915 | 21022.9119 | 2 | 18685.7377 | 9081.2338 | 2 | 0 | 0 | 0 | 0 | 0 | 0 | 9392.1206 | 446.5814 | 75397.8614 | 591.69 | 955.5926 | 114.8539 | 228.4344 | 0 | 16795.2207 | 148.301 | 0 | 51731.5678 | 64.98% | 35.02% | 1575.8502 | 367.028 | 233.724 | 9.6026 | 119.4284 | 123.8729 | 193.7741 | 53.2136 | 3521.2692 | 3761.8448 | 44543.9543 | 51827.0684 | 222833.1733 | 277424.3429 | 11.63% | 313917.6064
OFFICE BUILDINGS #1907 | TERTIARY | OFFICE BUILDINGS | 3231.0424 | 2012 | 0 | 0 | 0 | 0 | 0 | 1613.8114 | 40500.693 | 23222.3985 | 4 | 21358.0812 | 17870.8529 | 4 | 0 | 0 | 0 | 0 | 0 | 0 | 11849.7136 | 715.6684 | 127816.7922 | 911.115 | 1253.8418 | 187.9685 | 467.2008 | 0 | 27551.5361 | 153.9953 | 0 | 105837.9961 | 68.42% | 31.58% | 2823.6527 | 538.8124 | 356.7671 | 15.5939 | 175.7299 | 149.277 | 274.0662 | 70.5859 | 5310.1592 | 3366.9419 | 75045.5365 | 83722.6375 | 367020.3969 | 453826.7031 | 6.762% | 486741.8042
OFFICE BUILDINGS #1908 | TERTIARY | OFFICE BUILDINGS | 3263.8391 | 2011 | 0 | 0 | 0 | 0 | 0 | 1262.3192 | 43596.6819 | 18547.773 | 5 | 21114.83 | 15750.585 | 3 | 0 | 0 | 0 | 0 | 0 | 0 | 12974.9888 | 670.3463 | 103888.8467 | 1004.138 | 1223.4988 | 227.7633 | 495.3101 | 0 | 23159.2644 | 179.2734 | 0 | 102537.0292 | 72.03% | 27.97% | 2719.5758 | 591.763 | 324.1598 | 13.7603 | 135.7806 | 188.1479 | 326.4803 | 77.3734 | 3410.3988 | 4588.7611 | 64828.5554 | 72827.7153 | 337488.7387 | 413977.6816 | 6.609% | 443272.9418
OFFICE BUILDINGS #1909 | TERTIARY | OFFICE BUILDINGS | 3026.6499 | 2022 | 0 | 0 | 0 | 0 | 0 | 2318.9115 | 40265.4254 | 33632.1485 | 4 | 21010.9153 | 16575.6471 | 4 | 0 | 0 | 0 | 0 | 0 | 0 | 12584.321 | 778.5606 | 93001.7124 | 874.2312 | 1738.8527 | 171.053 | 401.1925 | 0 | 20991.4791 | 209.4668 | 0 | 122451.2706 | 89.56% | 10.44% | 3124.2145 | 532.4981 | 302.7311 | 15.7904 | 171.1066 | 123.8532 | 371.9099 | 85.5736 | 4634.5392 | 5976.7601 | 63147.0305 | 73758.3298 | 345318.5658 | 422977.5326 | 1.715% | 430359.9773
OFFICE BUILDINGS #1910 | TERTIARY | OFFICE BUILDINGS | 2715.6132 | 2014 | 0 | 0 | 0 | 0 | 0 | 1166.2698 | 25095.7115 | 23805.4752 | 3 | 16964.4793 | 11455.1729 | 4 | 0 | 0 | 0 | 0 | 0 | 0 | 12072.5276 | 656.8857 | 88730.7707 | 529.8346 | 1551.2584 | 133.1227 | 458.8929 | 0 | 15571.3127 | 193.6855 | 0 | 85619.4235 | 81.49% | 18.51% | 1858.95 | 360.6732 | 182.9294 | 11.6089 | 112.3937 | 127.1389 | 287.314 | 55.9413 | 4601.2554 | 4324.7923 | 61767.8341 | 70693.8818 | 271254.0658 | 344587.352 | 8.371% | 376069.9615
OFFICE BUILDINGS #1911 | TERTIARY | OFFICE BUILDINGS | 2575.4487 | 2006 | 0 | 0 | 0 | 0 | 0 | 932.2791 | 26390.2926 | 17291.8391 | 3 | 17175.1236 | 12124.1314 | 4 | 0 | 0 | 0 | 0 | 0 | 0 | 9180.6615 | 617.6244 | 85952.2021 | 667.3423 | 1079.8164 | 113.4693 | 268.2044 | 0 | 17838.2622 | 192.0571 | 0 | 46590.7527 | 61.19% | 38.81% | 2695.2389 | 297.9957 | 207.0342 | 12.275 | 133.0453 | 116.5563 | 213.2058 | 63.0503 | 2362.4087 | 2634.5942 | 64582.7352 | 69579.738 | 222625.4119 | 294092.9589 | 1.149% | 297512.328
OFFICE BUILDINGS #1912 | TERTIARY | OFFICE BUILDINGS | 3191.8728 | 2007 | 0 | 0 | 0 | 0 | 0 | 1117.6634 | 24475.5657 | 18299.4814 | 4 | 15338.4605 | 10441.0818 | 3 | 0 | 0 | 0 | 0 | 0 | 0 | 10807.0666 | 955.9527 | 70854.2793 | 870.7117 | 1317.4969 | 214.0677 | 530.0697 | 0 | 20583.3954 | 181.4207 | 0 | 63049.3061 | 66.39% | 33.61% | 3374.3379 | 544.6092 | 304.6402 | 16.0633 | 148.6712 | 190.2857 | 299.7466 | 94.5344 | 3861.128 | 3077.4362 | 69164.2986 | 76102.8627 | 228052.1993 | 306865.8348 | 12.11% | 349146.8395
OFFICE BUILDINGS #1913 | TERTIARY | OFFICE BUILDINGS | 3288.6723 | 2008 | 0 | 0 | 0 | 0 | 0 | 1367.0595 | 28331.4706 | 22254.5677 | 4 | 16182.4696 | 11121.3241 | 5 | 0 | 0 | 0 | 0 | 0 | 0 | 10079.5609 | 896.0647 | 83162.4544 | 932.8217 | 1460.5356 | 187.9941 | 417.5449 | 0 | 21403.8312 | 242.3262 | 0 | 99328.384 | 88.37% | 11.63% | 2322.976 | 402.1359 | 252.7217 | 16.0914 | 172.2597 | 122.2037 | 350.0345 | 63.8264 | 3115.2685 | 3908.8136 | 90249.1811 | 97273.2632 | 284884.7099 | 385136.8966 | 7.237% | 415182.9111
OFFICE BUILDINGS #1914 | TERTIARY | OFFICE BUILDINGS | 2763.4542 | 2018 | 0 | 0 | 0 | 0 | 0 | 1806.473 | 39822.3199 | 27336.6757 | 4 | 19420.7356 | 16467.7283 | 4 | 0 | 0 | 0 | 0 | 0 | 0 | 12945.4318 | 826.2177 | 101198.2547 | 641.2507 | 1756.0756 | 157.2778 | 449.5617 | 0 | 18409.6784 | 135.4529 | 0 | 90724.2376 | 85.28% | 14.72% | 2070.4915 | 469.7375 | 235.4091 | 10.7116 | 109.6095 | 129.6442 | 263.0204 | 57.3261 | 5117.1984 | 5223.7658 | 54213.7381 | 64554.7023 | 315644.7018 | 384389.2349 | 1.929% | 391949.0382
OFFICE BUILDINGS #1915 | TERTIARY | OFFICE BUILDINGS | 1112.604 | 2007 | 0 | 0 | 0 | 0 | 0 | 514.8863 | 11114.9161 | 7269.3479 | 2 | 5631.851 | 3720.1533 | 1 | 0 | 0 | 0 | 0 | 0 | 0 | 3984.6577 | 308.0841 | 31001.8363 | 343.2273 | 538.5166 | 72.3817 | 176.7901 | 0 | 6507.5766 | 70.5568 | 0 | 21528.1998 | 60.02% | 39.98% | 1062.587 | 139.1684 | 83.6239 | 4.9369 | 48.7262 | 44.2235 | 101.7677 | 34.1531 | 1102.6033 | 1326.1345 | 36116.5227 | 38545.2605 | 88437.9367 | 127958.6255 | 3.315% | 132345.6488
OFFICE BUILDINGS #1916 | TERTIARY | OFFICE BUILDINGS | 874.5554 | 2016 | 0 | 0 | 0 | 0 | 0 | 479.8184 | 9157.6702 | 8622.5678 | 1 | 6348.8687 | 3751.3584 | 1 | 0 | 0 | 0 | 0 | 0 | 0 | 3910.4882 | 258.833 | 33069.5499 | 265.4769 | 433.1076 | 44.8999 | 124.8163 | 0 | 6331.9073 | 45.448 | 0 | 26466.101 | 81.11% | 18.89% | 768.8475 | 160.393 | 91.1535 | 3.3462 | 41.5566 | 39.4103 | 104.3921 | 18.5414 | 1484.2388 | 1105.5105 | 20793.0295 | 23382.7788 | 94560.1592 | 119212.9719 | 4.3% | 124569.128
OFFICE BUILDINGS #1917 | TERTIARY | OFFICE BUILDINGS | 2235.3118 | 2013 | 0 | 0 | 0 | 0 | 0 | 1006.5991 | 32645.3249 | 15007.254 | 3 | 18101.932 | 9579.6417 | 3 | 0 | 0 | 0 | 0 | 0 | 0 | 12677.6166 | 489.6772 | 77593.9455 | 515.2837 | 995.1088 | 143.3874 | 359.3185 | 0 | 19256.4263 | 118.808 | 0 | 61571.166 | 72.35% | 27.65% | 1988.3373 | 276.6154 | 227.8739 | 12.2432 | 91.0534 | 123.1756 | 208.4349 | 48.9433 | 2475.5161 | 2693.6793 | 57073.4582 | 62242.6535 | 242696.2109 | 307060.7985 | 2.31% | 314321.737
OFFICE BUILDINGS #1918 | TERTIARY | OFFICE BUILDINGS | 2095.8502 | 2009 | 0 | 0 | 0 | 0 | 0 | 1142.1803 | 24685.315 | 15018.4895 | 3 | 10995.9135 | 7946.2681 | 3 | 0 | 0 | 0 | 0 | 0 | 0 | 10684.5778 | 582.2126 | 71278.588 | 446.8365 | 828.0225 | 127.7588 | 258.5256 | 0 | 13497.1818 | 123.2693 | 0 | 50782.5104 | 69.96% | 30.04% | 1491.3469 | 290.9172 | 175.7581 | 11.0215 | 84.0125 | 105.5651 | 170.37 | 38.8263 | 2960.7126 | 2639.5709 | 65511.056 | 71111.3395 | 200759.4683 | 273575.7286 | 6.868% | 293750.7711
OFFICE BUILDINGS #1919 | TERTIARY | OFFICE BUILDINGS | 843.0155 | 2006 | 0 | 0 | 0 | 0 | 0 | 300.3056 | 9764.0769 | 4858.4542 | 1 | 5719.7371 | 3685.4032 | 1 | 0 | 0 | 0 | 0 | 0 | 0 | 3143.9189 | 163.2964 | 19754.9526 | 260.7532 | 342.7519 | 42.2097 | 102.3354 | 0 | 5838.3848 | 44.651 | 0 | 15178.6712 | 68.36% | 31.64% | 914.4627 | 113.7569 | 86.2558 | 4.3764 | 41.6206 | 50.5019 | 80.1034 | 25.5607 | 964.5875 | 862.9911 | 21730.0254 | 23557.604 | 65729.0225 | 90015.318 | 8.769% | 98667.8494
OFFICE BUILDINGS #1920 | TERTIARY | OFFICE BUILDINGS | 1427.0302 | 2020 | 0 | 0 | 0 | 0 | 0 | 846.8815 | 18489.6231 | 15016.6688 | 2 | 12506.0076 | 8277.2414 | 1 | 0 | 0 | 0 | 0 | 0 | 0 | 6187.9562 | 383.4405 | 63553.5578 | 302.9545 | 926.4369 | 96.5527 | 208.5014 | 0 | 14286.337 | 100.6868 | 0 | 40099.0562 | 73.5% | 26.5% | 1380.2239 | 261.1055 | 154.8182 | 6.0812 | 69.6433 | 73.3438 | 130.2833 | 33.1432 | 1919.4556 | 2236.1863 | 28078.1506 | 32233.7925 | 170616.8013 | 204291.2873 | 12.38% | 233167.303
OFFICE BUILDINGS #1921 | TERTIARY | OFFICE BUILDINGS | 2630.835 | 2009 | 0 | 0 | 0 | 0 | 0 | 1276.5414 | 28802.7736 | 18740.9131 | 3 | 13416.7737 | 9966.708 | 3 | 0 | 0 | 0 | 0 | 0 | 0 | 9301.1166 | 745.8517 | 86751.3692 | 824.6557 | 879.8806 | 161.5325 | 303.627 | 0 | 14458.8328 | 156.1528 | 0 | 57075.0248 | 86.34% | 13.66% | 2730.0659 | 395.7249 | 279.9593 | 11.8382 | 110.6835 | 130.1297 | 205.6893 | 53.561 | 2692.5529 | 3832.2528 | 65721.3491 | 72246.1548 | 231769.5045 | 306261.4023 | 11.66% | 346697.4152
OFFICE BUILDINGS #1922 | TERTIARY | OFFICE BUILDINGS | 1499.9968 | 2016 | 0 | 0 | 0 | 0 | 0 | 719.0685 | 23490.7961 | 11301.1899 | 2 | 12550.7876 | 5957.3453 | 2 | 0 | 0 | 0 | 0 | 0 | 0 | 5799.583 | 448.4079 | 62419.034 | 294.4182 | 928.5364 | 73.0829 | 230.4367 | 0 | 12220.8416 | 101.4088 | 0 | 47319.7928 | 65.15% | 34.85% | 1671.3805 | 170.6847 | 110.375 | 7.1693 | 81.0846 | 62.0888 | 160.9345 | 45.1025 | 1947.4488 | 2053.4993 | 46740.5833 | 50741.5314 | 180003.5114 | 232727.5702 | 9.63% | 257528.6994
OFFICE BUILDINGS #1923 | TERTIARY | OFFICE BUILDINGS | 3014.7344 | 2009 | 0 | 0 | 0 | 0 | 0 | 1539.2379 | 33251.4262 | 19892.5154 | 3 | 14016.5803 | 14907.993 | 3 | 0 | 0 | 0 | 0 | 0 | 0 | 12877.3338 | 913.9335 | 102712.7968 | 672.6995 | 981.8822 | 206.9381 | 459.37 | 0 | 19414.8582 | 148.3975 | 0 | 84642.7581 | 79.32% | 20.68% | 2536.7354 | 422.3246 | 207.4607 | 12.968 | 140.0751 | 172.1691 | 274.9964 | 65.2572 | 3180.4987 | 4039.3848 | 60519.0591 | 67738.9427 | 293157.4794 | 363437.2644 | 11.04% | 408555.8292
OFFICE BUILDINGS #1924 | TERTIARY | OFFICE BUILDINGS | 2211.0782 | 2013 | 0 | 0 | 0 | 0 | 0 | 1033.0103 | 31032.3497 | 18902.2498 | 3 | 12295.2156 | 12061.469 | 2 | 0 | 0 | 0 | 0 | 0 | 0 | 10949.5094 | 451.8373 | 82241.7826 | 465.9312 | 1250.9085 | 122.9 | 279.359 | 0 | 19900.1414 | 136.1477 | 0 | 71063.3481 | 79.9% | 20.1% | 1740.0268 | 279.6 | 188.3157 | 9.8552 | 87.1953 | 130.7045 | 230.3349 | 50.6487 | 3229.4629 | 2694.0599 | 64147.5348 | 70071.0575 | 249776.4753 | 322040.1019 | 12.22% | 366873.5891
OFFICE BUILDINGS #1925 | TERTIARY | OFFICE BUILDINGS | 1201.2625 | 2009 | 0 | 0 | 0 | 0 | 0 | 427.1171 | 15939.1141 | 9704.6301 | 2 | 6998.3748 | 4839.1019 | 2 | 0 | 0 | 0 | 0 | 0 | 0 | 5890.3021 | 360.9743 | 37265.6393 | 305.6919 | 616.5337 | 65.1265 | 185.887 | 0 | 6006.9177 | 90.625 | 0 | 25292.0886 | 67.49% | 32.51% | 1163.4815 | 190.0923 | 118.6959 | 5.9355 | 50.5347 | 61.9482 | 90.4979 | 31.2206 | 1373.0696 | 1747.6626 | 27483.9124 | 30604.6446 | 108042.2941 | 139987.5419 | 5.781% | 148576.5413
OFFICE BUILDINGS #1926 | TERTIARY | OFFICE BUILDINGS | 427.9526 | 2020 | 0 | 0 | 0 | 0 | 0 | 246.9353 | 5728.4037 | 2957.1703 | 1 | 2901.3164 | 2946.4092 | 1 | 0 | 0 | 0 | 0 | 0 | 0 | 2820.5855 | 113.8435 | 17436.6089 | 87.964 | 267.8043 | 30.3208 | 46.3144 | 0 | 2747.4825 | 24.3337 | 0 | 14855.775 | 77.73% | 22.27% | 415.787 | 50.4102 | 45.3558 | 2.565 | 23.1319 | 20.5443 | 34.1824 | 10.1298 | 722.0718 | 743.8042 | 12895.8746 | 14361.7505 | 51390.6424 | 66225.0744 | 6.913% | 71143.1781
OFFICE BUILDINGS #1927 | TERTIARY | OFFICE BUILDINGS | 2164.7511 | 2015 | 0 | 0 | 0 | 0 | 0 | 1228.0893 | 25786.744 | 19612.6682 | 3 | 17387.2598 | 12953.5521 | 2 | 0 | 0 | 0 | 0 | 0 | 0 | 10805.7761 | 490.255 | 60176.8566 | 657.1147 | 1309.9432 | 144.6536 | 343.0163 | 0 | 16280.4668 | 106.7833 | 0 | 67516.8672 | 68.32% | 31.68% | 1722.7471 | 370.308 | 163.0917 | 8.8209 | 88.2597 | 90.1177 | 169.5782 | 52.1797 | 3581.253 | 2644.3614 | 57893.3346 | 64118.949 | 219226.9568 | 285415.8663 | 0.9814% | 288244.662
OFFICE BUILDINGS #1928 | TERTIARY | OFFICE BUILDINGS | 1741.3564 | 2013 | 0 | 0 | 0 | 0 | 0 | 689.3697 | 15952.1705 | 16278.8618 | 2 | 11147.4208 | 8850.4211 | 2 | 0 | 0 | 0 | 0 | 0 | 0 | 6451.9737 | 352.1323 | 54220.9851 | 495.9254 | 751.2571 | 93.4893 | 184.5323 | 0 | 9744.784 | 132.0193 | 0 | 41835.8877 | 77.29% | 22.71% | 1397.8208 | 290.0905 | 190.4138 | 9.0604 | 98.9666 | 65.8939 | 154.9686 | 38.7386 | 2131.1611 | 2448.0018 | 44033.9987 | 48613.1616 | 155120.9901 | 206095.4165 | 6.613% | 220688.6289
OFFICE BUILDINGS #1929 | TERTIARY | OFFICE BUILDINGS | 2837.7936 | 2012 | 0 | 0 | 0 | 0 | 0 | 1647.2118 | 35173.8311 | 21405.0623 | 3 | 19208.3066 | 11428.807 | 4 | 0 | 0 | 0 | 0 | 0 | 0 | 10507.3067 | 664.5786 | 77215.8568 | 623.6944 | 1572.4206 | 155.4368 | 446.4165 | 0 | 16295.8832 | 209.9977 | 0 | 69108.9156 | 71.59% | 28.41% | 2321.9517 | 506.2175 | 263.0767 | 13.6986 | 115.6608 | 132.1293 | 216.8079 | 76.7205 | 3070.9692 | 3021.6684 | 80381.8245 | 86474.4621 | 251581.4695 | 340834.961 | 3.402% | 352838.9108
OFFICE BUILDINGS #1930 | TERTIARY | OFFICE BUILDINGS | 1276.4986 | 2017 | 0 | 0 | 0 | 0 | 0 | 823.1288 | 18880.896 | 12123.0816 | 2 | 10714.3066 | 7490.1508 | 1 | 0 | 0 | 0 | 0 | 0 | 0 | 6669.6192 | 268.3851 | 59009.536 | 273.8211 | 604.2856 | 80.2998 | 184.302 | 0 | 9717.6987 | 88.3472 | 0 | 40433.9092 | 71.75% | 28.25% | 1028.1272 | 194.8384 | 136.4969 | 7.7481 | 64.716 | 61.2234 | 101.6117 | 38.5948 | 2022.6009 | 1949.8034 | 40196.6985 | 44169.1027 | 159721.244 | 205180.0328 | 4.507% | 214863.1697
OFFICE BUILDINGS #1931 | TERTIARY | OFFICE BUILDINGS | 3396.0751 | 2007 | 0 | 0 | 0 | 0 | 0 | 1850.3114 | 37092.702 | 26538.6819 | 5 | 19704.1757 | 17081.961 | 5 | 0 | 0 | 0 | 0 | 0 | 0 | 15999.1415 | 1002.9739 | 92660.7942 | 721.0751 | 1436.7543 | 202.3088 | 398.192 | 0 | 20258.6139 | 205.7165 | 0 | 101459.6075 | 79.4% | 20.6% | 3241.9343 | 526.2685 | 270.5517 | 15.1521 | 147.0762 | 128.1828 | 345.0785 | 83.2767 | 4846.6272 | 3593.8855 | 94737.4645 | 103177.9771 | 317770.9649 | 424685.343 | 6.74% | 455375.597
OFFICE BUILDINGS #1932 | TERTIARY | OFFICE BUILDINGS | 2845.2137 | 2022 | 0 | 0 | 0 | 0 | 0 | 1377.6124 | 44079.2538 | 25266.3364 | 4 | 22808.9586 | 14891.1173 | 4 | 0 | 0 | 0 | 0 | 0 | 0 | 14223.2811 | 843.1493 | 140748.3622 | 624.0438 | 1264.0571 | 157.6113 | 376.3183 | 0 | 29056.7016 | 154.1167 | 0 | 95201.3235 | 85.46% | 14.54% | 2177.9367 | 430.3146 | 230.0816 | 11.0489 | 110.4948 | 106.841 | 210.3371 | 80.9494 | 5372.5152 | 3898.085 | 82792.1543 | 92062.7545 | 380588.513 | 477086.3676 | 10.34% | 532103.0769
OFFICE BUILDINGS #1933 | TERTIARY | OFFICE BUILDINGS | 767.1237 | 2021 | 0 | 0 | 0 | 0 | 0 | 580.6823 | 12259.7831 | 5493.6339 | 1 | 6475.9186 | 3867.6398 | 1 | 0 | 0 | 0 | 0 | 0 | 0 | 4538.9328 | 163.2836 | 24236.0141 | 242.1615 | 339.1535 | 50.6673 | 112.6539 | 0 | 5215.0578 | 43.6065 | 0 | 22402.2207 | 78.66% | 21.34% | 818.1356 | 120.6561 | 77.1353 | 3.5997 | 29.3178 | 45.3972 | 63.8083 | 16.0594 | 1042.2188 | 1246.5297 | 18590.19 | 20878.9385 | 83525.9978 | 105616.9942 | 2.342% | 108149.5793
OFFICE BUILDINGS #1934 | TERTIARY | OFFICE BUILDINGS | 2193.1059 | 2012 | 0 | 0 | 0 | 0 | 0 | 1156.4319 | 23335.9421 | 14032.0464 | 2 | 16699.5043 | 7950.6011 | 3 | 0 | 0 | 0 | 0 | 0 | 0 | 8214.3123 | 530.6516 | 71318.1956 | 456.298 | 1141.0871 | 130.9509 | 295.9719 | 0 | 16989.6147 | 132.6004 | 0 | 67524.5826 | 76.01% | 23.99% | 2187.7654 | 306.7399 | 167.466 | 13.3042 | 101.692 | 112.3884 | 183.0116 | 54.2357 | 3308.9053 | 2452.2567 | 54604.7486 | 60365.9105 | 224701.8966 | 286928.7808 | 11.92% | 325752.632
OFFICE BUILDINGS #1935 | TERTIARY | OFFICE BUILDINGS | 432.4617 | 2011 | 0 | 0 | 0 | 0 | 0 | 168.2326 | 4773.5604 | 2554.6957 | 1 | 2375.2123 | 2515.5639 | 0 | 0 | 0 | 0 | 0 | 0 | 0 | 1955.513 | 106.2601 | 13557.8028 | 118.1273 | 235.1041 | 23.0302 | 71.0595 | 0 | 2858.3317 | 27.519 | 0 | 9115.7046 | 87.94% | 12.06% | 339.5557 | 55.2183 | 32.9924 | 2.4926 | 21.6325 | 23.4999 | 33.6429 | 12.3474 | 704.2738 | 669.5332 | 13947.3605 | 15321.1675 | 38741.5152 | 54546.0953 | 4.88% | 57344.5124
OFFICE BUILDINGS #1936 | TERTIARY | OFFICE BUILDINGS | 2937.3419 | 2021 | 0 | 0 | 0 | 0 | 0 | 2001.1337 | 49204.9526 | 26180.029 | 3 | 23891.9637 | 19673.7209 | 4 | 0 | 0 | 0 | 0 | 0 | 0 | 16990.3311 | 671.1946 | 117497.8095 | 808.5367 | 1752.5475 | 176.4625 | 374.8878 | 0 | 25931.7293 | 165.8795 | 0 | 98659.8675 | 66.4% | 33.6% | 2944.2894 | 436.7683 | 320.9959 | 16.6549 | 167.3374 | 155.1539 | 234.2602 | 55.9271 | 3688.8496 | 5357.9952 | 95541.3284 | 104588.1732 | 366722.0067 | 475592.0543 | 5.91% | 505462.7973
OFFICE BUILDINGS #1937 | TERTIARY | OFFICE BUILDINGS | 1953.1869 | 2013 | 0 | 0 | 0 | 0 | 0 | 1122.7544 | 20682.7783 | 17759.5552 | 3 | 10961.7699 | 10405.1716 | 3 | 0 | 0 | 0 | 0 | 0 | 0 | 8080.0086 | 580.7619 | 55732.2432 | 439.8135 | 911.7745 | 85.86 | 255.6408 | 0 | 15001.7841 | 128.7171 | 0 | 61155.2525 | 76.38% | 23.62% | 1598.266 | 269.6359 | 211.2781 | 7.7138 | 99.2731 | 78.0502 | 215.0656 | 57.4034 | 2371.3838 | 3046.4357 | 54262.646 | 59680.4655 | 190422.0851 | 252390.7325 | 7.17% | 271884.1929
OFFICE BUILDINGS #1938 | TERTIARY | OFFICE BUILDINGS | 1873.5314 | 2012 | 0 | 0 | 0 | 0 | 0 | 1016.8664 | 25119.4587 | 12244.8759 | 3 | 10121.1111 | 8995.8961 | 2 | 0 | 0 | 0 | 0 | 0 | 0 | 9534.3926 | 497.9157 | 69479.3067 | 531.685 | 1041.3567 | 126.2937 | 249.7395 | 0 | 10035.5067 | 114.2393 | 0 | 39738.7174 | 86.1% | 13.9% | 1780.4905 | 317.1634 | 186.839 | 7.5268 | 77.1093 | 110.1533 | 195.3455 | 41.9299 | 2018.4945 | 3073.1657 | 44217.2398 | 49308.9 | 182256.5124 | 233964.6667 | 1.051% | 236449.5675
OFFICE BUILDINGS #1939 | TERTIARY | OFFICE BUILDINGS | 3394.4014 | 2009 | 0 | 0 | 0 | 0 | 0 | 1958.2614 | 28427.0619 | 20940.0897 | 5 | 19082.1638 | 14852.2478 | 4 | 0 | 0 | 0 | 0 | 0 | 0 | 10656.7122 | 869.5007 | 124053.1659 | 694.3566 | 1616.5543 | 165.0878 | 543.2168 | 0 | 27193.8281 | 232.4007 | 0 | 97579.4881 | 60.8% | 39.2% | 2945.2622 | 592.7471 | 305.9037 | 17.1512 | 144.8246 | 146.273 | 250.9605 | 87.2283 | 4862.3076 | 4174.4446 | 85795.1194 | 94831.8717 | 338320.6971 | 435758.7684 | 2.265% | 445855.6798
OFFICE BUILDINGS #1940 | TERTIARY | OFFICE BUILDINGS | 2897.1511 | 2018 | 0 | 0 | 0 | 0 | 0 | 1717.7442 | 39555.6788 | 27839.9405 | 4 | 21427.683 | 15872.1224 | 4 | 0 | 0 | 0 | 0 | 0 | 0 | 14681.1483 | 765.0603 | 107672.3602 | 869.6162 | 1416.1437 | 169.5166 | 381.0484 | 0 | 27813.9877 | 154.0006 | 0 | 90871.2197 | 74.26% | 25.74% | 2835.7489 | 388.1627 | 214.6678 | 16.0716 | 167.0131 | 165.2032 | 300.9557 | 68.5191 | 5066.2999 | 4318.8458 | 74816.5909 | 84201.7365 | 334495.0707 | 422722.43 | 2.756% | 434700.7079
OFFICE BUILDINGS #1941 | TERTIARY | OFFICE BUILDINGS | 3069.3724 | 2017 | 0 | 0 | 0 | 0 | 0 | 1314.0465 | 39906.9251 | 24691.8065 | 3 | 24865.7429 | 13824.9583 | 4 | 0 | 0 | 0 | 0 | 0 | 0 | 12303.2871 | 762.3403 | 88090.1315 | 806.5483 | 1607.5659 | 197.3302 | 324.3885 | 0 | 20290.7519 | 176.048 | 0 | 82663.2092 | 60.05% | 39.95% | 2867.3344 | 347.8281 | 221.6363 | 17.3504 | 164.5861 | 146.1884 | 335.869 | 90.3504 | 3760.9826 | 4221.4151 | 62763.6852 | 70746.0829 | 296416.0079 | 370438.9929 | 8.977% | 406972.7242
OFFICE BUILDINGS #1942 | TERTIARY | OFFICE BUILDINGS | 2199.3222 | 2021 | 0 | 0 | 0 | 0 | 0 | 1496.3337 | 34166.773 | 21171.3815 | 3 | 17615.6516 | 12202.446 | 3 | 0 | 0 | 0 | 0 | 0 | 0 | 11542.8464 | 636.6484 | 96051.7715 | 549.0998 | 1139.9007 | 119.0439 | 347.6726 | 0 | 16656.25 | 166.1877 | 0 | 58449.3796 | 63.75% | 36.25% | 2293.9131 | 313.3257 | 233.3079 | 10.5141 | 128.918 | 115.5681 | 223.1556 | 51.1061 | 3786.8292 | 3851.7017 | 53773.4389 | 61411.9698 | 259468.7529 | 323236.3832 | 2.605% | 331882.0879
OFFICE BUILDINGS #1943 | TERTIARY | OFFICE BUILDINGS | 957.9337 | 2013 | 0 | 0 | 0 | 0 | 0 | 487.4552 | 13342.9145 | 8780.4522 | 1 | 4719.4841 | 5268.9257 | 1 | 0 | 0 | 0 | 0 | 0 | 0 | 4475.6787 | 274.6631 | 33740.9595 | 286.7164 | 400.4389 | 54.6038 | 157.4184 | 0 | 8091.1892 | 75.0998 | 0 | 31335.4905 | 76.75% | 23.25% | 726.6694 | 161.7003 | 66.0949 | 4.07 | 53.3783 | 50.5486 | 77.3036 | 23.403 | 1603.9568 | 1337.1568 | 27875.898 | 30817.0117 | 105721.5892 | 137691.1044 | 8.014% | 149686.2128
OFFICE BUILDINGS #1944 | TERTIARY | OFFICE BUILDINGS | 2221.2978 | 2018 | 0 | 0 | 0 | 0 | 0 | 1234.292 | 21830.1989 | 20500.7286 | 2 | 12400.9994 | 11505.8583 | 3 | 0 | 0 | 0 | 0 | 0 | 0 | 12120.8797 | 508.2602 | 84942.9433 | 538.6905 | 1314.7694 | 150.9032 | 351.5769 | 0 | 21045.4479 | 143.6785 | 0 | 65060.5262 | 64.4% | 35.6% | 2148.9963 | 386.2465 | 211.7706 | 12.9967 | 112.6394 | 122.8756 | 213.1379 | 48.4571 | 2664.7797 | 3483.2252 | 65956.1899 | 72104.1948 | 240902.7562 | 316340.0857 | 4.074% | 329773.4879
OFFICE BUILDINGS #1945 | TERTIARY | OFFICE BUILDINGS | 1511.1454 | 2021 | 0 | 0 | 0 | 0 | 0 | 821.2227 | 24786.6397 | 14792.6176 | 2 | 13337.1625 | 10813.0651 | 2 | 0 | 0 | 0 | 0 | 0 | 0 | 7179.689 | 413.4178 | 56974.9467 | 358.4543 | 831.7747 | 104.9899 | 194.3143 | 0 | 13916.5954 | 113.1833 | 0 | 50239.4572 | 89.08% | 10.92% | 1650.5264 | 233.0638 | 137.7047 | 8.4736 | 71.9888 | 77.4873 | 172.3701 | 30.9396 | 2290.5199 | 2396.3874 | 42303.6208 | 46990.5281 | 183021.347 | 231543.5245 | 10.37% | 258326.9509
OFFICE BUILDINGS #1946 | TERTIARY | OFFICE BUILDINGS | 2558.4151 | 2006 | 0 | 0 | 0 | 0 | 0 | 914.6613 | 20661.8223 | 16956.8995 | 3 | 15381.3455 | 9753.571 | 3 | 0 | 0 | 0 | 0 | 0 | 0 | 9135.1 | 638.788 | 64725.4408 | 558.3909 | 850.1024 | 161.7045 | 395.0714 | 0 | 15881.1449 | 139.6502 | 0 | 55463.3718 | 58.44% | 41.56% | 2429.9615 | 367.8277 | 179.3756 | 11.9885 | 140.4655 | 145.8108 | 301.4522 | 71.2494 | 2998.8747 | 2289.7195 | 75090.3704 | 80378.9645 | 200176.8704 | 282898.8903 | 8.485% | 309127.0116
OFFICE BUILDINGS #1947 | TERTIARY | OFFICE BUILDINGS | 3071.8243 | 2006 | 0 | 0 | 0 | 0 | 0 | 1175.7593 | 35416.2148 | 16933.8395 | 3 | 17568.8255 | 15149.5854 | 5 | 0 | 0 | 0 | 0 | 0 | 0 | 12156.4172 | 612.7851 | 109344.4313 | 906.0301 | 1350.4265 | 174.1055 | 475.7009 | 0 | 15815.4621 | 226.0479 | 0 | 77005.581 | 52.93% | 47.07% | 3353.6074 | 406.6735 | 335.0667 | 16.9404 | 122.0859 | 164.6585 | 329.3405 | 57.9994 | 3475.4634 | 4182.1733 | 94146.6634 | 101804.3 | 294283.9986 | 398868.0191 | 9.357% | 440042.8982
OFFICE BUILDINGS #1948 | TERTIARY | OFFICE BUILDINGS | 3052.719 | 2021 | 0 | 0 | 0 | 0 | 0 | 2029.0257 | 45951.6749 | 27691.0133 | 4 | 24281.7032 | 17165.8382 | 4 | 0 | 0 | 0 | 0 | 0 | 0 | 18964.8718 | 675.5152 | 135087.3162 | 942.2893 | 1826.7154 | 213.1969 | 470.2329 | 0 | 19567.7276 | 173.2308 | 0 | 93052.9887 | 92.47% | 7.526% | 2550.1486 | 521.5742 | 233.0083 | 18.4802 | 136.4717 | 171.0899 | 371.0466 | 62.8454 | 4344.0914 | 3977.5499 | 75284.3124 | 83605.9537 | 370672.1431 | 458215.5207 | 11.76% | 519283.5164
OFFICE BUILDINGS #1949 | TERTIARY | OFFICE BUILDINGS | 2828.0842 | 2017 | 0 | 0 | 0 | 0 | 0 | 1399.4027 | 29899.554 | 21873.6996 | 3 | 21322.2058 | 17464.9227 | 3 | 0 | 0 | 0 | 0 | 0 | 0 | 17376.5289 | 658.1786 | 85874.613 | 794.8848 | 1664.4558 | 154.793 | 412.236 | 0 | 22507.8244 | 185.1284 | 0 | 75954.9494 | 77.79% | 22.21% | 2577.3957 | 374.8852 | 216.5085 | 15.2887 | 124.2277 | 116.7045 | 342.3201 | 75.9275 | 4186.7677 | 4784.486 | 57545.3361 | 66516.5899 | 282741.6804 | 353565.2734 | 12.57% | 404413.0997
OFFICE BUILDINGS #1950 | TERTIARY | OFFICE BUILDINGS | 1485.687 | 2018 | 0 | 0 | 0 | 0 | 0 | 1050.0977 | 24223.0523 | 10394.4097 | 2 | 13373.2186 | 7710.5753 | 2 | 0 | 0 | 0 | 0 | 0 | 0 | 6624.0376 | 279.1544 | 69397.9549 | 309.0944 | 668.3903 | 82.2161 | 209.8342 | 0 | 13693.5207 | 70.1768 | 0 | 44458.9629 | 82.54% | 17.46% | 1660.8781 | 168.0168 | 129.3949 | 9.0224 | 56.1974 | 77.1902 | 138.3374 | 34.7642 | 2781.6556 | 1803.5939 | 40146.4459 | 44731.6954 | 188657.211 | 234987.9562 | 4.298% | 245541.2406
OFFICE BUILDINGS #1951 | TERTIARY | OFFICE BUILDINGS | 3305.5875 | 2008 | 0 | 0 | 0 | 0 | 0 | 1505.0347 | 41064.3981 | 20843.1612 | 4 | 17401.7597 | 14556.1439 | 3 | 0 | 0 | 0 | 0 | 0 | 0 | 11279.2994 | 955.7418 | 109305.1033 | 1018.5426 | 1467.0081 | 230.2082 | 446.4942 | 0 | 20321.1225 | 218.8303 | 0 | 97220.3393 | 88.66% | 11.34% | 2768.2492 | 602.8321 | 343.8587 | 16.2928 | 151.8177 | 198.6695 | 277.1081 | 93.1555 | 4253.2759 | 4567.5167 | 103763.0161 | 112583.8086 | 327364.4526 | 443339.0728 | 9.871% | 491892.5173
OFFICE BUILDINGS #1952 | TERTIARY | OFFICE BUILDINGS | 3299.4523 | 2020 | 0 | 0 | 0 | 0 | 0 | 1819.1428 | 51105.5134 | 33114.5863 | 3 | 27154.1254 | 16419.9788 | 5 | 0 | 0 | 0 | 0 | 0 | 0 | 14514.1999 | 847.6688 | 117582.3341 | 976.6674 | 2208.587 | 194.4558 | 383.0064 | 0 | 33223.6462 | 161.0255 | 0 | 106867.7568 | 85.95% | 14.05% | 3246.6523 | 536.7572 | 331.0719 | 17.7298 | 160.6869 | 162.8653 | 268.2556 | 79.9861 | 5843.365 | 3962.6421 | 82583.3698 | 92389.3769 | 385872.5725 | 481478.3247 | 3.968% | 501371.2808
OFFICE BUILDINGS #1953 | TERTIARY | OFFICE BUILDINGS | 381.7153 | 2019 | 0 | 0 | 0 | 0 | 0 | 265.8273 | 5893.5761 | 3986.1321 | 0 | 2442.7282 | 1688.2171 | 1 | 0 | 0 | 0 | 0 | 0 | 0 | 1566.0168 | 102.2705 | 14869.8491 | 103.2065 | 227.7258 | 19.5595 | 40.3665 | 0 | 3423.3531 | 19.2178 | 0 | 10266.2377 | 91.63% | 8.366% | 268.4919 | 65.4348 | 38.8397 | 2.0025 | 19.1645 | 19.6721 | 30.2792 | 7.8428 | 686.5605 | 469.7851 | 9043.2121 | 10199.5577 | 42523.9741 | 53110.8952 | 9.038% | 58388.1398
OFFICE BUILDINGS #1954 | TERTIARY | OFFICE BUILDINGS | 429.6118 | 2007 | 0 | 0 | 0 | 0 | 0 | 207.6872 | 3443.4495 | 2202.2631 | 0 | 2439.0554 | 1837.1846 | 1 | 0 | 0 | 0 | 0 | 0 | 0 | 1538.7945 | 101.3002 | 13015.5922 | 102.6357 | 193.0145 | 19.7934 | 55.6109 | 0 | 2438.1107 | 31.876 | 0 | 10057.4794 | 72.14% | 27.86% | 407.5966 | 48.4284 | 37.3921 | 2.3993 | 23.2622 | 17.0041 | 48.658 | 11.5182 | 581.9998 | 568.621 | 10509.657 | 11660.2778 | 36704.2317 | 48837.1166 | 1.013% | 49336.8536
OFFICE BUILDINGS #1955 | TERTIARY | OFFICE BUILDINGS | 1471.7169 | 2012 | 0 | 0 | 0 | 0 | 0 | 858.8734 | 14230.7484 | 8948.336 | 2 | 8483.2833 | 6537.7005 | 1 | 0 | 0 | 0 | 0 | 0 | 0 | 7968.458 | 307.7332 | 51457.0954 | 456.4266 | 697.7438 | 76.3073 | 166.7755 | 0 | 9507.8568 | 99.4615 | 0 | 40377.7381 | 87.62% | 12.38% | 1394.6361 | 215.9572 | 102.2988 | 6.4567 | 54.3737 | 86.227 | 167.1631 | 41.4547 | 2202.6707 | 2238.9995 | 34718.7321 | 39160.4023 | 146722.3875 | 187594.9295 | 11.27% | 211429.4887
OFFICE BUILDINGS #1956 | TERTIARY | OFFICE BUILDINGS | 2142.3282 | 2019 | 0 | 0 | 0 | 0 | 0 | 1069.0792 | 25455.1214 | 21995.0213 | 2 | 17992.4248 | 13211.8173 | 2 | 0 | 0 | 0 | 0 | 0 | 0 | 10840.9185 | 559.1393 | 79991.4103 | 438.8965 | 1305.99 | 135.4638 | 357.1718 | 0 | 16075.9011 | 106.0922 | 0 | 81499.0111 | 88.11% | 11.89% | 1732.9528 | 355.1808 | 169.8269 | 11.8142 | 97.9348 | 105.4326 | 226.2063 | 60.7759 | 3531.5983 | 2594.3555 | 57932.7287 | 64058.6824 | 255684.4606 | 322896.343 | 7.089% | 347532.6837
OFFICE BUILDINGS #1957 | TERTIARY | OFFICE BUILDINGS | 2366.7554 | 2021 | 0 | 0 | 0 | 0 | 0 | 1762.9757 | 27597.2891 | 24844.5645 | 3 | 16693.8955 | 12026.773 | 3 | 0 | 0 | 0 | 0 | 0 | 0 | 14392.9892 | 472.1323 | 118795.9528 | 655.1318 | 1204.5405 | 122.9231 | 307.563 | 0 | 23974.5857 | 177.0405 | 0 | 95544.9956 | 91.89% | 8.108% | 2591.127 | 352.1667 | 261.2516 | 10.9015 | 116.668 | 100.6851 | 223.3008 | 50.2388 | 3113.652 | 3994.5588 | 56232.0904 | 63340.3012 | 325182.443 | 391144.8742 | 11.41% | 441536.4704
OFFICE BUILDINGS #1958 | TERTIARY | OFFICE BUILDINGS | 732.8774 | 2009 | 0 | 0 | 0 | 0 | 0 | 396.2381 | 6119.4556 | 5909.6584 | 1 | 3845.4867 | 2884.2178 | 1 | 0 | 0 | 0 | 0 | 0 | 0 | 2400.8758 | 208.0428 | 21965.0858 | 218.8039 | 338.3961 | 52.9697 | 125.9675 | 0 | 4749.0163 | 40.2993 | 0 | 15880.1863 | 86.4% | 13.6% | 546.7453 | 90.0081 | 63.9446 | 3.8844 | 40.4836 | 33.1759 | 66.232 | 18.1289 | 901.4576 | 1150.0064 | 21692.5142 | 23743.9782 | 61428.6539 | 85929.9074 | 10.21% | 95702.8299
OFFICE BUILDINGS #1959 | TERTIARY | OFFICE BUILDINGS | 1548.2753 | 2020 | 0 | 0 | 0 | 0 | 0 | 1034.6996 | 20852.8188 | 12246.7953 | 2 | 10624.05 | 7376.2015 | 2 | 0 | 0 | 0 | 0 | 0 | 0 | 7420.7728 | 449.8776 | 47738.5858 | 340.4952 | 804.9831 | 72.4545 | 265.4111 | 0 | 11086.4131 | 92.9715 | 0 | 60154.8655 | 85.95% | 14.05% | 1147.6731 | 264.5522 | 105.4082 | 7.3862 | 75.3608 | 79.2829 | 179.465 | 35.3594 | 2885.9852 | 2135.996 | 40399.204 | 45421.1852 | 175592.2332 | 223504.9466 | 5.808% | 237287.2924
OFFICE BUILDINGS #1960 | TERTIARY | OFFICE BUILDINGS | 3368.5772 | 2009 | 0 | 0 | 0 | 0 | 0 | 1236.4829 | 38063.8067 | 24306.0573 | 3 | 21457.3365 | 14347.8222 | 3 | 0 | 0 | 0 | 0 | 0 | 0 | 13972.2196 | 685.6087 | 112493.1416 | 896.2929 | 1288.6832 | 199.5511 | 573.4003 | 0 | 19897.7084 | 220.557 | 0 | 96987.4498 | 84.48% | 15.52% | 3138.9319 | 375.9607 | 367.6477 | 13.4787 | 199.8542 | 135.1774 | 257.8832 | 75.255 | 3863.9159 | 5208.3389 | 83529.4344 | 92601.6892 | 334578.5816 | 431357.4556 | 5.616% | 457025.8862
OFFICE BUILDINGS #1961 | TERTIARY | OFFICE BUILDINGS | 2866.9695 | 2011 | 0 | 0 | 0 | 0 | 0 | 1353.1547 | 35913.6665 | 17256.409 | 3 | 17384.1931 | 15938.471 | 4 | 0 | 0 | 0 | 0 | 0 | 0 | 15113.2352 | 625.2254 | 114270.0933 | 822.4923 | 1584.8631 | 166.9943 | 413.1948 | 0 | 19717.7686 | 162.8686 | 0 | 84367.2109 | 82.11% | 17.89% | 2966.6283 | 482.9218 | 222.0765 | 10.7176 | 124.4625 | 153.2073 | 272.7349 | 85.0862 | 3564.3834 | 3757.4975 | 61473.0323 | 68794.9132 | 315295.0347 | 387344.8672 | 8.642% | 423984.5839
OFFICE BUILDINGS #1962 | TERTIARY | OFFICE BUILDINGS | 680.0735 | 2016 | 0 | 0 | 0 | 0 | 0 | 374.817 | 6864.6838 | 4787.2442 | 1 | 4644.9413 | 3200.2326 | 1 | 0 | 0 | 0 | 0 | 0 | 0 | 3487.642 | 131.8499 | 20572.8693 | 196.2468 | 259.5185 | 45.8533 | 109.6591 | 0 | 4537.3057 | 40.1756 | 0 | 22249.1159 | 69.5% | 30.5% | 731.4083 | 123.3288 | 71.0174 | 2.9324 | 40.8576 | 40.6142 | 76.4229 | 15.5846 | 1129.3837 | 1163.1768 | 14786.4405 | 17079.001 | 69519.1217 | 87523.3561 | 4.637% | 91779.0293
OFFICE BUILDINGS #1963 | TERTIARY | OFFICE BUILDINGS | 3217.5382 | 2018 | 0 | 0 | 0 | 0 | 0 | 1425.2152 | 41436.6965 | 30860.8051 | 5 | 26539.5773 | 17091.5623 | 4 | 0 | 0 | 0 | 0 | 0 | 0 | 16725.2626 | 665.1059 | 132760.3001 | 665.681 | 1948.9342 | 169.2674 | 373.4622 | 0 | 30917.4726 | 199.6037 | 0 | 114889.6319 | 84.27% | 15.73% | 2197.8038 | 547.3977 | 321.4263 | 18.2581 | 164.5953 | 146.1628 | 268.6754 | 63.7697 | 5709.583 | 5294.3392 | 63568.994 | 74572.9162 | 401662.2275 | 481123.5859 | 6.864% | 516583.2168
OFFICE BUILDINGS #1964 | TERTIARY | OFFICE BUILDINGS | 3323.3691 | 2008 | 0 | 0 | 0 | 0 | 0 | 1516.4702 | 28315.8471 | 22983.2825 | 4 | 19525.1757 | 14157.8337 | 5 | 0 | 0 | 0 | 0 | 0 | 0 | 16544.1017 | 887.107 | 83589.9123 | 902.3319 | 1663.5908 | 193.2214 | 478.5598 | 0 | 19390.0039 | 200.1099 | 0 | 69714.9237 | 65.59% | 34.41% | 2761.0798 | 375.5278 | 328.4537 | 18.3414 | 149.4441 | 166.7531 | 322.7352 | 88.0628 | 3519.2505 | 4915.571 | 106136.8851 | 114571.7066 | 265464.7806 | 384165.241 | 5.475% | 406415.0765
OFFICE BUILDINGS #1965 | TERTIARY | OFFICE BUILDINGS | 1297.3564 | 2020 | 0 | 0 | 0 | 0 | 0 | 888.7565 | 14318.6573 | 14225.3488 | 2 | 9852.5826 | 5839.9537 | 2 | 0 | 0 | 0 | 0 | 0 | 0 | 6629.9929 | 296.4124 | 62866.9634 | 382.0454 | 691.3082 | 86.9029 | 157.5869 | 0 | 10023.2805 | 97.6649 | 0 | 32846.8314 | 65.26% | 34.74% | 1275.7388 | 151.1707 | 90.9423 | 6.3562 | 63.672 | 60.0303 | 158.7448 | 33.1655 | 2039.5934 | 2499.0863 | 30294.8324 | 34833.5122 | 151800.8977 | 188549.6409 | 10.77% | 211306.3306
OFFICE BUILDINGS #1966 | TERTIARY | OFFICE BUILDINGS | 1981.481 | 2015 | 0 | 0 | 0 | 0 | 0 | 1070.9368 | 25494.3908 | 13015.9526 | 3 | 15303.9748 | 10927.0829 | 2 | 0 | 0 | 0 | 0 | 0 | 0 | 11248.6754 | 392.3286 | 74318.6862 | 459.3009 | 960.9425 | 95.1724 | 315.4661 | 0 | 15309.3275 | 121.6563 | 0 | 54519.6748 | 81.05% | 18.95% | 1466.331 | 237.0188 | 168.2779 | 8.9656 | 90.5825 | 79.2886 | 217.6848 | 45.3515 | 3420.4698 | 2794.187 | 49943.6157 | 56158.2725 | 217130.3828 | 275638.2305 | 4.105% | 287436.1666
OFFICE BUILDINGS #1967 | TERTIARY | OFFICE BUILDINGS | 3371.5671 | 2015 | 0 | 0 | 0 | 0 | 0 | 1989.5973 | 37581.7022 | 24298.4359 | 4 | 26936.6956 | 15956.9424 | 5 | 0 | 0 | 0 | 0 | 0 | 0 | 14245.3515 | 902.0589 | 111400.8922 | 1058.1472 | 1968.5383 | 190.7283 | 470.4705 | 0 | 19903.2228 | 213.807 | 0 | 84756.2963 | 77.78% | 22.22% | 3118.8585 | 494.6773 | 367.4947 | 13.8012 | 144.6223 | 199.0227 | 290.272 | 88.0923 | 5299.871 | 4465.9882 | 83877.8412 | 93643.7005 | 327900.3914 | 425282.0234 | 4.807% | 446758.7694
OFFICE BUILDINGS #1968 | TERTIARY | OFFICE BUILDINGS | 457.5987 | 2009 | 0 | 0 | 0 | 0 | 0 | 177.0066 | 4567.6418 | 3722.8141 | 1 | 3121.4617 | 1833.276 | 1 | 0 | 0 | 0 | 0 | 0 | 0 | 1581.9031 | 114.4823 | 14799.9456 | 145.4285 | 159.0156 | 25.5549 | 53.3283 | 0 | 3222.4013 | 30.0187 | 0 | 10631.1453 | 78.43% | 21.57% | 359.6243 | 79.7712 | 38.8518 | 2.8086 | 18.1374 | 20.8993 | 50.5907 | 13.6129 | 538.7202 | 582.1355 | 11057.6594 | 12178.5152 | 41723.552 | 54257.4067 | 5.425% | 57369.7222
OFFICE BUILDINGS #1969 | TERTIARY | OFFICE BUILDINGS | 2029.2573 | 2013 | 0 | 0 | 0 | 0 | 0 | 1156.4961 | 18994.7396 | 19241.7472 | 3 | 11531.7701 | 10549.2595 | 3 | 0 | 0 | 0 | 0 | 0 | 0 | 9450.7251 | 494.7606 | 63558.9554 | 559.9283 | 1180.4516 | 95.206 | 275.8799 | 0 | 15082.502 | 116.3131 | 0 | 43733.6827 | 77.97% | 22.03% | 1390.5133 | 325.3041 | 157.6853 | 10.097 | 99.2555 | 107.1018 | 225.3065 | 61.6812 | 2888.7999 | 2542.1761 | 62971.7469 | 68402.7228 | 180731.7332 | 251139.6176 | 3.227% | 259515.2543
OFFICE BUILDINGS #1970 | TERTIARY | OFFICE BUILDINGS | 1325.9157 | 2019 | 0 | 0 | 0 | 0 | 0 | 767.5292 | 20141.6336 | 10673.0203 | 2 | 10226.5666 | 5980.5816 | 2 | 0 | 0 | 0 | 0 | 0 | 0 | 6364.1238 | 352.5487 | 60582.9438 | 357.3398 | 615.5047 | 75.1285 | 163.256 | 0 | 11780.8859 | 82.3146 | 0 | 47505.3854 | 80.61% | 19.39% | 1040.1458 | 155.1457 | 127.6015 | 7.122 | 71.8119 | 64.7188 | 130.0491 | 30.4713 | 2509.1035 | 2465.4311 | 38454.0069 | 43428.5415 | 172445.4299 | 217148.6066 | 12.46% | 248064.8028
OFFICE BUILDINGS #1971 | TERTIARY | OFFICE BUILDINGS | 1772.5294 | 2017 | 0 | 0 | 0 | 0 | 0 | 1051.7748 | 19365.4871 | 11301.9568 | 3 | 13999.2011 | 10993.7897 | 2 | 0 | 0 | 0 | 0 | 0 | 0 | 6839.0693 | 539.147 | 73127.0363 | 426.6379 | 838.8323 | 117.8225 | 222.4307 | 0 | 13308.8169 | 91.7425 | 0 | 40423.4021 | 66.49% | 33.51% | 1526.3889 | 269.2796 | 126.7448 | 9.7643 | 84.0666 | 70.7344 | 133.3385 | 45.5538 | 2350.1508 | 3216.6148 | 45429.4194 | 50996.185 | 185359.3325 | 238367.8295 | 2.578% | 244675.7919
OFFICE BUILDINGS #1972 | TERTIARY | OFFICE BUILDINGS | 1669.046 | 2015 | 0 | 0 | 0 | 0 | 0 | 983.9011 | 15374.6743 | 11309.8212 | 2 | 10122.5312 | 10219.9265 | 2 | 0 | 0 | 0 | 0 | 0 | 0 | 9096.2947 | 318.3089 | 51726.3949 | 492.8926 | 981.2437 | 78.0328 | 216.5397 | 0 | 13299.2574 | 100.8325 | 0 | 48756.594 | 57.88% | 42.12% | 1772.2247 | 265.8515 | 176.1676 | 8.3385 | 84.4537 | 71.026 | 134.4336 | 32.5243 | 2083.7097 | 2560.9898 | 43083.4531 | 47728.1527 | 164457.942 | 213827.1152 | 5.981% | 227430.0283
OFFICE BUILDINGS #1973 | TERTIARY | OFFICE BUILDINGS | 907.9192 | 2010 | 0 | 0 | 0 | 0 | 0 | 352.7825 | 9974.8286 | 5457.8816 | 1 | 6724.6907 | 4126.3267 | 1 | 0 | 0 | 0 | 0 | 0 | 0 | 3378.0921 | 241.1643 | 24992.3725 | 239.0441 | 479.2768 | 50.6093 | 127.2497 | 0 | 4641.1055 | 65.8124 | 0 | 27702.3277 | 74.34% | 25.66% | 886.803 | 141.7879 | 87.5798 | 4.3397 | 39.0154 | 50.3719 | 106.6824 | 21.3524 | 1074.1765 | 1135.1136 | 28630.8359 | 30840.1259 | 85711.5058 | 117726.8707 | 9.748% | 130442.1342
OFFICE BUILDINGS #1974 | TERTIARY | OFFICE BUILDINGS | 2497.2949 | 2016 | 0 | 0 | 0 | 0 | 0 | 1249.7387 | 31703.6581 | 21069.7503 | 3 | 19882.4868 | 13931.5175 | 3 | 0 | 0 | 0 | 0 | 0 | 0 | 13685.1206 | 634.4002 | 86031.5844 | 556.0169 | 1201.9223 | 117.5267 | 353.9055 | 0 | 15421.5103 | 127.0424 | 0 | 62301.3198 | 81.05% | 18.95% | 2024.9383 | 319.6241 | 213.8353 | 11.0606 | 133.7067 | 94.0946 | 195.2102 | 54.4695 | 3685.207 | 3757.9037 | 78518.1208 | 85961.2315 | 254690.8467 | 344294.3377 | 12.58% | 393855.1992
OFFICE BUILDINGS #1975 | TERTIARY | OFFICE BUILDINGS | 3091.6545 | 2011 | 0 | 0 | 0 | 0 | 0 | 1531.45 | 31132.3745 | 23957.6173 | 4 | 17692.5704 | 12971.4128 | 4 | 0 | 0 | 0 | 0 | 0 | 0 | 12860.3552 | 887.7625 | 118078.2638 | 714.4142 | 1067.6622 | 166.1096 | 506.6129 | 0 | 21128.5754 | 156.4675 | 0 | 68970.5771 | 65.2% | 34.8% | 3126.5079 | 396.7322 | 256.1918 | 17.0512 | 137.5636 | 131.9243 | 339.7341 | 87.1466 | 3806.1081 | 4554.3891 | 77865.3635 | 86225.8607 | 298360.5609 | 387917.011 | 12.37% | 442673.0058
OFFICE BUILDINGS #1976 | TERTIARY | OFFICE BUILDINGS | 6000 | 2008 | 5125 | 0 | 0 | 0 | 0 | 1812 | 17370 | 14862 | 1 | 37177 | 31512 | 6 | 49139 | 27065 | 1 | 0 | 0 | 0 | 11065 | 685 | 88838 | 1034 | 61434 | 193 | 237 | 0 | 11466 | 68 | 0 | 54940 | 83% | 17% | 2088 | 300 | 200 | 8 | 48 | 235 | 235 | 56 | 2746 | 13804 | 85646 | 102196 | 319952 | 422148 | 5.203% | 445316
OFFICE BUILDINGS #1977 | TERTIARY | OFFICE BUILDINGS | 25345.2359 | 2010 | 21672.4742 | 0 | 0 | 0 | 0 | 5840.0072 | 70668.5051 | 58779.0914 | 3 | 142485.7039 | 124483.3645 | 18 | 178859.8157 | 90814.556 | 4 | 0 | 0 | 0 | 47469.7409 | 2020.832 | 262710.944 | 3812.0825 | 184662.6519 | 587.4569 | 853.1928 | 0 | 31305.3271 | 250.6231 | 0 | 156629.4812 | 80.06% | 19.94% | 5715.2848 | 1128.1121 | 519.2328 | 23.2233 | 175.4658 | 868.4007 | 633.0635 | 170.6646 | 7524.0142 | 45170.6947 | 241901.3238 | 294596.0328 | 1219770.5103 | 1521053.3831 | 4.552% | 1593599.5542
OFFICE BUILDINGS #1978 | TERTIARY | OFFICE BUILDINGS | 17633.1904 | 2013 | 14664.5475 | 0 | 0 | 0 | 0 | 4552.532 | 43638.9515 | 42743.3173 | 2 | 78553.9297 | 74446.3052 | 16 | 102910.6462 | 83208.1128 | 2 | 0 | 0 | 0 | 26418.9772 | 1512.5453 | 227988.885 | 2225.1563 | 197287.0701 | 497.7483 | 428.5325 | 0 | 35841.9266 | 138.5977 | 0 | 174110.6728 | 85.43% | 14.57% | 3794.1724 | 765.0751 | 385.6153 | 16.812 | 123.4833 | 479.5411 | 536.0795 | 147.5816 | 8079.2399 | 29687.5769 | 205632.8275 | 243399.6443 | 998026.1691 | 1248191.9714 | 4.359% | 1305087.0523
OFFICE BUILDINGS #1979 | TERTIARY | OFFICE BUILDINGS | 14568.7369 | 2010 | 8109.9502 | 0 | 0 | 0 | 0 | 3191.7911 | 32640.8375 | 28710.3343 | 2 | 74002.4955 | 60721.3947 | 12 | 76425.8204 | 60829.813 | 2 | 0 | 0 | 0 | 24161.4427 | 1234.1474 | 224996.2134 | 1944.1623 | 111774.9862 | 414.4535 | 566.8368 | 0 | 23238.0453 | 105.5346 | 0 | 86434.4832 | 77.84% | 22.16% | 3451.6037 | 591.6874 | 483.4974 | 15.2413 | 111.8446 | 417.1276 | 546.5985 | 119.986 | 5181.6365 | 27477.6364 | 172662.7126 | 205321.9855 | 736641.3795 | 945891.2452 | 7.336% | 1020771.0666
OFFICE BUILDINGS #1980 | TERTIARY | OFFICE BUILDINGS | 26538.7711 | 2010 | 20769.5515 | 0 | 0 | 0 | 0 | 7658.3735 | 69771.3323 | 59434.4735 | 4 | 121247.3356 | 134162.5443 | 22 | 158398.4016 | 100954.2196 | 4 | 0 | 0 | 0 | 40941.5401 | 2195.6242 | 384016.5607 | 4146.7165 | 211839.4378 | 642.3909 | 881.9943 | 0 | 40831.7017 | 278.0125 | 0 | 155721.8882 | 91.34% | 8.66% | 5995.6216 | 1173.8447 | 559.5166 | 23.3052 | 151.4083 | 804.3099 | 965.8663 | 191.5945 | 9588.1319 | 56552.9628 | 265634.6398 | 331775.7345 | 1350656.7554 | 1691435.0392 | 0.5451% | 1700705.5584
OFFICE BUILDINGS #1981 | TERTIARY | OFFICE BUILDINGS | 17768.1941 | 2022 | 16523.1893 | 0 | 0 | 0 | 0 | 4492.925 | 55423.9956 | 38911.1792 | 3 | 114803.0053 | 123837.9437 | 16 | 128942.0598 | 87833.4237 | 2 | 0 | 0 | 0 | 42797.3475 | 1672.9079 | 231487.9027 | 2039.0153 | 207695.6249 | 519.39 | 433.3301 | 0 | 28197.9865 | 126.4078 | 0 | 170516.6756 | 83.31% | 16.69% | 4994.4395 | 647.0875 | 448.1222 | 14.5989 | 90.2021 | 610.0784 | 437.7637 | 157.0076 | 7403.7717 | 41785.2173 | 159721.4312 | 208910.4202 | 1110564.3835 | 1327085.4677 | 5.521% | 1404630.9256
OFFICE BUILDINGS #1982 | TERTIARY | OFFICE BUILDINGS | 27348.3097 | 2024 | 30457.9604 | 0 | 0 | 0 | 0 | 11082.8064 | 89876.368 | 79352.0211 | 3 | 193800.1373 | 194695.5168 | 21 | 297155.7645 | 123418.5056 | 3 | 0 | 0 | 0 | 68160.251 | 2527.7787 | 505309.8556 | 3727.9393 | 344213.3378 | 736.253 | 833.8536 | 0 | 64280.5219 | 194.979 | 0 | 229262.4326 | 94.97% | 5.035% | 8770.6178 | 1141.0416 | 577.585 | 22.471 | 151.6499 | 704.8726 | 740.0945 | 235.9829 | 16931.8393 | 81026.5242 | 308687.7104 | 406646.074 | 2038744.2727 | 2455493.7596 | 2.883% | 2528377.6162
OFFICE BUILDINGS #1983 | TERTIARY | OFFICE BUILDINGS | 19996.5585 | 2012 | 16073.3364 | 0 | 0 | 0 | 0 | 5442.0288 | 49091.8677 | 52961.7786 | 2 | 92319.1441 | 115252.152 | 15 | 137207.9504 | 80107.3714 | 2 | 0 | 0 | 0 | 38200.9875 | 1765.0045 | 301645.2572 | 2968.1844 | 146792.1711 | 418.9551 | 677.5238 | 0 | 29045.3578 | 193.3274 | 0 | 155680.1534 | 94.01% | 5.994% | 6189.5904 | 892.538 | 492.7897 | 17.6008 | 98.6662 | 495.0236 | 722.4302 | 179.2624 | 7433.3362 | 33241.892 | 214286.5313 | 254961.7595 | 1069577.0913 | 1331010.2171 | 0.7527% | 1341105.3104
OFFICE BUILDINGS #1984 | TERTIARY | OFFICE BUILDINGS | 12760.285 | 2015 | 10099.8724 | 0 | 0 | 0 | 0 | 3978.2097 | 34203.1406 | 36654.1165 | 2 | 61324.2506 | 64081.3573 | 9 | 120505.8746 | 43407.6162 | 1 | 0 | 0 | 0 | 26659.1367 | 993.5055 | 146585.2243 | 1838.782 | 118517.7589 | 262.8011 | 329.974 | 0 | 18268.4704 | 100.4829 | 0 | 124485.3238 | 87.32% | 12.68% | 3320.8584 | 410.3817 | 369.6622 | 11.3111 | 66.3557 | 330.2825 | 422.1163 | 83.3129 | 5608.2739 | 24708.5296 | 115609.8041 | 145926.6076 | 733504.9116 | 883063.5601 | 1.572% | 897163.7542
OFFICE BUILDINGS #1985 | TERTIARY | OFFICE BUILDINGS | 11612.2707 | 2019 | 11164.0799 | 0 | 0 | 0 | 0 | 3302.7502 | 32230.3183 | 36575.258 | 2 | 57779.7098 | 68650.8465 | 10 | 95447.539 | 46830.3134 | 2 | 0 | 0 | 0 | 16855.0237 | 1209.2651 | 217256.8472 | 1877.7259 | 112160.4697 | 348.3475 | 387.3806 | 0 | 26415.9523 | 118.8139 | 0 | 107063.942 | 90.3% | 9.697% | 2680.1175 | 379.7615 | 259.7217 | 13.5829 | 58.6857 | 374.3552 | 361.8055 | 85.369 | 4420.1184 | 31410.5422 | 152585.3126 | 188415.9732 | 755228.1411 | 947401.7179 | 2.112% | 967843.6708
OFFICE BUILDINGS #1986 | TERTIARY | OFFICE BUILDINGS | 23233.7518 | 2012 | 20637.2066 | 0 | 0 | 0 | 0 | 5920.1527 | 58425.4457 | 57065.5604 | 4 | 142944.9612 | 134163.7042 | 23 | 153434.1233 | 103767.2779 | 3 | 0 | 0 | 0 | 36485.4271 | 2122.834 | 338016.8973 | 2970.0584 | 194166.9467 | 695.6856 | 830.3412 | 0 | 48466.8062 | 159.2226 | 0 | 212954.0454 | 84.43% | 15.57% | 7915.5026 | 939.0703 | 728.5105 | 21.1116 | 172.0445 | 752.5985 | 575.2535 | 209.1281 | 7488.4123 | 37794.6436 | 258696.4636 | 303979.5195 | 1327648.0845 | 1639319.2831 | 2.563% | 1682433.9592
OFFICE BUILDINGS #1987 | TERTIARY | OFFICE BUILDINGS | 24485.4379 | 2024 | 19202.3009 | 0 | 0 | 0 | 0 | 9620.6974 | 93493.3029 | 67558.4701 | 3 | 170735.2014 | 116519.7219 | 18 | 224129.455 | 128532.1731 | 3 | 0 | 0 | 0 | 52424.3823 | 2275.2713 | 450770.6449 | 2819.1292 | 318829.1773 | 634.6971 | 585.463 | 0 | 49422.0058 | 206.7698 | 0 | 234234.4038 | 83.96% | 16.04% | 7479.0978 | 862.1151 | 595.4333 | 32.6429 | 177.3857 | 891.9071 | 613.7684 | 147.7981 | 14813.8151 | 65274.1737 | 268366.3787 | 348454.3675 | 1798906.6243 | 2157655.8353 | 4.53% | 2260028.3483
OFFICE BUILDINGS #1988 | TERTIARY | OFFICE BUILDINGS | 19409.5326 | 2023 | 19260.1558 | 0 | 0 | 0 | 0 | 5945.9535 | 59907.2169 | 43665.5245 | 2 | 141893.3202 | 96334.7577 | 18 | 184174.7659 | 96977.4539 | 3 | 0 | 0 | 0 | 37975.2704 | 1716.3005 | 314831.9812 | 2971.6724 | 215036.3962 | 621.4939 | 750.5843 | 0 | 38980.3623 | 188.9959 | 0 | 149808.4418 | 91.07% | 8.926% | 5908.7601 | 601.9157 | 436.3515 | 15.7478 | 93.5578 | 459.5541 | 569.0162 | 138.5878 | 11440.8033 | 47077.657 | 174091.0079 | 232609.4682 | 1295050.1374 | 1534708.3642 | 7.284% | 1655285.0452
OFFICE BUILDINGS #1989 | TERTIARY | OFFICE BUILDINGS | 26860.2216 | 2009 | 19271.3742 | 0 | 0 | 0 | 0 | 7698.3273 | 69677.4741 | 44128.761 | 3 | 152750.9185 | 126127.976 | 18 | 204474.5032 | 80252.6167 | 4 | 0 | 0 | 0 | 31621.3389 | 1900.8231 | 363414.5158 | 4574.6903 | 275828.955 | 577.8509 | 987.1242 | 0 | 35442.4359 | 244.3265 | 0 | 185200.403 | 87.89% | 12.11% | 6867.1375 | 1173.875 | 625.9037 | 34.9663 | 144.698 | 862.1526 | 788.315 | 229.8733 | 8118.2102 | 39684.9884 | 295137.0132 | 342940.2119 | 1472280.8236 | 1824209.804 | 5.886% | 1938289.4612
OFFICE BUILDINGS #1990 | TERTIARY | OFFICE BUILDINGS | 30628.3794 | 2018 | 27652.11 | 0 | 0 | 0 | 0 | 9365.0456 | 105556.7319 | 69976.9399 | 3 | 170374.237 | 190657.0093 | 30 | 273184.1646 | 121816.8115 | 3 | 0 | 0 | 0 | 61977.479 | 2336.7085 | 356820.1268 | 3634.1039 | 245716.1001 | 981.4595 | 1121.8339 | 0 | 49923.4094 | 246.8349 | 0 | 259935.7728 | 89.54% | 10.46% | 7740.678 | 1531.2683 | 752.3129 | 39.4991 | 213.4442 | 820.1026 | 719.7989 | 205.5517 | 12684.1967 | 61227.927 | 391594.6357 | 465506.7594 | 1729460.6688 | 2207655.5261 | 4.212% | 2304725.9494
OFFICE BUILDINGS #1991 | TERTIARY | OFFICE BUILDINGS | 22622.2123 | 2017 | 21777.1774 | 0 | 0 | 0 | 0 | 5243.1887 | 50685.6997 | 59321.9412 | 3 | 128126.7822 | 115838.9298 | 20 | 194425.1611 | 77976.8927 | 3 | 0 | 0 | 0 | 38476.986 | 2320.5751 | 390971.946 | 3534.017 | 270624.4307 | 533.8032 | 623.7829 | 0 | 39689.8596 | 183.904 | 0 | 229635.3958 | 88.61% | 11.39% | 5285.6244 | 890.9081 | 529.8866 | 29.2759 | 125.9047 | 861.3708 | 659.7886 | 172.3798 | 10534.8919 | 56281.8481 | 195192.3963 | 262009.1363 | 1517910.6374 | 1789075.5849 | 7.377% | 1931566.8354
OFFICE BUILDINGS #1992 | TERTIARY | OFFICE BUILDINGS | 16026.3447 | 2022 | 13066.0164 | 0 | 0 | 0 | 0 | 6363.2002 | 46320.6099 | 44105.5507 | 2 | 89260.0161 | 94914.2514 | 15 | 107892.7085 | 70501.7173 | 2 | 0 | 0 | 0 | 32790.1456 | 1196.1441 | 232005.1071 | 2030.6097 | 148213.0679 | 462.1687 | 429.9946 | 0 | 30290.5934 | 124.9914 | 0 | 192379.5442 | 84.4% | 15.6% | 4357.3919 | 506.7658 | 424.7005 | 16.8119 | 119.6214 | 520.9734 | 494.2008 | 114.4095 | 9220.7906 | 33407.218 | 159538.1969 | 202166.2054 | 995996.8068 | 1205522.3818 | 2.427% | 1235505.7454
OFFICE BUILDINGS #1993 | TERTIARY | OFFICE BUILDINGS | 17996.6443 | 2012 | 16659.6265 | 0 | 0 | 0 | 0 | 4390.5375 | 52896.2353 | 37342.8091 | 3 | 76517.7837 | 77858.561 | 18 | 125645.2196 | 87273.0006 | 2 | 0 | 0 | 0 | 36365.9039 | 1985.1403 | 193025.9111 | 2251.6159 | 124721.2776 | 546.7261 | 527.4812 | 0 | 35036.6889 | 189.9965 | 0 | 147193.2602 | 81.59% | 18.41% | 5136.9306 | 786.6907 | 510.7851 | 20.8719 | 127.0515 | 549.9847 | 670.1594 | 150.5864 | 9025.6465 | 30598.3168 | 207361.9326 | 246985.8958 | 901504.3044 | 1154989.3206 | 5.777% | 1225803.2044
OFFICE BUILDINGS #1994 | TERTIARY | OFFICE BUILDINGS | 15902.9681 | 2016 | 15193.5399 | 0 | 0 | 0 | 0 | 3997.5445 | 52202.866 | 38604.3827 | 3 | 79967.8434 | 93299.6977 | 10 | 97754.9562 | 61908.8007 | 3 | 0 | 0 | 0 | 32366.135 | 1401.5246 | 191758.695 | 2630.731 | 155773.7937 | 378.2414 | 572.1534 | 0 | 34737.4498 | 163.6004 | 0 | 107089.6977 | 86.79% | 13.21% | 3903.5355 | 554.4005 | 334.5633 | 15.9492 | 81.6635 | 504.0902 | 563.7828 | 132.4251 | 8612.7681 | 32033.8669 | 178575.5989 | 219222.2339 | 858780.5416 | 1084399.8492 | 0.8154% | 1093314.6648
OFFICE BUILDINGS #1995 | TERTIARY | OFFICE BUILDINGS | 21124.8074 | 2016 | 15707.013 | 0 | 0 | 0 | 0 | 6963.8534 | 58391.4471 | 58095.6497 | 3 | 132248.6822 | 87037.5006 | 13 | 159385.9859 | 77852.4109 | 3 | 0 | 0 | 0 | 30157.6009 | 1617.5976 | 235025.1446 | 3166.2469 | 201261.9657 | 535.799 | 543.1028 | 0 | 46249.4852 | 204.0721 | 0 | 180770.8469 | 91.19% | 8.809% | 6608.0222 | 859.845 | 629.6176 | 27.5769 | 147.0686 | 590.1419 | 512.0376 | 128.4675 | 9246.8023 | 42746.6788 | 278446.1222 | 330439.6032 | 1180302.9141 | 1516685.0247 | 6.139% | 1615880.8235
OFFICE BUILDINGS #1996 | TERTIARY | OFFICE BUILDINGS | 5173.4057 | 2021 | 4967.5284 | 0 | 0 | 0 | 0 | 1872.5273 | 18247.864 | 13885.897 | 1 | 25563.07 | 25254.7785 | 5 | 54337.2442 | 22983.0193 | 1 | 0 | 0 | 0 | 9950.1445 | 458.9015 | 89449.5757 | 652.3624 | 68871.2888 | 115.0371 | 196.0281 | 0 | 10168.7842 | 49.8349 | 0 | 56329.1449 | 89.92% | 10.08% | 1227.7288 | 240.4767 | 141.6131 | 6.3195 | 36.8506 | 162.7094 | 145.051 | 34.7163 | 2707.6673 | 9885.8611 | 67374.3877 | 79967.9161 | 371937.3366 | 453780.5871 | 5.845% | 481952.4927
OFFICE BUILDINGS #1997 | TERTIARY | OFFICE BUILDINGS | 5617.8675 | 2018 | 4556.0474 | 0 | 0 | 0 | 0 | 1839.831 | 17504.3201 | 16998.5039 | 1 | 38717.9816 | 26334.9102 | 5 | 47911.6093 | 31386.3751 | 1 | 0 | 0 | 0 | 10137.976 | 455.564 | 103101.3107 | 769.3413 | 53049.127 | 150.0952 | 196.4451 | 0 | 13272.166 | 48.955 | 0 | 44853.0788 | 89.85% | 10.15% | 1665.7278 | 259.6486 | 133.5946 | 6.839 | 37.3484 | 175.2324 | 218.5329 | 50.5527 | 2702.6812 | 13461.319 | 56213.846 | 72377.8462 | 370888.475 | 445385.9924 | 6.168% | 474664.1907
OFFICE BUILDINGS #1998 | TERTIARY | OFFICE BUILDINGS | 5093.5578 | 2008 | 3877.2638 | 0 | 0 | 0 | 0 | 1252.4022 | 13966.4631 | 12373.9756 | 1 | 19938.1557 | 25263.5685 | 4 | 34899.4265 | 16783.3582 | 1 | 0 | 0 | 0 | 5663.0066 | 523.939 | 50545.1102 | 678.7469 | 45572.2055 | 142.6754 | 195.4594 | 0 | 6349.6154 | 46.0994 | 0 | 36706.5676 | 77.82% | 22.18% | 1538.1966 | 237.4318 | 166.7774 | 4.3815 | 34.4447 | 162.2513 | 159.3871 | 46.9788 | 2328.418 | 9511.3686 | 60469.5825 | 72309.3691 | 243249.3036 | 316614.673 | 3.03% | 326506.9475
OFFICE BUILDINGS #1999 | TERTIARY | OFFICE BUILDINGS | 14693.6517 | 2020 | 14258.4334 | 0 | 0 | 0 | 0 | 4764.7216 | 43147.2997 | 43028.0785 | 2 | 90490.1615 | 61918.7939 | 13 | 130296.6027 | 63603.921 | 2 | 0 | 0 | 0 | 23539.4002 | 1399.2383 | 248393.0562 | 1830.1099 | 153323.8631 | 369.6929 | 511.0014 | 0 | 31550.7048 | 130.2182 | 0 | 131564.2089 | 92.63% | 7.368% | 4989.4613 | 499.807 | 308.8525 | 13.3485 | 81.1011 | 561.5744 | 509.802 | 101.232 | 8635.6886 | 39958.7344 | 161930.4127 | 210524.8358 | 972633.3517 | 1189552.7904 | 6.829% | 1276739.7036
OFFICE BUILDINGS #2000 | TERTIARY | OFFICE BUILDINGS | 25146.5976 | 2018 | 19954.8009 | 0 | 0 | 0 | 0 | 7241.1406 | 78398.171 | 64166.9842 | 3 | 132114.0681 | 147838.8123 | 17 | 193694.4202 | 139161.4534 | 4 | 0 | 0 | 0 | 49934.0394 | 2178.4023 | 424554.4564 | 4326.6004 | 277339.6299 | 700.9531 | 720.1715 | 0 | 56383.5438 | 171.7532 | 0 | 281644.251 | 86.73% | 13.27% | 6963.7508 | 1085.6042 | 547.8328 | 28.8174 | 180.3231 | 855.1732 | 659.338 | 147.1295 | 10443.8211 | 57293.1311 | 238604.8358 | 306341.7881 | 1675350.3592 | 1988268.4444 | 2.622% | 2041803.5722
OFFICE BUILDINGS #2001 | TERTIARY | OFFICE BUILDINGS | 6726.2481 | 2014 | 6404.4598 | 0 | 0 | 0 | 0 | 1652.0495 | 19895.5375 | 14900.4303 | 1 | 35294.4363 | 29343.803 | 4 | 53418.7477 | 25123.9892 | 1 | 0 | 0 | 0 | 12523.1375 | 695.5644 | 111656.7843 | 941.1312 | 56757.6641 | 180.8216 | 256.8198 | 0 | 11597.2613 | 69.3164 | 0 | 68277.7758 | 86.72% | 13.28% | 1657.9319 | 239.5502 | 201.5994 | 8.6469 | 45.9873 | 251.412 | 177.0931 | 38.4064 | 3445.5007 | 12265.0906 | 74037.753 | 89748.3443 | 415162.4473 | 507115.1534 | 2.833% | 521899.7738
OFFICE BUILDINGS #2002 | TERTIARY | OFFICE BUILDINGS | 21922.887 | 2023 | 15952.7822 | 0 | 0 | 0 | 0 | 7326.2014 | 86787.0451 | 72757.8424 | 3 | 142067.0269 | 114690.3311 | 15 | 245147.8364 | 126323.8329 | 3 | 0 | 0 | 0 | 52711.7918 | 2012.9357 | 414143.7617 | 2833.6702 | 217286.2422 | 665.6731 | 650.7643 | 0 | 53136.9398 | 235.9672 | 0 | 172590.1979 | 87.53% | 12.47% | 6908.9108 | 742.355 | 486.5731 | 23.6716 | 173.0213 | 617.5311 | 557.442 | 149.8439 | 9065.441 | 64047.7023 | 194111.2318 | 267224.3751 | 1563144.9941 | 1838815.9185 | 6.138% | 1959071.5606
OFFICE BUILDINGS #2003 | TERTIARY | OFFICE BUILDINGS | 8977.0725 | 2016 | 8164.1012 | 0 | 0 | 0 | 0 | 2004.9429 | 18791.4086 | 26319.2219 | 1 | 48718.0257 | 41528.7899 | 8 | 67433.3653 | 46142.7535 | 1 | 0 | 0 | 0 | 17777.2611 | 913.3242 | 119336.0455 | 1181.751 | 66592.7951 | 177.8987 | 320.5764 | 0 | 12704.7536 | 81.108 | 0 | 84913.0517 | 87.71% | 12.29% | 2255.4925 | 324.603 | 215.9848 | 8.5952 | 70.9549 | 302.0413 | 276.1415 | 75.9089 | 4229.9961 | 20119.5805 | 88154.7265 | 112504.3031 | 498097.9918 | 614196.0072 | 3.603% | 637155.8189
OFFICE BUILDINGS #2004 | TERTIARY | OFFICE BUILDINGS | 9358.4893 | 2011 | 7191.0449 | 0 | 0 | 0 | 0 | 2890.2256 | 18189.0752 | 15802.2169 | 1 | 41430.3654 | 32387.0345 | 6 | 60841.2628 | 37175.1561 | 1 | 0 | 0 | 0 | 17812.1971 | 678.5529 | 105066.5443 | 1386.1364 | 81464.7442 | 210.6609 | 314.0115 | 0 | 19118.3639 | 64.7238 | 0 | 78631.8894 | 83.95% | 16.05% | 2869.5731 | 431.0209 | 215.1564 | 11.3532 | 58.6226 | 307.2353 | 300.5121 | 57.4515 | 4588.3412 | 21102.2469 | 102949.2086 | 128639.7967 | 483888.3707 | 615047.9337 | 4.176% | 641851.4042
OFFICE BUILDINGS #2005 | TERTIARY | OFFICE BUILDINGS | 13963.5586 | 2009 | 11852.0548 | 0 | 0 | 0 | 0 | 2775.3861 | 30650.8463 | 34242.5439 | 2 | 63851.8542 | 72972.8354 | 11 | 71328.3733 | 52383.8629 | 2 | 0 | 0 | 0 | 24531.6502 | 1090.7486 | 206711.4616 | 2086.2671 | 132088.0977 | 440.1869 | 522.1346 | 0 | 26588.4626 | 122.6682 | 0 | 104808.9242 | 90.41% | 9.591% | 3238.9742 | 666.3378 | 367.0707 | 14.0051 | 76.343 | 518.716 | 516.9537 | 82.4394 | 6343.5234 | 22282.6715 | 190342.1504 | 218968.3452 | 743224.4421 | 966212.2835 | 2.307% | 989029.2579
OFFICE BUILDINGS #2006 | TERTIARY | OFFICE BUILDINGS | 3534.9454 | 2016 | 3035.0553 | 0 | 0 | 0 | 0 | 996.38 | 9908.8288 | 8972.2818 | 0 | 16905.3707 | 16908.8229 | 3 | 25144.7088 | 17136.25 | 0 | 0 | 0 | 0 | 6283.1921 | 298.8834 | 53113.7397 | 589.8355 | 30429.981 | 73.35 | 96.7175 | 0 | 7700.2274 | 39.4534 | 0 | 35472.444 | 88.49% | 11.51% | 1002.4809 | 161.6995 | 93.5705 | 3.4503 | 27.2854 | 99.5478 | 83.8936 | 31.8939 | 1176.2758 | 8899.5785 | 40695.9456 | 50771.7999 | 210254.9292 | 262203.7368 | 7.192% | 282523.3968
OFFICE BUILDINGS #2007 | TERTIARY | OFFICE BUILDINGS | 18570.0958 | 2012 | 15867.6416 | 0 | 0 | 0 | 0 | 4883.256 | 54855.8885 | 48734.9227 | 2 | 87860.0564 | 96971.859 | 18 | 121903.1659 | 63561.2225 | 2 | 0 | 0 | 0 | 30678.5574 | 1590.2135 | 296793.0845 | 3082.5351 | 197353.8818 | 510.2942 | 637.1293 | 0 | 33252.6453 | 179.6236 | 0 | 133153.7686 | 82.73% | 17.27% | 4334.1388 | 850.4253 | 589.9181 | 22.6822 | 148.0601 | 655.8578 | 510.1029 | 119.6731 | 7659.1387 | 41268.6749 | 257818.0923 | 306745.9058 | 1082918.4778 | 1395485.5554 | 3.502% | 1446130.4298
OFFICE BUILDINGS #2008 | TERTIARY | OFFICE BUILDINGS | 13927.0365 | 2015 | 11903.9919 | 0 | 0 | 0 | 0 | 4784.1656 | 40007.7082 | 30462.6224 | 2 | 97258.6108 | 85691.8183 | 9 | 130242.6737 | 46521.2952 | 2 | 0 | 0 | 0 | 22154.8576 | 1140.112 | 198769.8495 | 2079.8671 | 165019.6018 | 361.6146 | 458.3592 | 0 | 27057.6177 | 128.259 | 0 | 138839.1717 | 91.09% | 8.908% | 4273.9632 | 490.3209 | 410.3615 | 13.9018 | 80.6525 | 358.1695 | 526.7252 | 83.1914 | 6151.0976 | 30324.6257 | 183436.6037 | 219912.327 | 920445.7007 | 1144459.009 | 5.903% | 1216259.3751
OFFICE BUILDINGS #2009 | TERTIARY | OFFICE BUILDINGS | 26160.8567 | 2015 | 25582.0479 | 0 | 0 | 0 | 0 | 5595.1921 | 65820.079 | 70364.4361 | 4 | 175427.5869 | 152554.9023 | 20 | 236763.8861 | 119024.5833 | 3 | 0 | 0 | 0 | 51378.3386 | 2383.3863 | 400200.9147 | 3599.8634 | 313992.3431 | 587.0429 | 673.6933 | 0 | 39838.7243 | 213.9992 | 0 | 189387.9703 | 79.09% | 20.91% | 8582.3598 | 969.935 | 788.9296 | 27.6941 | 201.5496 | 917.6093 | 802.5479 | 162.7087 | 8445.7765 | 59167.4556 | 307450.4315 | 375063.6636 | 1658231.8672 | 2040963.6605 | 2.566% | 2094708.9542
OFFICE BUILDINGS #2010 | TERTIARY | OFFICE BUILDINGS | 24511.4241 | 2017 | 21150.9969 | 0 | 0 | 0 | 0 | 6302.8118 | 55434.5542 | 73680.085 | 3 | 132755.1411 | 145776.9632 | 21 | 214253.5778 | 91454.9502 | 4 | 0 | 0 | 0 | 47624.4745 | 2673.5162 | 376726.4224 | 3539.0236 | 187608.532 | 592.7575 | 804.3936 | 0 | 37689.3439 | 176.0053 | 0 | 251479.4778 | 84.85% | 15.15% | 7370.6469 | 837.2377 | 791.4355 | 19.6395 | 186.2357 | 761.5199 | 887.8391 | 205.6211 | 12783.2025 | 54463.5369 | 307690.0371 | 374936.7765 | 1475318.8077 | 1857049.0436 | 5.544% | 1966046.6971
OFFICE BUILDINGS #2011 | TERTIARY | OFFICE BUILDINGS | 7569.7833 | 2017 | 5967.9881 | 0 | 0 | 0 | 0 | 2180.2899 | 19049.8429 | 21750.8262 | 1 | 39674.9195 | 38575.4354 | 5 | 48587.1622 | 27003.8706 | 1 | 0 | 0 | 0 | 11049.083 | 753.5865 | 126547.8395 | 1014.9859 | 59415.979 | 161.4801 | 215.2933 | 0 | 15642.8756 | 85.5533 | 0 | 64053.6253 | 86.51% | 13.49% | 1738.9818 | 352.5459 | 203.6252 | 8.7591 | 49.1634 | 184.1881 | 215.0158 | 43.4144 | 2852.2361 | 15805.8361 | 79425.0766 | 98083.1489 | 433667.693 | 533940.0149 | 7.547% | 577523.2553
OFFICE BUILDINGS #2012 | TERTIARY | OFFICE BUILDINGS | 24468.1211 | 2020 | 19168.7074 | 0 | 0 | 0 | 0 | 7003.1739 | 87538.8015 | 48239.5284 | 3 | 144563.5843 | 138104.5903 | 19 | 188471.4892 | 113278.027 | 3 | 0 | 0 | 0 | 55656.1098 | 2622.8669 | 290933.1917 | 3635.9172 | 203893.7617 | 778.9014 | 761.0627 | 0 | 56138.8976 | 249.1478 | 0 | 187991.4513 | 86.72% | 13.28% | 7957.0327 | 1175.1183 | 741.2661 | 22.542 | 130.4668 | 646.5146 | 776.9341 | 199.8157 | 11249.7083 | 50342.8244 | 288876.4899 | 350469.0226 | 1375346.7452 | 1732718.1097 | 3.865% | 1802378.7648
OFFICE BUILDINGS #2013 | TERTIARY | OFFICE BUILDINGS | 12890.259 | 2013 | 11347.2195 | 0 | 0 | 0 | 0 | 2901.9939 | 32175.6824 | 35152.9396 | 2 | 70092.2538 | 60053.847 | 10 | 88283.3751 | 53774.8681 | 2 | 0 | 0 | 0 | 24324.1361 | 976.0849 | 168262.9472 | 1822.8042 | 124328.9662 | 296.3962 | 381.8652 | 0 | 17160.4926 | 133.3868 | 0 | 106064.9785 | 77.76% | 22.24% | 4214.5089 | 439.49 | 297.3004 | 15.9323 | 99.2829 | 423.5173 | 431.7164 | 89.9868 | 6237.1753 | 33308.021 | 157248.7619 | 196793.9582 | 723048.543 | 923972.9197 | 0.849% | 931884.7121
OFFICE BUILDINGS #2014 | TERTIARY | OFFICE BUILDINGS | 8306.9118 | 2022 | 7951.7554 | 0 | 0 | 0 | 0 | 2439.0067 | 31950.0252 | 24715.5968 | 1 | 66355.6348 | 49463.8985 | 6 | 82157.8491 | 48329.6414 | 1 | 0 | 0 | 0 | 15718.5282 | 856.8709 | 102033.1102 | 1419.5065 | 100907.3408 | 198.1378 | 264.9647 | 0 | 18794.793 | 79.7448 | 0 | 62892.6857 | 94.53% | 5.466% | 1909.2486 | 273.2443 | 230.9825 | 7.1209 | 66.0133 | 318.8935 | 237.3877 | 50.2179 | 3358.3297 | 25779.7462 | 79140.5539 | 108278.6298 | 549583.4524 | 660936.089 | 7.675% | 715880.0294
OFFICE BUILDINGS #2015 | TERTIARY | OFFICE BUILDINGS | 14524.1972 | 2018 | 10602.163 | 0 | 0 | 0 | 0 | 4710.9367 | 38329.754 | 42192.2209 | 2 | 106618.0092 | 94596.3619 | 10 | 91698.9375 | 80613.5002 | 2 | 0 | 0 | 0 | 28364.7826 | 1430.725 | 207731.0771 | 2281.5547 | 118165.7219 | 322.0653 | 421.5897 | 0 | 28194.4022 | 124.7343 | 0 | 107394.0799 | 84.07% | 15.93% | 3707.0872 | 481.0229 | 441.0074 | 13.7164 | 103.653 | 405.8657 | 412.1489 | 125.1775 | 7794.0976 | 26079.0218 | 187948.7219 | 221821.8413 | 820191.8608 | 1047465.8241 | 2.557% | 1074947.4958
OFFICE BUILDINGS #2016 | TERTIARY | OFFICE BUILDINGS | 10127.4277 | 2019 | 8307.027 | 0 | 0 | 0 | 0 | 3657.7665 | 30675.8063 | 22941.4237 | 1 | 59792.9106 | 65757.0916 | 10 | 79311.141 | 37773.7581 | 2 | 0 | 0 | 0 | 17824.0788 | 745.3067 | 139260.2552 | 1090.9816 | 128064.2164 | 317.3143 | 314.3453 | 0 | 18399.7103 | 108.8158 | 0 | 77540.0042 | 82.47% | 17.53% | 2762.0897 | 359.3317 | 283.2331 | 11.1863 | 65.957 | 297.7877 | 378.424 | 76.517 | 5896.715 | 27748.5273 | 119116.729 | 152761.9714 | 630501.102 | 787262.1548 | 6.895% | 845563.1686
OFFICE BUILDINGS #2017 | TERTIARY | OFFICE BUILDINGS | 14377.9239 | 2018 | 12560.0055 | 0 | 0 | 0 | 0 | 4394.2967 | 39098.1622 | 28984.9364 | 1 | 91996.9643 | 69638.3457 | 11 | 112488.0677 | 64303.8747 | 2 | 0 | 0 | 0 | 29392.7656 | 1255.4766 | 193631.7038 | 2116.1533 | 150880.7586 | 376.5497 | 458.4308 | 0 | 26482.6432 | 143.903 | 0 | 129558.4594 | 88.44% | 11.56% | 3224.7808 | 616.6191 | 408.1764 | 12.6293 | 99.6594 | 463.3163 | 483.6671 | 110.7119 | 5108.2736 | 30139.755 | 159364.5591 | 194612.5878 | 872313.5606 | 1071969.1124 | 5.014% | 1128554.7101
OFFICE BUILDINGS #2018 | TERTIARY | OFFICE BUILDINGS | 13135.2761 | 2014 | 11790.2016 | 0 | 0 | 0 | 0 | 3932.8499 | 31801.6056 | 25687.2126 | 2 | 61552.7445 | 74115.3502 | 9 | 110726.8565 | 52715.5023 | 2 | 0 | 0 | 0 | 19544.245 | 1200.717 | 174750.1357 | 2080.5834 | 151031.9168 | 413.2791 | 331.7842 | 0 | 26374.8687 | 108.3081 | 0 | 116466.3926 | 93.93% | 6.075% | 3857.8034 | 441.6013 | 367.2587 | 11.656 | 79.1052 | 459.4634 | 490.5375 | 84.2151 | 6814.0458 | 21485.114 | 147978.5353 | 176277.6951 | 777408.765 | 957804.7833 | 5.604% | 1014669.6212
OFFICE BUILDINGS #2019 | TERTIARY | OFFICE BUILDINGS | 26619.4039 | 2015 | 21392.5099 | 0 | 0 | 0 | 0 | 5766.9022 | 71699.5362 | 60727.9076 | 4 | 188099.6886 | 110560.2788 | 20 | 180762.1568 | 101015.7822 | 4 | 0 | 0 | 0 | 41653.0311 | 2735.6265 | 350239.0886 | 4522.6698 | 274911.032 | 611.0053 | 687.9212 | 0 | 45657.7461 | 282.4084 | 0 | 269065.187 | 87.25% | 12.75% | 5692.4323 | 806.2205 | 772.1479 | 30.8472 | 194.5615 | 765.7515 | 1008.6259 | 156.5253 | 9169.5152 | 60759.9414 | 263029.3447 | 332958.8013 | 1603105.4607 | 1943655.0322 | 6.657% | 2082281.4212
OFFICE BUILDINGS #2020 | TERTIARY | OFFICE BUILDINGS | 6390.034 | 2010 | 5607.6771 | 0 | 0 | 0 | 0 | 1672.8025 | 13892.8656 | 16094.1898 | 1 | 25559.8087 | 24923.7124 | 6 | 47822.2724 | 21722.8722 | 1 | 0 | 0 | 0 | 8379.7927 | 594.396 | 82273.9744 | 828.7313 | 64657.7304 | 142.0719 | 179.6837 | 0 | 9376.8039 | 44.9523 | 0 | 40614.9416 | 91.91% | 8.085% | 2138.5077 | 227.3652 | 179.7685 | 7.3531 | 31.9865 | 172.1258 | 207.7737 | 41.5713 | 2374.0135 | 13698.8342 | 61051.2835 | 77124.1312 | 333932.0684 | 413155.2241 | 2.318% | 422960.0428
OFFICE BUILDINGS #2021 | TERTIARY | OFFICE BUILDINGS | 9288.5308 | 2012 | 7065.8236 | 0 | 0 | 0 | 0 | 2335.5254 | 24382.6876 | 15906.458 | 1 | 43148.1611 | 52333.8234 | 8 | 54784.6354 | 43957.0762 | 1 | 0 | 0 | 0 | 13447.032 | 779.2441 | 96783.8137 | 1045.5379 | 88153.9362 | 250.688 | 316.8863 | 0 | 18052.5318 | 103.7022 | 0 | 80654.9794 | 90.84% | 9.157% | 2031.1584 | 407.2089 | 302.001 | 7.9713 | 64.4617 | 224.7123 | 269.6277 | 77.3943 | 3396.7861 | 15596.5005 | 91456.203 | 110449.4896 | 473002.426 | 586128.0037 | 3.153% | 605210.663
OFFICE BUILDINGS #2022 | TERTIARY | OFFICE BUILDINGS | 21575.6102 | 2016 | 18938.4373 | 0 | 0 | 0 | 0 | 5258.4135 | 51366.4135 | 59886.7518 | 3 | 145086.0177 | 86441.9641 | 15 | 205740.6182 | 102924.9937 | 3 | 0 | 0 | 0 | 46967.7981 | 2392.4524 | 331723.292 | 3715.0103 | 253913.3275 | 578.019 | 822.6014 | 0 | 37645.2256 | 147.1496 | 0 | 202798.4292 | 82.3% | 17.7% | 5740.5835 | 908.6355 | 662.1587 | 26.3485 | 164.754 | 757.2174 | 669.2598 | 125.6808 | 9908.0764 | 39138.6824 | 202473.6187 | 251520.3775 | 1424754.859 | 1684699.8946 | 3.199% | 1740380.3716
OFFICE BUILDINGS #2023 | TERTIARY | OFFICE BUILDINGS | 20010.1639 | 2011 | 12482.9268 | 0 | 0 | 0 | 0 | 4333.7586 | 58938.8437 | 47617.3163 | 2 | 92125.5924 | 83861.9963 | 18 | 119658.946 | 66575.6994 | 3 | 0 | 0 | 0 | 29063.4659 | 1681.8439 | 291721.2485 | 2199.3091 | 187882.1644 | 599.9086 | 663.0676 | 0 | 40332.2887 | 159.7645 | 0 | 137143.3568 | 91.07% | 8.928% | 6596.1499 | 799.0977 | 604.994 | 19.8052 | 143.0283 | 762.0537 | 565.8391 | 167.7657 | 8440.0022 | 33156.9339 | 271923.2356 | 313520.1717 | 1071881.7119 | 1390962.0813 | 6.274% | 1484071.4084
OFFICE BUILDINGS #2024 | TERTIARY | OFFICE BUILDINGS | 26835.0227 | 2010 | 24012.5065 | 0 | 0 | 0 | 0 | 5149.0655 | 79161.2435 | 49202.4946 | 3 | 129706.3228 | 139394.141 | 23 | 180392.6464 | 91454.8845 | 4 | 0 | 0 | 0 | 37285.4234 | 2213.4956 | 271793.6927 | 4033.4666 | 197235.3877 | 833.0847 | 931.835 | 0 | 40960.1488 | 260.4351 | 0 | 250775.1114 | 78.26% | 21.74% | 8562.1177 | 1147.1907 | 675.4527 | 22.2043 | 171.0648 | 1027.9624 | 952.022 | 162.4345 | 9493.402 | 55967.7352 | 273363.5084 | 338824.6456 | 1354190.6523 | 1700787.9951 | 4.05% | 1772580.6671
OFFICE BUILDINGS #2025 | TERTIARY | OFFICE BUILDINGS | 16284.9241 | 2017 | 13545.2689 | 0 | 0 | 0 | 0 | 5324.0372 | 56413.3225 | 37753.4514 | 2 | 98995.2128 | 96157.3533 | 13 | 103921.0275 | 63325.9802 | 2 | 0 | 0 | 0 | 36206.7309 | 1571.9883 | 235000.4667 | 1920.4993 | 183356.5081 | 467.2765 | 620.2272 | 0 | 32864.3513 | 122.996 | 0 | 148218.1679 | 93.8% | 6.203% | 5651.4252 | 750.0126 | 356.989 | 17.9302 | 105.7786 | 424.1794 | 504.4951 | 99.1643 | 7536.4172 | 38626.2661 | 155186.0613 | 201348.7446 | 1012789.072 | 1218691.0605 | 2.1% | 1244826.6455
OFFICE BUILDINGS #2026 | TERTIARY | OFFICE BUILDINGS | 8967.905 | 2014 | 7107.6616 | 0 | 0 | 0 | 0 | 2416.1197 | 27668.3368 | 20194.3511 | 1 | 43913.6906 | 32813.5026 | 5 | 74551.6232 | 32705.4883 | 1 | 0 | 0 | 0 | 16859.5133 | 968.2877 | 114727.6598 | 946.4793 | 102828.7741 | 187.1888 | 226.7687 | 0 | 13446.6783 | 88.6487 | 0 | 80067.0493 | 80.94% | 19.06% | 2494.2337 | 284.631 | 238.8661 | 8.3998 | 47.8616 | 284.2576 | 278.4937 | 81.0781 | 3637.1899 | 22803.4615 | 86079.5854 | 112520.2369 | 538634.3326 | 654111.89 | 2.577% | 671411.0097
OFFICE BUILDINGS #2027 | TERTIARY | OFFICE BUILDINGS | 30252.2172 | 2017 | 27879.3456 | 0 | 0 | 0 | 0 | 7615.2346 | 69933.6407 | 70965.7297 | 5 | 147615.0107 | 180065.6311 | 22 | 203360.8069 | 135928.4669 | 4 | 0 | 0 | 0 | 47528.0077 | 2229.7216 | 390392.6559 | 4922.7423 | 256751.8464 | 718.5528 | 1003.1744 | 0 | 66006.3769 | 231.6418 | 0 | 314625.0552 | 81.35% | 18.65% | 7966.3209 | 1303.5528 | 982.3357 | 27.516 | 234.8614 | 1006.9936 | 1022.5725 | 243.1721 | 11256.851 | 57198.5499 | 365760.4216 | 434215.8225 | 1692078.2982 | 2137633.8803 | 3.328% | 2211228.8329
OFFICE BUILDINGS #2028 | TERTIARY | OFFICE BUILDINGS | 14322.9657 | 2019 | 11631.1688 | 0 | 0 | 0 | 0 | 3875.7628 | 51893.1689 | 31479.0999 | 2 | 85812.0964 | 95262.4105 | 12 | 95628.9147 | 54006.643 | 2 | 0 | 0 | 0 | 30117.7965 | 1246.2563 | 245741.6966 | 2141.6858 | 114680.8883 | 422.0225 | 523.1735 | 0 | 34326.4861 | 135.0401 | 0 | 144981.4823 | 82.4% | 17.6% | 4558.0603 | 588.0673 | 456.7986 | 16.8271 | 83.6841 | 506.4487 | 464.6313 | 82.561 | 6098.6995 | 27592.4248 | 166734.7692 | 200425.8934 | 901367.1063 | 1107857.2771 | 3.392% | 1146754.2532
OFFICE BUILDINGS #2029 | TERTIARY | OFFICE BUILDINGS | 16281.8373 | 2014 | 13560.5263 | 0 | 0 | 0 | 0 | 4690.0487 | 51404.8286 | 44945.6486 | 2 | 82654.9255 | 92062.966 | 13 | 146409.8689 | 76979.5845 | 2 | 0 | 0 | 0 | 33767.231 | 1149.9571 | 218586.5751 | 1985.8545 | 149141.1446 | 408.6995 | 607.3091 | 0 | 24637.0712 | 129.1196 | 0 | 129246.0666 | 83.37% | 16.63% | 5637.5268 | 735.7871 | 384.8907 | 18.7853 | 102.1999 | 402.1759 | 382.6775 | 95.3046 | 6681.5187 | 39325.0668 | 203963.2664 | 249969.8519 | 950303.5103 | 1205219.4523 | 5.597% | 1276680.6827
OFFICE BUILDINGS #2030 | TERTIARY | OFFICE BUILDINGS | 24531.3418 | 2022 | 25750.7545 | 0 | 0 | 0 | 0 | 9609.2826 | 72670.9105 | 61348.4093 | 3 | 189725.7001 | 114298.1884 | 22 | 184118.3181 | 133388.474 | 4 | 0 | 0 | 0 | 37241.024 | 2671.1077 | 297875.2512 | 3117.8841 | 337782.7995 | 570.8421 | 857.7932 | 0 | 42309.901 | 187.3906 | 0 | 200309.0599 | 87.53% | 12.47% | 8389.2959 | 760.7219 | 729.8512 | 26.2971 | 145.6071 | 709.534 | 714.8339 | 171.5958 | 12325.117 | 71360.5396 | 229140.1909 | 312825.8475 | 1565272.8847 | 1887756.1546 | 7.479% | 2040358.7233
OFFICE BUILDINGS #2031 | TERTIARY | OFFICE BUILDINGS | 25105.4268 | 2015 | 15597.8925 | 0 | 0 | 0 | 0 | 6253.2585 | 59932.2959 | 62957.8624 | 3 | 138544.0877 | 123259.6852 | 23 | 207014.8268 | 81168.7351 | 3 | 0 | 0 | 0 | 52526.5846 | 2118.954 | 424044.0024 | 3291.1406 | 300891.9186 | 744.8356 | 721.5085 | 0 | 40480.63 | 247.2112 | 0 | 234216.3035 | 95.57% | 4.434% | 6354.6766 | 911.7171 | 767.8192 | 26.5737 | 136.0159 | 680.4998 | 936.0361 | 212.2323 | 10385.6363 | 43704.876 | 347360.8692 | 401451.3815 | 1618457.2154 | 2027704.1084 | 5.789% | 2152311.9991
OFFICE BUILDINGS #2032 | TERTIARY | OFFICE BUILDINGS | 8876.4651 | 2024 | 10429.8301 | 0 | 0 | 0 | 0 | 2485.0471 | 24692.662 | 23998.8655 | 1 | 55429.9261 | 54988.0079 | 7 | 75602.2623 | 51628.3162 | 1 | 0 | 0 | 0 | 17157.9552 | 779.3175 | 135962.0475 | 963.6255 | 115940.0126 | 235.7808 | 232.5816 | 0 | 22003.4677 | 64.3467 | 0 | 108811.3578 | 86.12% | 13.88% | 2605.0335 | 429.7731 | 202.2226 | 7.7492 | 52.9954 | 314.5208 | 249.3015 | 70.1122 | 5373.7302 | 21284.8206 | 91958.9345 | 118617.4853 | 627700.3167 | 748954.5082 | 5.413% | 791814.9112
OFFICE BUILDINGS #2033 | TERTIARY | OFFICE BUILDINGS | 29371.5557 | 2018 | 20677.6938 | 0 | 0 | 0 | 0 | 6858.9613 | 102580.707 | 55909.2546 | 3 | 160379.0795 | 122494.2848 | 29 | 273645.9377 | 128788.7264 | 3 | 0 | 0 | 0 | 66360.4092 | 2014.3787 | 336868.2962 | 4430.4285 | 343717.6827 | 750.8295 | 796.4024 | 0 | 69510.1613 | 229.7025 | 0 | 289992.7136 | 84.91% | 15.09% | 9541.9537 | 1291.2824 | 873.0866 | 26.8283 | 176.7876 | 805.9718 | 799.5298 | 164.9368 | 13586.869 | 59456.2277 | 253377.9457 | 326421.0424 | 1841807.5489 | 2178696.2798 | 5.849% | 2314044.8413
OFFICE BUILDINGS #2034 | TERTIARY | OFFICE BUILDINGS | 3671.3995 | 2013 | 2853.4022 | 0 | 0 | 0 | 0 | 1198.0632 | 9792.5357 | 6221.1185 | 1 | 25201.2827 | 18715.358 | 3 | 31718.1955 | 11570.7039 | 0 | 0 | 0 | 0 | 7352.5209 | 363.6615 | 52212.9091 | 544.454 | 31445.0868 | 95.0408 | 144.2722 | 0 | 5293.3586 | 31.6149 | 0 | 23747.0114 | 81.79% | 18.21% | 904.7428 | 123.8438 | 102.4312 | 3.8285 | 25.1623 | 125.4243 | 139.0453 | 21.6609 | 1294.0023 | 6983.7385 | 52242.7332 | 60520.4741 | 209983.377 | 271395.9127 | 0.65% | 273171.4175
OFFICE BUILDINGS #2035 | TERTIARY | OFFICE BUILDINGS | 18742.0491 | 2021 | 17774.6955 | 0 | 0 | 0 | 0 | 5452.9455 | 65983.5112 | 53066.6498 | 3 | 117514.5821 | 78915.1437 | 15 | 163516.9982 | 92317.3564 | 2 | 0 | 0 | 0 | 41101.0963 | 2092.1583 | 263310.7958 | 2125.7979 | 220016.0795 | 505.8269 | 708.7582 | 0 | 31886.8614 | 150.7231 | 0 | 168124.8837 | 85.75% | 14.25% | 6046.5776 | 781.259 | 555.4289 | 18.5457 | 135.4084 | 488.4618 | 635.4798 | 123.4028 | 7348.0969 | 51487.9514 | 208032.5722 | 266868.6205 | 1220025.8794 | 1495305.4112 | 0.9436% | 1509548.8498
OFFICE BUILDINGS #2036 | TERTIARY | OFFICE BUILDINGS | 22390.0851 | 2017 | 21963.8886 | 0 | 0 | 0 | 0 | 5190.103 | 70237.3545 | 62155.7435 | 4 | 103269.5476 | 143600.7551 | 15 | 220894.4529 | 74917.6763 | 3 | 0 | 0 | 0 | 39589.6408 | 1773.4519 | 299992.5293 | 3689.2899 | 239225.5372 | 515.2937 | 755.2213 | 0 | 36507.4679 | 187.2014 | 0 | 162726.7309 | 87.62% | 12.38% | 5752.1079 | 1007.13 | 655.5261 | 23.9915 | 173.7612 | 874.4317 | 800.0319 | 193.0681 | 11315.6579 | 45550.4949 | 233464.3146 | 290330.4674 | 1328331.4496 | 1627276.0824 | 6.509% | 1740571.2064
OFFICE BUILDINGS #2037 | TERTIARY | OFFICE BUILDINGS | 17401.4018 | 2010 | 13273.6753 | 0 | 0 | 0 | 0 | 4025.7542 | 45786.5135 | 39967.5039 | 3 | 82150.3627 | 83652.9322 | 14 | 93515.4007 | 79004.2706 | 2 | 0 | 0 | 0 | 31698.5737 | 1382.9527 | 238963.3594 | 2154.1327 | 122288.7082 | 450.5637 | 659.6543 | 0 | 33137.1721 | 162.8214 | 0 | 134949.7831 | 75.59% | 24.41% | 5647.2479 | 771.5734 | 520.7992 | 17.9446 | 121.5761 | 646.4288 | 535.3413 | 138.8014 | 6544.8095 | 29286.741 | 187504.0645 | 223335.615 | 883289.3125 | 1112231.9907 | 6.388% | 1188134.8741
OFFICE BUILDINGS #2038 | TERTIARY | OFFICE BUILDINGS | 14596.5387 | 2012 | 10251.8813 | 0 | 0 | 0 | 0 | 3642.0378 | 42285.3641 | 33671.8057 | 2 | 63575.6736 | 76643.6857 | 11 | 113063.4614 | 50808.3388 | 2 | 0 | 0 | 0 | 27171.4503 | 1180.7425 | 224447.7432 | 2413.6691 | 99292.7519 | 354.7375 | 415.7475 | 0 | 28820.1033 | 159.3778 | 0 | 137321.3007 | 87.59% | 12.41% | 4904.8877 | 623.0663 | 379.3213 | 18.7032 | 92.7951 | 539.9829 | 482.8074 | 135.9996 | 7095.1745 | 23457.1869 | 171307.47 | 201859.8314 | 825054.6161 | 1032256.6196 | 6.691% | 1106278.9063
OFFICE BUILDINGS #2039 | TERTIARY | OFFICE BUILDINGS | 9207.446 | 2016 | 6153.0186 | 0 | 0 | 0 | 0 | 3093.9779 | 31733.3904 | 19427.5706 | 1 | 54342.7813 | 38111.9919 | 7 | 72589.9825 | 48722.5579 | 1 | 0 | 0 | 0 | 17162.1146 | 903.4067 | 153467.155 | 959.7408 | 70499.3777 | 255.763 | 328.9886 | 0 | 17363.0686 | 75.3085 | 0 | 84208.5423 | 80.19% | 19.81% | 2624.4857 | 373.502 | 252.6424 | 11.7999 | 69.8302 | 342.7095 | 315.4452 | 58.6311 | 3387.1122 | 24415.9939 | 79374.3214 | 107177.4275 | 568111.297 | 677930.5875 | 2.816% | 697576.8732
OFFICE BUILDINGS #2040 | TERTIARY | OFFICE BUILDINGS | 25176.2807 | 2019 | 24902.9726 | 0 | 0 | 0 | 0 | 8352.5641 | 64744.2698 | 63239.8693 | 3 | 121145.4258 | 141365.1834 | 16 | 244118.9015 | 128920.5879 | 4 | 0 | 0 | 0 | 46371.6567 | 2759.814 | 318445.9129 | 3845.5796 | 297392.6622 | 690.2897 | 855.9222 | 0 | 40786.9079 | 237.7476 | 0 | 199195.7047 | 91.38% | 8.615% | 6373.4474 | 1092.7262 | 549.7146 | 20.5336 | 165.0274 | 895.6659 | 894.3564 | 178.722 | 13518.0313 | 48000.5879 | 295697.334 | 357215.9532 | 1509227.2657 | 1876826.9221 | 5.115% | 1977996.4977
OFFICE BUILDINGS #2041 | TERTIARY | OFFICE BUILDINGS | 14085.0135 | 2022 | 13892.5823 | 0 | 0 | 0 | 0 | 4559.1588 | 41396.7742 | 28333.8001 | 2 | 71172.0972 | 98132.7618 | 13 | 119306.961 | 66009.0282 | 2 | 0 | 0 | 0 | 30398.9037 | 1270.2547 | 174825.1429 | 1736.1056 | 182810.3679 | 430.9199 | 366.4058 | 0 | 36269.6505 | 113.1654 | 0 | 172362.8995 | 86.99% | 13.01% | 4689.057 | 482.7378 | 448.2384 | 18.4157 | 105.3108 | 455.934 | 506.0997 | 131.1558 | 7718.021 | 41027.5136 | 155457.0482 | 204202.5828 | 946334.697 | 1156068.3472 | 1.556% | 1174345.6584
OFFICE BUILDINGS #2042 | TERTIARY | OFFICE BUILDINGS | 3440.3643 | 2017 | 2670.3188 | 0 | 0 | 0 | 0 | 1095.6469 | 12090.6221 | 9002.181 | 1 | 20356.2146 | 16548.8112 | 3 | 32800.4568 | 17435.0554 | 0 | 0 | 0 | 0 | 5078.3721 | 377.3239 | 52719.7126 | 570.4126 | 28780.4528 | 106.7423 | 98.9645 | 0 | 6341.536 | 35.8783 | 0 | 33553.5204 | 79.61% | 20.39% | 1058.6048 | 139.3736 | 96.8323 | 3.0289 | 21.2218 | 106.2538 | 113.432 | 26.6812 | 1802.5241 | 9339.6605 | 34406.1396 | 45548.3242 | 218466.7961 | 265449.6977 | 1.376% | 269152.2367
OFFICE BUILDINGS #2043 | TERTIARY | OFFICE BUILDINGS | 32296.2268 | 2012 | 24228.2882 | 0 | 0 | 0 | 0 | 7944.2304 | 80946.3893 | 64571.2627 | 4 | 194992.0827 | 121535.0291 | 27 | 290264.6221 | 154220.0324 | 5 | 0 | 0 | 0 | 62748.2252 | 2468.1727 | 480566.6167 | 3843.8778 | 241967.237 | 808.2764 | 1097.4301 | 0 | 46461.4149 | 271.3822 | 0 | 297256.5648 | 93.98% | 6.021% | 7069.3927 | 1294.3472 | 738.7836 | 33.3519 | 230.1919 | 1048.6105 | 791.919 | 222.5089 | 12720.3122 | 63197.3804 | 425966.3356 | 501884.0282 | 1904712.7926 | 2417315.6403 | 1.456% | 2453021.901
OFFICE BUILDINGS #2044 | TERTIARY | OFFICE BUILDINGS | 27642.3927 | 2018 | 21326.1775 | 0 | 0 | 0 | 0 | 9715.5558 | 60126.8955 | 59290.0869 | 4 | 140445.3914 | 143339.4185 | 23 | 251007.5196 | 125352.9353 | 4 | 0 | 0 | 0 | 52817.8519 | 2489.411 | 332392.4456 | 3842.484 | 222736.4784 | 676.0709 | 1024.6158 | 0 | 39803.9568 | 257.8328 | 0 | 229518.5529 | 89.34% | 10.66% | 8070.8703 | 1184.3 | 903.8807 | 28.8042 | 212.0153 | 816.5651 | 877.8126 | 202.9067 | 11819.8234 | 77110.3407 | 267477.6364 | 356407.8005 | 1529527.8259 | 1893807.8046 | 6.998% | 2036318.2443
OFFICE BUILDINGS #2045 | TERTIARY | OFFICE BUILDINGS | 7163.3484 | 2015 | 6442.0989 | 0 | 0 | 0 | 0 | 1661.0816 | 18061.5167 | 18475.4313 | 1 | 42577.6504 | 30838.1941 | 6 | 49391.5224 | 30492.1278 | 1 | 0 | 0 | 0 | 13985.5533 | 677.6911 | 112596.1397 | 939.4886 | 85535.2751 | 141.925 | 171.2834 | 0 | 13646.5075 | 56.2657 | 0 | 59499.5846 | 94.44% | 5.564% | 2479.0203 | 281.0402 | 200.983 | 8.0856 | 55.4007 | 219.5433 | 222.9719 | 61.6116 | 3257.8154 | 13268.8523 | 68493.7583 | 85020.4259 | 443372.1072 | 530728.085 | 2.828% | 546172.5539
OFFICE BUILDINGS #2046 | TERTIARY | OFFICE BUILDINGS | 26829.9831 | 2017 | 21299.7257 | 0 | 0 | 0 | 0 | 7069.1048 | 92524.0245 | 50754.8242 | 3 | 130006.5875 | 153715.378 | 21 | 212672.6228 | 105611.047 | 3 | 0 | 0 | 0 | 49556.6889 | 2800.2281 | 478437.1676 | 4067.2686 | 286316.6238 | 723.9085 | 780.3567 | 0 | 46299.3734 | 296.295 | 0 | 228867.3664 | 81.73% | 18.27% | 8380.5438 | 1025.0763 | 604.8367 | 28.887 | 166.0681 | 737.6548 | 776.2398 | 210.2838 | 12200.9813 | 65570.5531 | 238193.9492 | 315965.4836 | 1722108.4551 | 2047356.4094 | 6.996% | 2201355.8606
OFFICE BUILDINGS #2047 | TERTIARY | OFFICE BUILDINGS | 25860.8313 | 2017 | 19016.3354 | 0 | 0 | 0 | 0 | 9139.9745 | 85917.1113 | 65805.538 | 3 | 160144.8408 | 160654.4903 | 18 | 228576.4315 | 97245.741 | 4 | 0 | 0 | 0 | 55060.8806 | 1871.9942 | 293704.0742 | 3168.2025 | 291874.9441 | 737.6297 | 641.6567 | 0 | 41699.7231 | 227.5848 | 0 | 214478.021 | 84.47% | 15.53% | 8287.3719 | 1190.4336 | 526.8697 | 26.9681 | 164.4561 | 898.7656 | 721.1791 | 203.4721 | 9710.3879 | 44223.7164 | 252207.809 | 306141.9133 | 1537251.326 | 1853895.6804 | 6.404% | 1980739.0807
OFFICE BUILDINGS #2048 | TERTIARY | OFFICE BUILDINGS | 25802.5494 | 2018 | 17202.5783 | 0 | 0 | 0 | 0 | 9433.7595 | 72843.0817 | 77205.9942 | 3 | 193252.0812 | 107129.1552 | 23 | 213527.7032 | 113168.9725 | 4 | 0 | 0 | 0 | 58126.2593 | 2880.0428 | 426845.8922 | 3399.7413 | 245682.7293 | 808.6395 | 765.7069 | 0 | 40493.7261 | 223.0136 | 0 | 231581.6737 | 80.94% | 19.06% | 8556.295 | 1155.5356 | 524.3497 | 27.1586 | 125.8204 | 845.5833 | 948.7054 | 205.8776 | 10207.6473 | 60455.8698 | 227895.0733 | 298558.5903 | 1668356.3041 | 1976172.6588 | 4.459% | 2068399.5722
OFFICE BUILDINGS #2049 | TERTIARY | OFFICE BUILDINGS | 29369.7954 | 2014 | 26617.4126 | 0 | 0 | 0 | 0 | 8870.7542 | 70378.373 | 81432.9776 | 5 | 172588.0703 | 111101.1023 | 21 | 264101.0028 | 100145.7257 | 5 | 0 | 0 | 0 | 48713.5359 | 3337.9263 | 387157.6081 | 4056.826 | 336838.3583 | 623.8883 | 895.4609 | 0 | 51232.7502 | 250.9839 | 0 | 239495.4187 | 85.32% | 14.68% | 9699.4332 | 1122.9854 | 686.2734 | 24.4482 | 144.9878 | 934.1681 | 882.0272 | 255.833 | 11725.9077 | 66674.5401 | 406087.9717 | 484488.4194 | 1780040.3997 | 2275411.6583 | 5.294% | 2402606.1712
OFFICE BUILDINGS #2050 | TERTIARY | OFFICE BUILDINGS | 31885.1788 | 2018 | 26913.2726 | 0 | 0 | 0 | 0 | 8685.6204 | 110324.5227 | 60225.3322 | 4 | 194016.7373 | 202368.0203 | 31 | 241566.6564 | 168594.7528 | 4 | 0 | 0 | 0 | 58730.0852 | 2235.9967 | 410299.7152 | 4368.4613 | 289637.2527 | 853.7515 | 1061.5066 | 0 | 50088.7743 | 228.6759 | 0 | 234538.2701 | 80.53% | 19.47% | 7938.6452 | 1412.6392 | 691.021 | 41.8902 | 159.3579 | 1184.4957 | 1105.6001 | 262.5572 | 17114.053 | 80001.5315 | 294847.8249 | 391963.4093 | 1818256.7884 | 2219976.8382 | 6.506% | 2374449.7104
OFFICE BUILDINGS #2051 | TERTIARY | OFFICE BUILDINGS | 24005.2734 | 2013 | 15853.2978 | 0 | 0 | 0 | 0 | 6612.3613 | 61234.6868 | 45383.552 | 4 | 163883.9944 | 125812.5849 | 19 | 220770.1659 | 109033.9854 | 3 | 0 | 0 | 0 | 41021.6892 | 2303.4287 | 327871.163 | 3185.4854 | 213820.4461 | 658.1457 | 942.4292 | 0 | 47608.4232 | 240.9969 | 0 | 213331.8458 | 85.53% | 14.47% | 7400.1766 | 1071.3253 | 508.9607 | 21.7903 | 180.9817 | 783.082 | 589.1817 | 164.215 | 11823.3017 | 60813.959 | 338321.9207 | 410959.1813 | 1460044.5583 | 1876877.0326 | 6.493% | 2007210.1641
OFFICE BUILDINGS #2052 | TERTIARY | OFFICE BUILDINGS | 24737.9313 | 2014 | 15816.2598 | 0 | 0 | 0 | 0 | 8577.9435 | 75026.0303 | 46379.9953 | 4 | 158612.0984 | 119502.3514 | 22 | 154575.4754 | 93745.3726 | 3 | 0 | 0 | 0 | 39410.448 | 1954.5906 | 266791.3868 | 3394.5359 | 233810.4429 | 664.4507 | 907.0732 | 0 | 38824.4673 | 236.2157 | 0 | 229408.196 | 92.51% | 7.486% | 6762.8867 | 1028.9169 | 753.7896 | 29.0384 | 161.1304 | 853.2117 | 921.3389 | 166.2526 | 10291.9899 | 49453.7987 | 332444.7603 | 392190.5489 | 1354230.0166 | 1755564.9014 | 3.412% | 1817585.6411
OFFICE BUILDINGS #2053 | TERTIARY | OFFICE BUILDINGS | 32887.6109 | 2013 | 26780.9837 | 0 | 0 | 0 | 0 | 10498.4304 | 70987.0467 | 59938.8977 | 4 | 188031.6548 | 149797.8016 | 31 | 282730.9087 | 144918.0736 | 5 | 0 | 0 | 0 | 44744.4277 | 3192.2729 | 396544.3313 | 5311.5982 | 349428.6025 | 712.6698 | 844.4396 | 0 | 47667.9502 | 284.8804 | 0 | 252978.2588 | 82.11% | 17.89% | 9987.9701 | 1295.9107 | 848.9568 | 37.7659 | 218.8211 | 1182.1247 | 839.4394 | 272.2675 | 16430.6308 | 65336.4601 | 397387.4667 | 479154.5576 | 1852410.3165 | 2343605.4898 | 5.083% | 2469100.268
OFFICE BUILDINGS #2054 | TERTIARY | OFFICE BUILDINGS | 3051.4447 | 2012 | 2015.6282 | 0 | 0 | 0 | 0 | 747.818 | 8714.8617 | 5826.8875 | 0 | 18508.7688 | 15612.897 | 2 | 16840.5722 | 13643.8332 | 0 | 0 | 0 | 0 | 4687.4011 | 291.0957 | 46204.7494 | 433.7933 | 31155.0631 | 76.0593 | 94.1476 | 0 | 4521.6901 | 28.6868 | 0 | 24988.2146 | 94.64% | 5.36% | 808.6021 | 96.6292 | 87.6818 | 3.7124 | 14.8939 | 101.4999 | 97.9525 | 27.4813 | 1382.3062 | 6216.3481 | 32176.427 | 39775.0812 | 175089.9024 | 215633.8501 | 6.628% | 230940.5618
OFFICE BUILDINGS #2055 | TERTIARY | OFFICE BUILDINGS | 11727.3741 | 2009 | 8523.3068 | 0 | 0 | 0 | 0 | 3256.9977 | 25283.4055 | 18716.5239 | 1 | 60256.5291 | 39230.2285 | 7 | 97577.8024 | 53924.9702 | 2 | 0 | 0 | 0 | 15425.7506 | 1206.9531 | 131920.3382 | 1762.2795 | 97776.7797 | 293.1944 | 301.3002 | 0 | 20899.6413 | 83.3174 | 0 | 79629.896 | 85.83% | 14.17% | 2960.1668 | 461.5997 | 385.6088 | 13.6914 | 65.8183 | 431.3251 | 307.1959 | 103.6543 | 3631.3143 | 22445.9575 | 106452.055 | 132529.3268 | 598210.8363 | 733837.0499 | 1.771% | 747064.985
OFFICE BUILDINGS #2056 | TERTIARY | OFFICE BUILDINGS | 23411.8266 | 2023 | 17384.5224 | 0 | 0 | 0 | 0 | 8436.9277 | 74905.3008 | 76129.1119 | 3 | 142078.2366 | 118153.9928 | 22 | 211854.2686 | 119108.2676 | 3 | 0 | 0 | 0 | 50637.277 | 2311.2371 | 382151.5761 | 3712.0282 | 214293.8776 | 722.0542 | 787.252 | 0 | 51639.4292 | 249.0235 | 0 | 229330.9368 | 89.09% | 10.91% | 6399.5773 | 997.7492 | 485.4287 | 25.5442 | 155.4723 | 814.5959 | 779.4524 | 206.4801 | 9994.8755 | 58765.3475 | 313294.3212 | 382054.5442 | 1532965.195 | 1923514.0157 | 3.103% | 1985105.4529
OFFICE BUILDINGS #2057 | TERTIARY | OFFICE BUILDINGS | 10522.7257 | 2019 | 9685.2704 | 0 | 0 | 0 | 0 | 2838.1281 | 25762.2886 | 32666.62 | 1 | 79689.6761 | 47594.7236 | 8 | 80452.2967 | 60354.1844 | 1 | 0 | 0 | 0 | 19746.7463 | 1050.9756 | 182972.9977 | 1157.4963 | 98523.807 | 285.9204 | 326.4099 | 0 | 15494.5972 | 98.0307 | 0 | 120821.4774 | 89.37% | 10.63% | 3179.8491 | 454.8251 | 216.1188 | 9.2194 | 83.279 | 334.6407 | 409.7467 | 80.0319 | 5129.3386 | 25065.1937 | 90376.3215 | 120570.8538 | 702426.6465 | 825793.441 | 5.614% | 874911.8511
OFFICE BUILDINGS #2058 | TERTIARY | OFFICE BUILDINGS | 28829.4446 | 2015 | 27676.4774 | 0 | 0 | 0 | 0 | 6813.4333 | 65491.3231 | 73162.9951 | 4 | 170378.9828 | 131128.4766 | 25 | 267857.5056 | 100155.372 | 3 | 0 | 0 | 0 | 44745.4359 | 2852.3418 | 470401.6615 | 4462.3753 | 327481.2592 | 817.1231 | 981.3778 | 0 | 44893.9762 | 322.2466 | 0 | 309545.9436 | 83.45% | 16.55% | 7551.8899 | 1196.0025 | 731.7699 | 26.6356 | 142.0068 | 893.9998 | 727.6826 | 200.5634 | 13583.5402 | 64393.8453 | 401973.3942 | 479950.7797 | 1913954.9548 | 2403456.5931 | 4.78% | 2524111.5793
OFFICE BUILDINGS #2059 | TERTIARY | OFFICE BUILDINGS | 30718.4803 | 2019 | 22958.9035 | 0 | 0 | 0 | 0 | 9291.4668 | 86620.5735 | 68097.1581 | 4 | 197173.6943 | 172468.0465 | 31 | 283465.542 | 135177.1797 | 5 | 0 | 0 | 0 | 72125.4084 | 2194.397 | 530521.4231 | 3940.9701 | 241957.0466 | 658.1076 | 1033.9183 | 0 | 57909.1858 | 333.4625 | 0 | 260693.7948 | 83.39% | 16.61% | 8086.7967 | 1127.5866 | 928.4668 | 36.6821 | 237.3177 | 855.4033 | 958.1481 | 262.0376 | 16074.4091 | 74979.8661 | 392800.3073 | 483854.5826 | 1958659.2004 | 2454132.1834 | 1.872% | 2500960.3877
OFFICE BUILDINGS #2060 | TERTIARY | OFFICE BUILDINGS | 9450.8917 | 2020 | 7217.7367 | 0 | 0 | 0 | 0 | 2724.957 | 23115.956 | 29733.2412 | 2 | 54905.2372 | 44489.689 | 6 | 84920.6915 | 48521.8234 | 1 | 0 | 0 | 0 | 21943.4729 | 853.2302 | 140363.056 | 1265.0362 | 121930.7773 | 227.378 | 318.1831 | 0 | 16515.0387 | 87.6905 | 0 | 89923.9067 | 82.2% | 17.8% | 2406.6191 | 418.2846 | 240.7697 | 7.6539 | 75.2687 | 364.1323 | 329.8646 | 67.1625 | 4826.8063 | 25161.9318 | 89210.6065 | 119199.3446 | 626775.4432 | 749354.2132 | 4.891% | 787887.8402
OFFICE BUILDINGS #2061 | TERTIARY | OFFICE BUILDINGS | 5624.0895 | 2020 | 4407.6751 | 0 | 0 | 0 | 0 | 2113.393 | 13003.7495 | 13577.3643 | 1 | 42995.9006 | 38116.9214 | 4 | 45794.74 | 29893.5392 | 1 | 0 | 0 | 0 | 11145.7407 | 462.6321 | 65299.4529 | 787.5001 | 44989.5172 | 123.1545 | 197.2243 | 0 | 10059.5824 | 48.1459 | 0 | 41001.9411 | 86.89% | 13.11% | 1491.0417 | 192.8976 | 173.9309 | 6.3288 | 34.5821 | 203.687 | 203.8907 | 37.1394 | 2738.1564 | 16367.8819 | 70265.8083 | 89371.8466 | 316703.106 | 407779.2276 | 2.808% | 419562.4772
OFFICE BUILDINGS #2062 | TERTIARY | OFFICE BUILDINGS | 25040.6581 | 2022 | 19606.2206 | 0 | 0 | 0 | 0 | 7061.6174 | 59079.3976 | 64373.55 | 3 | 207776.4981 | 159547.6913 | 20 | 257007.8184 | 98944.9316 | 3 | 0 | 0 | 0 | 56516.3526 | 1879.0391 | 357918.087 | 2717.5224 | 260789.998 | 781.2054 | 848.4579 | 0 | 46975.7034 | 182.5632 | 0 | 223253.2582 | 95.45% | 4.551% | 7122.9701 | 906.4262 | 700.3373 | 33.0471 | 155.638 | 939.0109 | 668.2725 | 173.1822 | 11538.309 | 69581.2485 | 339676.9306 | 420796.4881 | 1663872.6452 | 2092205.239 | 7.211% | 2254790.4334
OFFICE BUILDINGS #2063 | TERTIARY | OFFICE BUILDINGS | 27409.9462 | 2014 | 26111.1823 | 0 | 0 | 0 | 0 | 6429.9798 | 87343.4911 | 75389.6321 | 4 | 171589.6822 | 158420.7975 | 20 | 204465.4988 | 109648.4567 | 4 | 0 | 0 | 0 | 46622.8623 | 2833.8938 | 334228.4452 | 4697.31 | 280060.5546 | 541.3513 | 922.4291 | 0 | 45110.1081 | 192.9346 | 0 | 217303.3071 | 85.28% | 14.72% | 6480.711 | 1193.253 | 674.4582 | 36.3497 | 209.6618 | 911.779 | 925.8869 | 196.4436 | 10849.4588 | 59542.6142 | 295703.4156 | 366095.4885 | 1573462.046 | 1948435.6321 | 3.955% | 2028659.5036
OFFICE BUILDINGS #2064 | TERTIARY | OFFICE BUILDINGS | 19302.5247 | 2022 | 14745.9848 | 0 | 0 | 0 | 0 | 7428.9337 | 48635.3096 | 46322.3336 | 3 | 118038.3936 | 114654.2392 | 14 | 160508.1523 | 78774.0688 | 3 | 0 | 0 | 0 | 47814.5703 | 1735.2982 | 285142.5791 | 2814.7565 | 266270.5146 | 390.2519 | 572.6981 | 0 | 43409.5621 | 177.1075 | 0 | 235655.7197 | 93.53% | 6.468% | 6249.2116 | 794.2476 | 401.3195 | 15.7673 | 145.1013 | 558.2284 | 726.8849 | 110.2837 | 10701.8179 | 50402.4068 | 253451.7225 | 314555.9472 | 1359341.0364 | 1679753.5499 | 6.169% | 1790198.6609
OFFICE BUILDINGS #2065 | TERTIARY | OFFICE BUILDINGS | 24080.7491 | 2010 | 21005.6672 | 0 | 0 | 0 | 0 | 6428.4017 | 45825.6809 | 53278.5846 | 3 | 151812.155 | 129951.8939 | 20 | 128395.0825 | 72084.5441 | 3 | 0 | 0 | 0 | 45996.1907 | 2634.1189 | 361105.2701 | 3792.2111 | 192196.0155 | 575.1799 | 773.0115 | 0 | 32875.8999 | 262.3119 | 0 | 222578.9606 | 87.54% | 12.46% | 7587.3877 | 1190.0986 | 723.1396 | 26.3704 | 180.2049 | 571.9621 | 584.1591 | 208.2663 | 10031.2293 | 51903.8495 | 221671.8755 | 283606.9542 | 1341560.7127 | 1632690.1332 | 4.503% | 1709668.9789
OFFICE BUILDINGS #2066 | TERTIARY | OFFICE BUILDINGS | 20579.9509 | 2015 | 18868.6488 | 0 | 0 | 0 | 0 | 5381.5689 | 61614.3363 | 58336.5808 | 3 | 94002.983 | 114729.8492 | 15 | 140984.1102 | 66459.7878 | 3 | 0 | 0 | 0 | 32590.0005 | 1971.3511 | 282777.5313 | 3054.2836 | 172175.0401 | 474.0116 | 544.7949 | 0 | 38177.5169 | 218.6416 | 0 | 199187.2882 | 86.34% | 13.66% | 6157.799 | 641.598 | 582.4001 | 23.0109 | 137.641 | 639.441 | 631.9417 | 129.5813 | 7991.4021 | 52858.6888 | 184894.3599 | 245744.4509 | 1169100.4808 | 1421664.8458 | 5.292% | 1501109.001
OFFICE BUILDINGS #2067 | TERTIARY | OFFICE BUILDINGS | 9444.8153 | 2019 | 7731.8892 | 0 | 0 | 0 | 0 | 2680.2086 | 23225.3348 | 20766.3739 | 1 | 59681.9783 | 52188.8265 | 9 | 79016.0962 | 54224.4656 | 1 | 0 | 0 | 0 | 21081.0091 | 944.3057 | 124821.8491 | 1183.5799 | 109856.5583 | 215.9716 | 336.7572 | 0 | 22537.4784 | 106.2974 | 0 | 88351.2956 | 85.12% | 14.88% | 3242.0089 | 448.3909 | 223.6551 | 12.152 | 60.7016 | 232.7859 | 353.4057 | 83.3692 | 4881.1703 | 27129.9522 | 95932.0722 | 127943.1947 | 603329.468 | 734877.3359 | 2.838% | 756339.8381
OFFICE BUILDINGS #2068 | TERTIARY | OFFICE BUILDINGS | 18293.7579 | 2023 | 17648.7946 | 0 | 0 | 0 | 0 | 5823.1038 | 57524.4905 | 51247.7722 | 3 | 109453.7902 | 89609.5554 | 15 | 152791.979 | 78600.3392 | 3 | 0 | 0 | 0 | 45219.4851 | 1653.7418 | 306047.7192 | 2079.0074 | 200158.6586 | 577.2005 | 438.9774 | 0 | 39101.229 | 180.8844 | 0 | 157740.4638 | 87.31% | 12.69% | 5050.5185 | 687.0775 | 573.4511 | 15.1965 | 98.0474 | 629.1132 | 611.0544 | 140.3586 | 7685.3355 | 44570.953 | 173493.2633 | 225749.5518 | 1208195.5481 | 1440841.5243 | 1.409% | 1461426.9568
OFFICE BUILDINGS #2069 | TERTIARY | OFFICE BUILDINGS | 14499.1567 | 2022 | 14379.8317 | 0 | 0 | 0 | 0 | 5052.3103 | 55827.7585 | 38751.7576 | 2 | 85257.6161 | 71733.9574 | 13 | 111183.5961 | 60487.4079 | 2 | 0 | 0 | 0 | 25259.0973 | 1112.0375 | 227597.8871 | 1981.4043 | 178470.3611 | 325.6329 | 477.654 | 0 | 23025.7369 | 111.6598 | 0 | 145684.5071 | 84.13% | 15.87% | 3746.4713 | 686.4037 | 337.2961 | 15.9995 | 89.4441 | 419.5187 | 362.7763 | 133.8699 | 6828.0947 | 33347.7168 | 147717.5623 | 187893.3738 | 962688.8217 | 1155514.1785 | 3.133% | 1192884.2034
OFFICE BUILDINGS #2070 | TERTIARY | OFFICE BUILDINGS | 25576.2169 | 2009 | 15986.7445 | 0 | 0 | 0 | 0 | 6204.5873 | 64580.546 | 58009.4777 | 3 | 127130.625 | 104854.1878 | 25 | 198255.7932 | 99225.2498 | 4 | 0 | 0 | 0 | 32286.4499 | 2416.1994 | 297339.1206 | 4231.7581 | 178437.8485 | 763.3253 | 918.988 | 0 | 44515.3662 | 207.5282 | 0 | 202286.2441 | 72.6% | 27.4% | 8482.5806 | 1113.6639 | 550.4971 | 27.5052 | 152.299 | 733.8626 | 988.3381 | 191.8461 | 8474.0639 | 53400.581 | 256550.6169 | 318425.2618 | 1297788.4175 | 1623304.6782 | 6.073% | 1728254.7583
OFFICE BUILDINGS #2071 | TERTIARY | OFFICE BUILDINGS | 5108.2119 | 2022 | 3565.5247 | 0 | 0 | 0 | 0 | 1807.2695 | 13008.886 | 11520.076 | 1 | 31792.2163 | 23950.9068 | 3 | 37351.3782 | 30636.1824 | 1 | 0 | 0 | 0 | 10445.1338 | 498.8956 | 93271.3457 | 776.4212 | 53565.8607 | 138.0132 | 152.2642 | 0 | 10920.1481 | 44.3557 | 0 | 52996.7756 | 89.28% | 10.72% | 1320.1108 | 188.5768 | 121.2312 | 5.9358 | 25.9027 | 132.7899 | 186.5155 | 38.9877 | 2862.3761 | 12981.028 | 50097.9515 | 65941.3557 | 342809.6642 | 410668.4716 | 5.302% | 433662.5253
OFFICE BUILDINGS #2072 | TERTIARY | OFFICE BUILDINGS | 25017.9322 | 2022 | 27676.5513 | 0 | 0 | 0 | 0 | 7098.997 | 93175.3434 | 63122.9294 | 4 | 141923.0494 | 129494.9263 | 18 | 276155.9065 | 138234.0644 | 4 | 0 | 0 | 0 | 56355.3289 | 2713.7245 | 309509.8509 | 3292.2045 | 288481.6818 | 628.602 | 874.8875 | 0 | 54850.9702 | 204.8482 | 0 | 291283.718 | 84.49% | 15.51% | 6674.2083 | 893.1179 | 828.1697 | 20.7099 | 194.3299 | 818.9128 | 941.244 | 187.3329 | 10652.9772 | 53233.9298 | 218917.987 | 282804.8939 | 1698478.4504 | 1988483.5641 | 2.971% | 2049360.8484
OFFICE BUILDINGS #2073 | TERTIARY | OFFICE BUILDINGS | 30790.2886 | 2012 | 21823.8429 | 0 | 0 | 0 | 0 | 7828.2753 | 79753.5605 | 80045.2464 | 4 | 182337.591 | 139372.707 | 28 | 251258.3278 | 95984.5346 | 4 | 0 | 0 | 0 | 56464.2876 | 2733.9617 | 467318.8522 | 4635.898 | 208534.2808 | 972.3365 | 1021.4457 | 0 | 54150.8596 | 343.5866 | 0 | 224664.7079 | 79.56% | 20.44% | 9471.7865 | 1314.0609 | 715.1843 | 39.5353 | 151.4101 | 1051.4478 | 822.4256 | 276.4907 | 14166.7107 | 60971.3248 | 318009.599 | 393147.6345 | 1718710.0982 | 2119451.8717 | 4.793% | 2226158.9664
OFFICE BUILDINGS #2074 | TERTIARY | OFFICE BUILDINGS | 24732.5834 | 2020 | 17118.689 | 0 | 0 | 0 | 0 | 8382.1945 | 86135.6611 | 51093.3046 | 3 | 132581.8495 | 154559.3818 | 15 | 260370.0319 | 89317.7144 | 3 | 0 | 0 | 0 | 37568.8894 | 1837.7731 | 471464.9078 | 3331.0738 | 322353.9831 | 488.8653 | 961.1075 | 0 | 60036.7008 | 226.7664 | 0 | 191318.75 | 80.91% | 19.09% | 8003.5932 | 981.0278 | 586.817 | 27.4504 | 152.2257 | 818.542 | 584.5789 | 150.3202 | 13697.2504 | 70062.225 | 336504.4264 | 420263.9018 | 1763599.4996 | 2192390.8399 | 6.028% | 2333018.4408
OFFICE BUILDINGS #2075 | TERTIARY | OFFICE BUILDINGS | 16589.9838 | 2022 | 16811.3196 | 0 | 0 | 0 | 0 | 6627.6885 | 55758.9272 | 55309.2213 | 2 | 116765.3044 | 77325.6053 | 13 | 182651.7952 | 84097.1226 | 2 | 0 | 0 | 0 | 28831.247 | 1471.6512 | 239964.7403 | 2186.993 | 160175.7277 | 391.9073 | 555.0663 | 0 | 27468.5356 | 147.679 | 0 | 203508.631 | 92.3% | 7.704% | 4832.2443 | 706.8921 | 400.2318 | 18.1667 | 128.1062 | 471.6385 | 582.7398 | 109.9362 | 8652.2744 | 50235.1578 | 172458.5482 | 231345.9804 | 1157615.5162 | 1394001.1156 | 7.398% | 1505368.7666
OFFICE BUILDINGS #2076 | TERTIARY | OFFICE BUILDINGS | 13168.7543 | 2017 | 13024.1964 | 0 | 0 | 0 | 0 | 3126.0475 | 31807.4815 | 35610.453 | 1 | 79648.8657 | 59363.3391 | 8 | 117261.9944 | 66897.6596 | 2 | 0 | 0 | 0 | 24655.8263 | 1394.0944 | 173085.7703 | 1874.8806 | 106848.1001 | 373.6539 | 371.3663 | 0 | 24229.0966 | 138.9896 | 0 | 141266.875 | 93.98% | 6.018% | 4227.9186 | 483.6204 | 413.7102 | 13.2059 | 100.2189 | 467.6869 | 414.4779 | 112.3562 | 4465.6261 | 28933.3412 | 122181.6434 | 155580.6106 | 790361.9076 | 950314.9235 | 4.873% | 998990.9147
OFFICE BUILDINGS #2077 | TERTIARY | OFFICE BUILDINGS | 7186.4167 | 2015 | 7191.3134 | 0 | 0 | 0 | 0 | 2486.1141 | 18777.0073 | 20339.1899 | 1 | 45358.0325 | 33489.8495 | 5 | 58603.1063 | 28523.1135 | 1 | 0 | 0 | 0 | 9447.4832 | 602.7879 | 108031.6449 | 956.6697 | 65785.3972 | 198.8033 | 233.8995 | 0 | 11330.0296 | 53.9655 | 0 | 62938.3315 | 91.37% | 8.631% | 2403.7246 | 275.1214 | 144.3758 | 7.714 | 46.844 | 245.6711 | 179.3229 | 63.8404 | 3175.1218 | 13754.5738 | 78856.0452 | 95785.7409 | 429636.9822 | 527722.6457 | 5.973% | 561248.4163
OFFICE BUILDINGS #2078 | TERTIARY | OFFICE BUILDINGS | 21138.638 | 2021 | 21799.7839 | 0 | 0 | 0 | 0 | 8215.5355 | 62700.4779 | 46232.2102 | 3 | 136270.8536 | 137266.1702 | 20 | 155588.2811 | 86267.9834 | 2 | 0 | 0 | 0 | 36600.2233 | 2247.1268 | 309161.1134 | 2802.0443 | 195154.3657 | 482.1618 | 662.7767 | 0 | 45369.8011 | 160.6158 | 0 | 246407.5905 | 90.8% | 9.197% | 4853.4607 | 1037.8604 | 434.7255 | 24.6917 | 112.9118 | 570.2552 | 636.933 | 125.4306 | 8310.6141 | 52404.9873 | 187799.5209 | 248515.1223 | 1349593.8914 | 1605452.9022 | 0.9908% | 1621519.6287
OFFICE BUILDINGS #2079 | TERTIARY | OFFICE BUILDINGS | 14040.1622 | 2015 | 13941.0049 | 0 | 0 | 0 | 0 | 3840.6176 | 28973.7279 | 31388.0853 | 1 | 63902.7963 | 58669.3059 | 10 | 94743.465 | 74311.1035 | 2 | 0 | 0 | 0 | 18964.8486 | 1402.9641 | 195501.3822 | 1617.3024 | 127399.6324 | 312.7729 | 465.1734 | 0 | 23778.4654 | 135.8632 | 0 | 119782.7611 | 91.38% | 8.617% | 3417.6003 | 425.7064 | 460.0515 | 17.1825 | 81.9496 | 395.1728 | 387.4453 | 117.506 | 6557.8042 | 35939.5875 | 168190.0297 | 210687.4214 | 775152.671 | 990754.6384 | 7.501% | 1071098.6937
OFFICE BUILDINGS #2080 | TERTIARY | OFFICE BUILDINGS | 30757.3743 | 2019 | 28386.5101 | 0 | 0 | 0 | 0 | 10828.6866 | 75408.2143 | 61658.2783 | 4 | 181644.2666 | 134013.2587 | 22 | 274287.1334 | 139651.5395 | 4 | 0 | 0 | 0 | 51756.2126 | 3424.1447 | 359953.8254 | 4735.2695 | 386408.9264 | 850.1649 | 896.0735 | 0 | 45912.1421 | 258.5446 | 0 | 257714.4968 | 84.45% | 15.55% | 8634.4261 | 1165.6592 | 922.4834 | 33.7441 | 242.3479 | 756.7995 | 967.787 | 218.4624 | 12077.7771 | 74438.2776 | 280724.5409 | 367240.5956 | 1858625.5202 | 2237169.1898 | 5.392% | 2364673.9609
OFFICE BUILDINGS #2081 | TERTIARY | OFFICE BUILDINGS | 4892.8817 | 2017 | 4062.9083 | 0 | 0 | 0 | 0 | 1107.9522 | 12079.4565 | 14093.5195 | 1 | 26171.3503 | 30101.7649 | 4 | 39864.3381 | 20357.9577 | 1 | 0 | 0 | 0 | 10897.8013 | 488.5055 | 53566.9321 | 626.5558 | 58988.6494 | 122.7239 | 167.3184 | 0 | 9628.0829 | 45.506 | 0 | 34707.9247 | 84.88% | 15.12% | 1096.2349 | 188.3561 | 158.8811 | 6.2455 | 38.2026 | 163.4613 | 183.6548 | 41.6777 | 2296.5754 | 9531.9836 | 46309.0969 | 58137.656 | 277847.7881 | 337698.4304 | 6.598% | 361553.0792
OFFICE BUILDINGS #2082 | TERTIARY | OFFICE BUILDINGS | 10544.229 | 2008 | 7393.004 | 0 | 0 | 0 | 0 | 2193.6275 | 23948.0733 | 23009.6397 | 2 | 59497.3593 | 45312.1549 | 10 | 83108.2204 | 33089.1326 | 2 | 0 | 0 | 0 | 15502.2727 | 859.5357 | 117842.3992 | 1631.1524 | 66264.4198 | 293.3177 | 281.1878 | 0 | 15343.5789 | 91.6552 | 0 | 69624.1741 | 80.16% | 19.84% | 3615.914 | 459.7627 | 216.625 | 8.6731 | 54.9676 | 352.7887 | 337.1316 | 91.7611 | 3296.6447 | 19112.5495 | 128208.7106 | 150617.9048 | 510595.4836 | 664368.4779 | 0.8287% | 669919.9179
OFFICE BUILDINGS #2083 | TERTIARY | OFFICE BUILDINGS | 29440.242 | 2015 | 24568.1997 | 0 | 0 | 0 | 0 | 6768.0048 | 81877.3968 | 66625.1363 | 4 | 178280.6503 | 117546.0173 | 21 | 206366.8774 | 103045.7253 | 4 | 0 | 0 | 0 | 44452.4615 | 2968.0439 | 320041.7342 | 3848.2863 | 342328.1079 | 852.1031 | 798.4996 | 0 | 60929.575 | 212.9983 | 0 | 297758.2948 | 84.96% | 15.04% | 6456.4209 | 1063.129 | 929.6727 | 31.0908 | 173.2593 | 789.1163 | 1062.8281 | 236.7625 | 9781.8231 | 61988.9333 | 385351.6834 | 457122.4398 | 1729225.4181 | 2198087.1497 | 6.61% | 2353657.216
OFFICE BUILDINGS #2084 | TERTIARY | OFFICE BUILDINGS | 27970.4262 | 2021 | 22417.7048 | 0 | 0 | 0 | 0 | 8229.3385 | 77494.2641 | 81718.368 | 5 | 209660.5763 | 172350.5398 | 25 | 212611.4463 | 158689.5849 | 3 | 0 | 0 | 0 | 61114.4273 | 2014.7902 | 546932.0298 | 4291.8124 | 369423.7669 | 540.5692 | 824.1794 | 0 | 60116.556 | 239.9147 | 0 | 312254.9132 | 88.91% | 11.09% | 6882.5957 | 877.4003 | 632.1142 | 27.8814 | 178.3032 | 666.6576 | 935.7826 | 213.5547 | 16147.303 | 64248.0198 | 304611.7656 | 385007.0884 | 2069653.3871 | 2465108.5934 | 0.934% | 2488348.7208
OFFICE BUILDINGS #2085 | TERTIARY | OFFICE BUILDINGS | 16679.2103 | 2017 | 14575.7906 | 0 | 0 | 0 | 0 | 4176.6122 | 51466.8125 | 46426.0661 | 2 | 108066.9514 | 79752.3168 | 14 | 111009.895 | 81018.6015 | 3 | 0 | 0 | 0 | 31057.1541 | 1620.6703 | 295386.1675 | 2162.8182 | 199207.2509 | 496.5409 | 572.3274 | 0 | 36904.869 | 118.5512 | 0 | 130066.5068 | 90.08% | 9.916% | 5707.3186 | 809.5353 | 515.9188 | 17.9141 | 98.4822 | 420.8674 | 551.9973 | 121.1844 | 8905.2793 | 35505.0431 | 189981.8667 | 234392.1891 | 1083095.3576 | 1322678.6024 | 6.667% | 1417160.2314
OFFICE BUILDINGS #2086 | TERTIARY | OFFICE BUILDINGS | 9615.6903 | 2016 | 8532.7532 | 0 | 0 | 0 | 0 | 2841.8858 | 24820.1534 | 23469.3409 | 1 | 52033.0175 | 42754.2886 | 7 | 77094.6787 | 32421.3649 | 1 | 0 | 0 | 0 | 13404.4832 | 824.3359 | 128930.7507 | 1619.4592 | 112315.0919 | 236.3749 | 369.8498 | 0 | 15014.6244 | 104.2423 | 0 | 77114.8543 | 93.56% | 6.437% | 3086.8349 | 440.5208 | 282.2849 | 11.9623 | 53.974 | 283.9711 | 301.7094 | 87.1805 | 3735.0021 | 23192.0327 | 92565.2924 | 119492.3272 | 568509.9653 | 690411.0268 | 6.772% | 740558.3236
OFFICE BUILDINGS #2087 | TERTIARY | OFFICE BUILDINGS | 31621.5934 | 2015 | 21536.8808 | 0 | 0 | 0 | 0 | 10907.4499 | 102143.8868 | 74149.0859 | 5 | 187782.6561 | 194231.8425 | 19 | 231179.4465 | 115719.8069 | 3 | 0 | 0 | 0 | 62842.0057 | 2762.781 | 474737.0674 | 3726.1953 | 363042.9753 | 748.4897 | 962.2686 | 0 | 52292.6883 | 215.6459 | 0 | 325126.2625 | 85.11% | 14.89% | 7340.8638 | 1500.9188 | 934.6976 | 37.1495 | 208.8866 | 1038.1881 | 967.9515 | 290.801 | 13142.9281 | 55430.0467 | 280796.4235 | 349369.3983 | 2007325.0315 | 2368268.2609 | 7.132% | 2550153.941
OFFICE BUILDINGS #2088 | TERTIARY | OFFICE BUILDINGS | 27836.819 | 2010 | 23796.7876 | 0 | 0 | 0 | 0 | 7148.0845 | 68418.0221 | 57978.8439 | 3 | 127496.0391 | 125431.7514 | 24 | 223212.0493 | 115281.1586 | 4 | 0 | 0 | 0 | 46949.2752 | 2878.7199 | 417742.4859 | 3996.7631 | 284444.8565 | 563.8164 | 776.743 | 0 | 55574.63 | 198.5654 | 0 | 192750.307 | 83.02% | 16.98% | 6371.8759 | 1361.9089 | 710.8287 | 36.4468 | 158.2014 | 871.1857 | 905.6565 | 169.8807 | 10912.3053 | 41174.3289 | 315203.5631 | 367290.1972 | 1583189.4537 | 1958659.9592 | 7.136% | 2109167.8975
OFFICE BUILDINGS #2089 | TERTIARY | OFFICE BUILDINGS | 7294.3279 | 2014 | 5641.9154 | 0 | 0 | 0 | 0 | 2112.471 | 15877.2553 | 13611.9821 | 1 | 39331.3648 | 30647.4634 | 6 | 63219.1088 | 35108.5718 | 1 | 0 | 0 | 0 | 9993.7467 | 508.2011 | 95987.8452 | 918.035 | 78675.5799 | 169.9053 | 275.0432 | 0 | 12672.4308 | 82.2717 | 0 | 68207.4816 | 84.45% | 15.55% | 1669.7273 | 263.3628 | 179.8114 | 6.2715 | 43.6931 | 285.2782 | 200.3714 | 65.1387 | 3369.7921 | 18630.9252 | 82247.3664 | 104248.0838 | 436535.8094 | 542812.3664 | 4.723% | 569722.4611
OFFICE BUILDINGS #2090 | TERTIARY | OFFICE BUILDINGS | 18463.5948 | 2022 | 14923.1397 | 0 | 0 | 0 | 0 | 6914.6221 | 45924.5426 | 52723.8858 | 3 | 152362.6552 | 126618.4814 | 18 | 163339.3836 | 108859.7447 | 2 | 0 | 0 | 0 | 44746.0123 | 1350.823 | 303421.4357 | 2566.3539 | 239852.7789 | 512.5825 | 724.0318 | 0 | 30021.0474 | 156.8023 | 0 | 158591.0265 | 91.23% | 8.767% | 4335.4661 | 917.5954 | 441.0088 | 20.4509 | 113.914 | 716.6112 | 524.4645 | 116.2993 | 10436.9361 | 51234.9215 | 163049.0446 | 224720.9022 | 1290991.3136 | 1523459.251 | 0.7125% | 1534391.563
OFFICE BUILDINGS #2091 | TERTIARY | OFFICE BUILDINGS | 29042.7454 | 2014 | 20871.8893 | 0 | 0 | 0 | 0 | 8807.0735 | 93659.7129 | 58460.9848 | 3 | 162198.3975 | 163064.605 | 29 | 198025.462 | 111633.8778 | 3 | 0 | 0 | 0 | 52121.7878 | 2762.0422 | 365008.5528 | 4494.6447 | 216868.7294 | 806.0571 | 773.5996 | 0 | 62271.5687 | 272.9944 | 0 | 209394.239 | 93.08% | 6.921% | 6595.9892 | 982.9441 | 583.9829 | 35.6734 | 167.8519 | 699.9652 | 947.0671 | 208.4896 | 10183.4611 | 70794.5495 | 343934.3175 | 424912.3281 | 1552862.5561 | 1986486.1808 | 7.473% | 2146914.3815
OFFICE BUILDINGS #2092 | TERTIARY | OFFICE BUILDINGS | 30355.097 | 2020 | 30541.6102 | 0 | 0 | 0 | 0 | 7934.942 | 108728.481 | 81906.8542 | 4 | 200738.5906 | 156167.9597 | 22 | 291149.3861 | 115656.7123 | 3 | 0 | 0 | 0 | 51993.0067 | 2275.0361 | 445935.3332 | 3866.1012 | 305273.8626 | 960.7579 | 1064.9474 | 0 | 71026.3225 | 305.4567 | 0 | 350928.3311 | 95.65% | 4.347% | 6817.8228 | 1356.1996 | 630.7078 | 27.7091 | 184.3495 | 1030.6826 | 944.0873 | 218.1264 | 16704.3622 | 54657.4694 | 274855.636 | 346217.4676 | 2041658.8301 | 2396701.5813 | 1.279% | 2427755.7763
OFFICE BUILDINGS #2093 | TERTIARY | OFFICE BUILDINGS | 7161.1047 | 2024 | 5380.7563 | 0 | 0 | 0 | 0 | 2640.4029 | 21723.9546 | 15459.7638 | 1 | 48835.3103 | 44830.2441 | 6 | 72416.2806 | 44690.429 | 1 | 0 | 0 | 0 | 16877.6501 | 765.0148 | 131064.8277 | 913.7896 | 61764.5384 | 228.892 | 189.8538 | 0 | 12132.2134 | 54.129 | 0 | 65413.0792 | 85.09% | 14.91% | 1757.5616 | 239.4516 | 221.2628 | 8.0943 | 44.0154 | 280.1171 | 238.1195 | 55.0087 | 3674.4512 | 20077.6183 | 83798.0487 | 107550.1181 | 488192.0657 | 598685.9253 | 4.273% | 625409.4975
OFFICE BUILDINGS #2094 | TERTIARY | OFFICE BUILDINGS | 14182.6421 | 2012 | 10469.7792 | 0 | 0 | 0 | 0 | 3818.0073 | 33850.8022 | 26389.4436 | 2 | 72034.9923 | 58557.6191 | 14 | 113072.8878 | 42557.0488 | 2 | 0 | 0 | 0 | 19692.6095 | 1609.9008 | 181617.441 | 1867.7485 | 112071.1969 | 401.3423 | 515.6304 | 0 | 21141.8723 | 112.8002 | 0 | 118767.8252 | 74.2% | 25.8% | 4879.6547 | 491.9901 | 402.941 | 16.1553 | 92.1199 | 531.4877 | 529.2843 | 101.8418 | 5134.3487 | 34048.2943 | 160225.1652 | 199407.8082 | 767249.4995 | 971651.0599 | 3.435% | 1006216.4432
OFFICE BUILDINGS #2095 | TERTIARY | OFFICE BUILDINGS | 21838.3301 | 2010 | 15685.1433 | 0 | 0 | 0 | 0 | 4507.5381 | 53579.2365 | 55526.4539 | 2 | 100751.0573 | 97344.1926 | 20 | 157891.2433 | 91041.0203 | 3 | 0 | 0 | 0 | 28964.354 | 1676.6671 | 299842.1716 | 3405.6663 | 165401.0664 | 599.37 | 852.2458 | 0 | 30638.0025 | 187.1684 | 0 | 149468.9419 | 73.61% | 26.39% | 7296.2106 | 1001.9384 | 724.8811 | 27.4281 | 152.0718 | 818.1827 | 819.3697 | 154.9184 | 9936.9111 | 45340.1742 | 198318.8063 | 253595.8915 | 1123181.0163 | 1384467.2737 | 3.659% | 1437043.5562
OFFICE BUILDINGS #2096 | TERTIARY | OFFICE BUILDINGS | 9930.0895 | 2014 | 6919.6012 | 0 | 0 | 0 | 0 | 3260.6394 | 32555.8363 | 23660.9086 | 1 | 60911.8246 | 57898.757 | 7 | 84726.9978 | 42119.7817 | 2 | 0 | 0 | 0 | 21023.6378 | 943.1939 | 137072.6058 | 1449.3919 | 110947.4495 | 264.033 | 353.594 | 0 | 13834.7429 | 81.4855 | 0 | 71534.2085 | 79.1% | 20.9% | 2966.8343 | 491.8527 | 292.6511 | 12.3037 | 70.951 | 272.5687 | 300.303 | 85.4578 | 4667.5801 | 15977.9665 | 92093.7347 | 112739.2813 | 594518.911 | 710033.5886 | 6.361% | 758268.3823
OFFICE BUILDINGS #2097 | TERTIARY | OFFICE BUILDINGS | 31794.9297 | 2014 | 30048.4337 | 0 | 0 | 0 | 0 | 9098.7621 | 85703.5775 | 90231.0163 | 5 | 145221.4425 | 159282.2795 | 23 | 194822.5622 | 125021.8041 | 3 | 0 | 0 | 0 | 43391.0331 | 3502.6009 | 402727.3334 | 4200.6784 | 295399.0192 | 654.7305 | 950.5822 | 0 | 45911.2012 | 251.917 | 0 | 263445.0472 | 80.98% | 19.02% | 7163.1939 | 976.5488 | 991.4632 | 29.9069 | 226.3695 | 770.4224 | 1196.0291 | 196.7951 | 12118.9317 | 67244.5077 | 381798.2362 | 461161.6755 | 1685455.9772 | 2156681.97 | 1.726% | 2194552.8077
OFFICE BUILDINGS #2098 | TERTIARY | OFFICE BUILDINGS | 6187.8349 | 2013 | 4960.3537 | 0 | 0 | 0 | 0 | 1895.1926 | 20035.2128 | 16228.1466 | 1 | 31192.9089 | 30910.5203 | 6 | 34299.5244 | 22433.6592 | 1 | 0 | 0 | 0 | 9228.5051 | 432.2204 | 82543.2827 | 773.756 | 69366.8618 | 188.0489 | 212.1136 | 0 | 8628.3302 | 53.4048 | 0 | 60484.9138 | 84.47% | 15.53% | 1427.3856 | 266.4041 | 204.8215 | 7.5551 | 37.9393 | 204.73 | 238.8368 | 40.4754 | 2595.8657 | 15474.2678 | 53962.716 | 72032.8495 | 359433.4098 | 433078.573 | 1.953% | 441703.4568
OFFICE BUILDINGS #2099 | TERTIARY | OFFICE BUILDINGS | 20588.4836 | 2018 | 17880.467 | 0 | 0 | 0 | 0 | 5227.7021 | 72297.9323 | 54942.659 | 3 | 106972.0284 | 117107.331 | 16 | 170658.2205 | 76606.3356 | 3 | 0 | 0 | 0 | 45057.6094 | 2231.5533 | 322735.5921 | 2482.7915 | 247639.8678 | 649.4972 | 780.8069 | 0 | 39388.4955 | 176.6279 | 0 | 222608.6623 | 86.73% | 13.27% | 6126.2968 | 1026.107 | 660.7911 | 24.6537 | 154.0753 | 626.6764 | 630.5665 | 185.3898 | 9398.0291 | 47295.1523 | 284741.8033 | 341434.9846 | 1379510.637 | 1727605.5171 | 2.998% | 1780993.2703
OFFICE BUILDINGS #2100 | TERTIARY | OFFICE BUILDINGS | 6611.5963 | 2021 | 4549.9559 | 0 | 0 | 0 | 0 | 2515.3924 | 18787.437 | 20526.833 | 1 | 46272.018 | 41001.7912 | 5 | 43276.3487 | 23736.7587 | 1 | 0 | 0 | 0 | 16118.695 | 587.8968 | 116436.6346 | 811.9048 | 59931.4327 | 176.4747 | 246.8185 | 0 | 10110.8172 | 62.2416 | 0 | 53260.8941 | 86.88% | 13.12% | 1685.2923 | 330.241 | 197.2817 | 5.4991 | 52.4804 | 162.9264 | 183.8823 | 56.5211 | 3381.6657 | 14648.543 | 82680.5984 | 100710.8071 | 411332.5282 | 514498.7661 | 7.414% | 555701.2079
OFFICE BUILDINGS #2101 | TERTIARY | OFFICE BUILDINGS | 5312.72 | 2020 | 4091.7931 | 0 | 0 | 0 | 0 | 2079.3064 | 18163.1014 | 10315.8648 | 1 | 30165.305 | 24662.5101 | 4 | 51916.1118 | 23057.1499 | 1 | 0 | 0 | 0 | 7895.4492 | 523.736 | 99036.3371 | 558.4488 | 56253.6919 | 154.3246 | 135.0718 | 0 | 12529.7702 | 54.631 | 0 | 49963.1073 | 92.12% | 7.878% | 1478.4768 | 176.4641 | 155.1901 | 4.7857 | 32.1965 | 157.9102 | 195.9801 | 35.6135 | 2242.1451 | 12226.6051 | 52255.8182 | 66724.5684 | 366171.5715 | 435068.2466 | 6.008% | 462878.5664
OFFICE BUILDINGS #2102 | TERTIARY | OFFICE BUILDINGS | 21701.0858 | 2023 | 23535.4069 | 0 | 0 | 0 | 0 | 7195.5258 | 69646.5979 | 58523.7732 | 3 | 120826.7752 | 126253.4543 | 20 | 231705.7462 | 97689.3343 | 2 | 0 | 0 | 0 | 43072.1362 | 2412.4121 | 288633.1489 | 3724.4103 | 281683.5286 | 672.0567 | 830.6283 | 0 | 56496.4259 | 227.6267 | 0 | 217807.7859 | 81.84% | 18.16% | 6880.7076 | 690.8025 | 642.591 | 24.8763 | 138.6974 | 626.5978 | 575.8571 | 131.9384 | 12251.2854 | 41913.8678 | 248577.4607 | 302742.614 | 1474317.7321 | 1786404.2412 | 4.584% | 1872221.957
OFFICE BUILDINGS #2103 | TERTIARY | OFFICE BUILDINGS | 10276.643 | 2010 | 7633.5156 | 0 | 0 | 0 | 0 | 2082.2176 | 24209.8998 | 17665.7479 | 1 | 48620.498 | 48005.1558 | 10 | 77637.7768 | 42718.7469 | 1 | 0 | 0 | 0 | 19864.1785 | 863.7353 | 149838.7306 | 1571.0165 | 71843.8082 | 317.0113 | 357.513 | 0 | 18949.275 | 70.9408 | 0 | 65456.2116 | 85.34% | 14.66% | 3242.1609 | 465.7389 | 264.2511 | 13.3547 | 64.8423 | 343.5525 | 339.9423 | 76.6226 | 3382.7155 | 15079.0967 | 108641.1608 | 127102.9729 | 532743.1788 | 662622.6838 | 6.541% | 709000.1052
OFFICE BUILDINGS #2104 | TERTIARY | OFFICE BUILDINGS | 3352.6591 | 2010 | 2763.4227 | 0 | 0 | 0 | 0 | 1025 | 7248.6166 | 7738.9739 | 1 | 17000.2079 | 11589.5247 | 3 | 23854.0806 | 13149.9043 | 1 | 0 | 0 | 0 | 4567.7402 | 327.3631 | 36781.9531 | 558.2345 | 30320.5789 | 82.129 | 119.007 | 0 | 5389.434 | 31.6276 | 0 | 23643.5576 | 81.65% | 18.35% | 1135.2411 | 164.3634 | 95.5193 | 3.6493 | 25.9165 | 99.92 | 101.5135 | 28.7094 | 1533.1285 | 5376.6157 | 36913.401 | 43823.1452 | 168357.4328 | 213016.6541 | 5.61% | 225676.2517
OFFICE BUILDINGS #2105 | TERTIARY | OFFICE BUILDINGS | 18509.5828 | 2014 | 12775.4567 | 0 | 0 | 0 | 0 | 4261.701 | 47153.5142 | 46638.7022 | 2 | 129696.4495 | 84918.51 | 14 | 157937.2241 | 73866.8438 | 2 | 0 | 0 | 0 | 35351.2365 | 1843.082 | 267207.1177 | 2697.0864 | 139909.8814 | 405.7484 | 490.4454 | 0 | 35131.3969 | 190.6545 | 0 | 159312.3686 | 86.35% | 13.65% | 4233.4813 | 764.9071 | 509.4394 | 23.6394 | 133.6175 | 665.2352 | 507.5998 | 124.6642 | 5878.9228 | 41675.7735 | 183456.9879 | 231011.6842 | 1095668.301 | 1333882.5621 | 2.153% | 1363229.6889
OFFICE BUILDINGS #2106 | TERTIARY | OFFICE BUILDINGS | 5879.1223 | 2018 | 6060.9673 | 0 | 0 | 0 | 0 | 2097.1654 | 15721.1831 | 13046.694 | 1 | 30372.3414 | 24006.0031 | 6 | 50016.525 | 22868.1764 | 1 | 0 | 0 | 0 | 12880.3603 | 547.7855 | 98819.2827 | 855.5638 | 63993.2439 | 129.5122 | 222.0899 | 0 | 10268.7146 | 58.6376 | 0 | 45782.278 | 88.46% | 11.54% | 1815.4452 | 196.5374 | 133.5537 | 6.473 | 42.4343 | 208.0721 | 166.2631 | 42.7319 | 3072.9861 | 15920.0429 | 68491.4522 | 87484.4811 | 374483.0663 | 463612.9961 | 2.288% | 474469.9778
OFFICE BUILDINGS #2107 | TERTIARY | OFFICE BUILDINGS | 10091.7449 | 2017 | 8775.3315 | 0 | 0 | 0 | 0 | 2642.0744 | 30184.4452 | 20144.5826 | 1 | 52276.9273 | 54213.0987 | 9 | 73518.7986 | 51598.3929 | 1 | 0 | 0 | 0 | 21105.2138 | 905.3205 | 164478.8642 | 1222.6814 | 109527.7305 | 281.3189 | 343.3559 | 0 | 22083.8932 | 98.063 | 0 | 95935.6494 | 95.59% | 4.408% | 2220.9612 | 361.4137 | 268.3882 | 11.284 | 62.9279 | 244.7802 | 382.6351 | 75.5275 | 4395.7172 | 24698.4138 | 139963.1549 | 169057.2859 | 644371.7238 | 817493.3064 | 1.198% | 827408.5564
OFFICE BUILDINGS #2108 | TERTIARY | OFFICE BUILDINGS | 3632.1445 | 2023 | 3522.7342 | 0 | 0 | 0 | 0 | 1417.487 | 13278.658 | 8088.1504 | 1 | 24968.5162 | 20610.5178 | 3 | 40797.4039 | 18267.7818 | 1 | 0 | 0 | 0 | 5930.054 | 270.4988 | 71404.5494 | 495.9075 | 38743.1715 | 96.408 | 106.6167 | 0 | 7422.4742 | 32.5277 | 0 | 35409.7831 | 96.15% | 3.85% | 823.7745 | 148.0807 | 74.9175 | 4.0595 | 24.1836 | 134.4976 | 100.534 | 20.6028 | 1983.1534 | 11191.3394 | 34092.328 | 47266.8208 | 270132.2011 | 318598.4605 | 3.948% | 331695.4534
OFFICE BUILDINGS #2109 | TERTIARY | OFFICE BUILDINGS | 3538.2936 | 2020 | 3840.4193 | 0 | 0 | 0 | 0 | 1040.0259 | 9652.9024 | 11153.5124 | 1 | 24236.3948 | 18562.9584 | 3 | 24655.0412 | 16900.8619 | 0 | 0 | 0 | 0 | 7832.6423 | 280.5835 | 57023.0631 | 524.9617 | 42733.0117 | 107.188 | 136.3339 | 0 | 6457.9764 | 39.4095 | 0 | 32075.9657 | 86.66% | 13.34% | 846.0018 | 114.5232 | 80.2342 | 3.9047 | 23.3109 | 132.6901 | 88.6644 | 22.1524 | 1553.5119 | 9121.6114 | 34056.6866 | 44731.8099 | 232757.621 | 278940.7895 | 4.825% | 293080.682
OFFICE BUILDINGS #2110 | TERTIARY | OFFICE BUILDINGS | 27684.3509 | 2022 | 23809.6676 | 0 | 0 | 0 | 0 | 8519.1481 | 100757.2687 | 88866.4442 | 4 | 174944.4129 | 135676.49 | 21 | 238058.7897 | 114180.9073 | 4 | 0 | 0 | 0 | 51563.8774 | 2877.151 | 351774.2262 | 2876.5827 | 332273.4229 | 605.4284 | 1089.5967 | 0 | 43596.2217 | 210.3458 | 0 | 225437.7296 | 84.66% | 15.34% | 7443.2439 | 1111.3773 | 574.3372 | 24.5586 | 197.4134 | 822.9978 | 735.1963 | 191.2776 | 11237.0647 | 84877.2921 | 358728.3919 | 454842.7487 | 1741985.4382 | 2209012.8158 | 1.215% | 2236182.4058
OFFICE BUILDINGS #2111 | TERTIARY | OFFICE BUILDINGS | 13759.249 | 2015 | 11205.7265 | 0 | 0 | 0 | 0 | 3376.7312 | 31414.5938 | 37752.4339 | 2 | 77316.3304 | 63789.8177 | 8 | 105073.7633 | 57065.9448 | 2 | 0 | 0 | 0 | 23512.9437 | 1498.1134 | 158824.2804 | 2225.1069 | 101722.7184 | 306.7564 | 435.5094 | 0 | 19412.5848 | 96.1808 | 0 | 91754.8186 | 85.58% | 14.42% | 4637.1115 | 555.9775 | 452.511 | 12.5065 | 76.7152 | 532.8665 | 379.6794 | 79.4287 | 6427.5349 | 26634.8169 | 150199.4168 | 183261.7686 | 693524.0392 | 880608.0497 | 3.827% | 915650.9929
OFFICE BUILDINGS #2112 | TERTIARY | OFFICE BUILDINGS | 9366.5804 | 2013 | 5475.1244 | 0 | 0 | 0 | 0 | 2816.1443 | 29739.8333 | 21290.9417 | 1 | 46795.1757 | 42252.7393 | 9 | 64853.4943 | 39401.4225 | 1 | 0 | 0 | 0 | 18351.8817 | 867.8521 | 109050.5369 | 1180.2331 | 69147.5201 | 222.6388 | 299.7788 | 0 | 15176.4712 | 84.3001 | 0 | 79568.2883 | 78.51% | 21.49% | 3179.6754 | 323.3915 | 276.5748 | 8.7968 | 65.7815 | 353.3248 | 315.276 | 60.7393 | 4727.3464 | 21782.5435 | 92755.4842 | 119265.3741 | 493570.6523 | 615418.9543 | 7.003% | 661762.4668
OFFICE BUILDINGS #2113 | TERTIARY | OFFICE BUILDINGS | 32686.2046 | 2019 | 21393.979 | 0 | 0 | 0 | 0 | 9744.5942 | 82703.3012 | 85456.6778 | 5 | 208359.2513 | 141369.6697 | 22 | 336433.5698 | 153738.3182 | 4 | 0 | 0 | 0 | 74517.8166 | 3345.442 | 610955.0801 | 4757.2931 | 317616.5617 | 957.8092 | 1162.8929 | 0 | 63718.526 | 312.57 | 0 | 288658.3817 | 93.92% | 6.08% | 9760.7091 | 1274.8657 | 1047.9377 | 39.5946 | 227.6355 | 1197.1785 | 993.9593 | 245.8758 | 13388.874 | 57744.5778 | 383167.013 | 454300.4648 | 2201563.9404 | 2667357.4541 | 5.203% | 2813769.1678
OFFICE BUILDINGS #2114 | TERTIARY | OFFICE BUILDINGS | 17601.6003 | 2023 | 15434.5613 | 0 | 0 | 0 | 0 | 4754.7261 | 58359.9976 | 47619.5202 | 3 | 96411.8875 | 94370.3908 | 17 | 157866.1857 | 103208.7833 | 2 | 0 | 0 | 0 | 37338.1652 | 1678.0486 | 314028.2116 | 2961.7368 | 236419.1003 | 407.4918 | 531.3461 | 0 | 32826.5689 | 147.686 | 0 | 169410.5958 | 83.18% | 16.82% | 5804.8616 | 560.1061 | 487.4358 | 19.2245 | 125.7535 | 511.4414 | 423.3715 | 160.69 | 9401.612 | 49529.3563 | 241462.4317 | 300393.4 | 1249544.1948 | 1558198.7168 | 2.352% | 1595731.5807
OFFICE BUILDINGS #2115 | TERTIARY | OFFICE BUILDINGS | 10817.9347 | 2016 | 7065.8946 | 0 | 0 | 0 | 0 | 3751.2444 | 23057.3757 | 21109.7092 | 1 | 57463.608 | 54888.3961 | 9 | 100060.9825 | 47719.2149 | 2 | 0 | 0 | 0 | 17848.8273 | 1038.3756 | 152243.6788 | 1124.4834 | 80412.4524 | 327.9538 | 285.3266 | 0 | 16367.8055 | 115.5463 | 0 | 101707.5897 | 94.2% | 5.797% | 3065.454 | 337.6739 | 270.6357 | 9.9694 | 63.1663 | 327.6843 | 336.8594 | 81.6806 | 3739.3675 | 23561.345 | 140383.195 | 167683.9075 | 620350.2117 | 791563.6732 | 2.527% | 812083.4725
OFFICE BUILDINGS #2116 | TERTIARY | OFFICE BUILDINGS | 25435.2624 | 2020 | 23872.17 | 0 | 0 | 0 | 0 | 8594.6855 | 76602.9202 | 51826.2162 | 4 | 158341.8896 | 138304.8945 | 23 | 246333.4034 | 97025.3394 | 4 | 0 | 0 | 0 | 45084.0459 | 1787.601 | 381293.5763 | 3071.4884 | 281082.9993 | 775.8651 | 988.7293 | 0 | 53829.0476 | 282.6447 | 0 | 206688.0903 | 94.38% | 5.618% | 8433.011 | 825.8801 | 549.4245 | 32.2019 | 172.0264 | 614.0761 | 687.1676 | 162.8266 | 11748.9116 | 54359.6627 | 301819.4886 | 367928.0629 | 1636717.0391 | 2015591.8321 | 7.771% | 2185420.3978
OFFICE BUILDINGS #2117 | TERTIARY | OFFICE BUILDINGS | 22748.8121 | 2010 | 19588.1638 | 0 | 0 | 0 | 0 | 4943.4033 | 60597.6841 | 57321.0829 | 4 | 96756.7881 | 122566.8135 | 16 | 187101.3301 | 100884.7514 | 3 | 0 | 0 | 0 | 36993.3508 | 2531.8075 | 242063.6981 | 2678.6593 | 176956.2983 | 696.2657 | 710.4971 | 0 | 39812.4791 | 222.0311 | 0 | 191646.0618 | 81.95% | 18.05% | 7627.8998 | 701.3436 | 728.5626 | 25.3147 | 134.0123 | 805.3628 | 551.8062 | 171.1727 | 9585.7277 | 37162.5268 | 198758.6112 | 245506.8657 | 1166250.9429 | 1419265.4806 | 0.5494% | 1427106.1247
OFFICE BUILDINGS #2118 | TERTIARY | OFFICE BUILDINGS | 15537.0556 | 2015 | 10025.0617 | 0 | 0 | 0 | 0 | 4078.4396 | 35772.1432 | 42726.3325 | 3 | 101776.7294 | 61230.4581 | 14 | 100417.7283 | 79744.7853 | 2 | 0 | 0 | 0 | 20458.4486 | 1652.1148 | 182104.0602 | 2524.4429 | 163709.4277 | 317.0911 | 507.9438 | 0 | 33059.0182 | 149.5033 | 0 | 103938.2892 | 95.3% | 4.697% | 3497.3464 | 482.046 | 498.6406 | 19.6299 | 111.882 | 495.0628 | 452.6665 | 138.3718 | 7709.4024 | 40712.729 | 194772.0017 | 243194.133 | 848353.4931 | 1095741.8563 | 7.522% | 1184865.1706
OFFICE BUILDINGS #2119 | TERTIARY | OFFICE BUILDINGS | 5479.8093 | 2017 | 4217.5433 | 0 | 0 | 0 | 0 | 1808.4095 | 13891.1839 | 11907.8217 | 1 | 36982.575 | 23826.7943 | 4 | 40364.5382 | 22061.5267 | 1 | 0 | 0 | 0 | 10864.0098 | 546.8454 | 61402.3574 | 791.5318 | 63211.9106 | 141.4511 | 198.8969 | 0 | 12402.5612 | 59.1678 | 0 | 44532.3961 | 87.15% | 12.85% | 1753.6288 | 183.3276 | 127.0528 | 6.7891 | 40.2131 | 188.7538 | 136.2075 | 32.1752 | 2464.7458 | 11117.8253 | 68601.5548 | 82184.1259 | 320368.5156 | 404405.4572 | 3.048% | 417119.0313
OFFICE BUILDINGS #2120 | TERTIARY | OFFICE BUILDINGS | 27592.1984 | 2013 | 21093.67 | 0 | 0 | 0 | 0 | 9183.8115 | 69833.4653 | 76711.8962 | 3 | 169127.0708 | 131751.7613 | 27 | 169068.7711 | 134229.1572 | 4 | 0 | 0 | 0 | 55049.3127 | 2703.606 | 301586.2354 | 4064.5495 | 196720.4479 | 700.7795 | 688.2736 | 0 | 45324.3986 | 239.2509 | 0 | 279743.0386 | 89.1% | 10.9% | 6734.766 | 943.4991 | 709.5571 | 26.717 | 187.6444 | 757.3216 | 1010.4055 | 223.5463 | 11082.7226 | 47865.492 | 243112.892 | 302061.1066 | 1451979.4104 | 1761199.6143 | 5.785% | 1869339.8571
OFFICE BUILDINGS #2121 | TERTIARY | OFFICE BUILDINGS | 10074.3052 | 2014 | 9260.0519 | 0 | 0 | 0 | 0 | 2776.9888 | 20316.4571 | 18411.7918 | 2 | 49717.9171 | 58211.9764 | 7 | 83662.1217 | 44072.7239 | 1 | 0 | 0 | 0 | 18738.1289 | 698.1437 | 168777.5248 | 1335.7706 | 85106.9152 | 241.0324 | 372.7674 | 0 | 15045.9824 | 72.5045 | 0 | 75302.7889 | 93.26% | 6.742% | 3074.641 | 493.2424 | 333.7038 | 11.8398 | 79.2806 | 296.1935 | 382.3977 | 93.9302 | 3388.4614 | 16840.1283 | 133049.1003 | 153277.69 | 579037.9478 | 734846.8836 | 5.615% | 778567.1856
OFFICE BUILDINGS #2122 | TERTIARY | OFFICE BUILDINGS | 3985.873 | 2017 | 3686.1318 | 0 | 0 | 0 | 0 | 1126.7217 | 8693.7156 | 8999.5409 | 0 | 26831.4681 | 17456.3367 | 4 | 37844.8247 | 18737.3554 | 1 | 0 | 0 | 0 | 7017.9513 | 309.1757 | 54990.927 | 635.4869 | 39911.8385 | 104.7767 | 112.0343 | 0 | 6852.5653 | 31.2046 | 0 | 31273.6084 | 79.86% | 20.14% | 1274.0927 | 198.3865 | 90.1832 | 3.7301 | 30.2181 | 111.5345 | 119.6938 | 30.2104 | 1671.6493 | 6835.7479 | 34492.5503 | 42999.9475 | 239445.4281 | 283751.4908 | 4.277% | 296429.532
OFFICE BUILDINGS #2123 | TERTIARY | OFFICE BUILDINGS | 29706.4963 | 2024 | 33372.2633 | 0 | 0 | 0 | 0 | 7841.319 | 108855.9218 | 70864.963 | 4 | 253450.6558 | 159857.7086 | 22 | 310718.3779 | 145117.6773 | 4 | 0 | 0 | 0 | 48440.3529 | 2248.8352 | 488760.7872 | 4393.6834 | 257855.3787 | 581.8502 | 1057.7407 | 0 | 52771.0203 | 245.5007 | 0 | 363048.3328 | 92.17% | 7.826% | 9285.3823 | 1464.6626 | 668.2764 | 35.3749 | 234.0319 | 1051.8056 | 882.7957 | 166.8724 | 17362.7461 | 67585.7435 | 357525.0851 | 442473.5746 | 2121852.6013 | 2575075.2779 | 5.324% | 2719888.3631
OFFICE BUILDINGS #2124 | TERTIARY | OFFICE BUILDINGS | 14922.9152 | 2024 | 13697.5991 | 0 | 0 | 0 | 0 | 5385.5031 | 59765.998 | 48404.1807 | 2 | 86491.1504 | 92664.4068 | 10 | 116599.6926 | 75943.7685 | 2 | 0 | 0 | 0 | 38337.8961 | 1414.3314 | 255016.7527 | 2386.133 | 206972.7468 | 474.3457 | 530.4854 | 0 | 35835.8939 | 156.2531 | 0 | 141712.0837 | 85.17% | 14.83% | 4331.7438 | 537.9791 | 347.2969 | 12.5649 | 112.956 | 539.1783 | 351.325 | 95.2343 | 7390.7245 | 29406.8443 | 191814.8856 | 228612.4544 | 1051042.1929 | 1284034.3269 | 5.562% | 1359664.2777
OFFICE BUILDINGS #2125 | TERTIARY | OFFICE BUILDINGS | 11748.7304 | 2018 | 10743.9395 | 0 | 0 | 0 | 0 | 3745.3678 | 41444.6625 | 24884.8436 | 2 | 75037.5128 | 65829.3467 | 10 | 76346.1281 | 51027.4968 | 1 | 0 | 0 | 0 | 24320.4434 | 1061.7086 | 154257.5365 | 1806.2494 | 121527.9411 | 352.9932 | 312.6027 | 0 | 17362.3176 | 93.8726 | 0 | 131684.3208 | 93.13% | 6.869% | 3584.3583 | 567.4011 | 251.8996 | 13.5403 | 64.0329 | 349.9268 | 440.1248 | 108.7069 | 5727.8014 | 20900.8577 | 125451.36 | 152080.0191 | 720596.5393 | 875860.1476 | 2.301% | 896488.3165
OFFICE BUILDINGS #2126 | TERTIARY | OFFICE BUILDINGS | 25956.8813 | 2019 | 20532.5534 | 0 | 0 | 0 | 0 | 6890.9357 | 68192.9687 | 70048.7676 | 3 | 164678.2587 | 126064.2674 | 20 | 232217.0185 | 99140.754 | 3 | 0 | 0 | 0 | 49263.0685 | 2219.289 | 486064.1761 | 3586.4499 | 212098.3262 | 731.7474 | 694.2662 | 0 | 55381.1133 | 222.0083 | 0 | 297276.9322 | 90.44% | 9.558% | 5449.4729 | 876.6638 | 820.674 | 26.2916 | 161.0884 | 723.0924 | 989.0337 | 195.6327 | 13690.3411 | 64605.9457 | 357121.8729 | 435418.1597 | 1764605.2747 | 2209708.2486 | 2.624% | 2269243.2237
OFFICE BUILDINGS #2127 | TERTIARY | OFFICE BUILDINGS | 26073.7599 | 2020 | 18643.5134 | 0 | 0 | 0 | 0 | 6512.8321 | 88757.3536 | 60376.0323 | 3 | 149861.8117 | 142342.1179 | 17 | 267394.1728 | 136509.9981 | 4 | 0 | 0 | 0 | 48862.8552 | 2898.4546 | 328966.2676 | 3449.029 | 216628.7049 | 747.979 | 622.4397 | 0 | 61184.8093 | 230.122 | 0 | 257997.0333 | 88.91% | 11.09% | 6103.7349 | 1144.9858 | 614.5379 | 24.3441 | 172.697 | 742.847 | 661.2724 | 225.1204 | 10407.891 | 65614.6756 | 254134.0073 | 330156.5739 | 1604864.624 | 1942631.7766 | 1.612% | 1974459.5725
OFFICE BUILDINGS #2128 | TERTIARY | OFFICE BUILDINGS | 26523.416 | 2013 | 17636.3393 | 0 | 0 | 0 | 0 | 5832.8015 | 74228.3662 | 53448.7282 | 3 | 183172.7756 | 101519.3924 | 24 | 181426.3199 | 116900.33 | 4 | 0 | 0 | 0 | 47100.2536 | 1979.1135 | 331150.6664 | 3518.0276 | 241460.6935 | 520.1435 | 702.6149 | 0 | 51536.8243 | 287.6902 | 0 | 263019.4949 | 87.34% | 12.66% | 7261.2057 | 1044.768 | 866.0544 | 22.4715 | 173.7303 | 699.7071 | 996.087 | 157.7052 | 9402.0053 | 55177.895 | 265115.7586 | 329695.6589 | 1542934.3226 | 1880946.8056 | 2.182% | 1922899.8724
OFFICE BUILDINGS #2129 | TERTIARY | OFFICE BUILDINGS | 4597.5303 | 2014 | 3956.3474 | 0 | 0 | 0 | 0 | 1344.9637 | 12400.1843 | 7896.8017 | 1 | 23204.3455 | 19055.9038 | 3 | 31569.8427 | 15447.999 | 1 | 0 | 0 | 0 | 6589.555 | 494.1145 | 60627.0894 | 526.3273 | 34539.7826 | 128.6685 | 176.9037 | 0 | 7215.9922 | 34.8988 | 0 | 32253.2836 | 89.01% | 10.99% | 1578.8572 | 209.3203 | 123.5473 | 5.6242 | 31.9571 | 114.4704 | 140.024 | 38.3716 | 1488.4782 | 11565.5833 | 59615.123 | 72669.1845 | 239648.2135 | 313798.3439 | 4.597% | 328919.3823
OFFICE BUILDINGS #2130 | TERTIARY | OFFICE BUILDINGS | 30701.5689 | 2020 | 25025.0099 | 0 | 0 | 0 | 0 | 9122.2394 | 76531.548 | 68369.6787 | 4 | 200768.5054 | 171837.306 | 29 | 319022.3073 | 117944.3263 | 3 | 0 | 0 | 0 | 68839.6175 | 2712.3129 | 527437.3112 | 4209.5807 | 267999.3748 | 837.2501 | 1190.2481 | 0 | 58035.3974 | 227.007 | 0 | 241469.9477 | 78.91% | 21.09% | 10063.1854 | 1469.201 | 1021.8242 | 32.4513 | 237.0956 | 1194.6998 | 1001.8478 | 178.9968 | 17203.5961 | 83515.2664 | 294644.5682 | 395363.4307 | 1999491.8082 | 2404163.0304 | 0.9423% | 2427032.0787
OFFICE BUILDINGS #2131 | TERTIARY | OFFICE BUILDINGS | 31108.8841 | 2013 | 20701.8879 | 0 | 0 | 0 | 0 | 10484.1112 | 96471.1024 | 79587.7757 | 3 | 214761.4386 | 171696.4622 | 25 | 180576.1773 | 95943.7971 | 3 | 0 | 0 | 0 | 40421.2479 | 3283.266 | 334742.6055 | 3978.8961 | 342963.6019 | 887.0353 | 1134.9388 | 0 | 56957.0612 | 221.2987 | 0 | 205700.8769 | 90.38% | 9.624% | 7006.0155 | 1276.1509 | 986.5812 | 28.8006 | 176.9766 | 874.2149 | 875.8682 | 200.4314 | 10434.4572 | 61652.7603 | 346289.5354 | 418376.7528 | 1664203.709 | 2091669.0467 | 5.929% | 2223505.9218
OFFICE BUILDINGS #2132 | TERTIARY | OFFICE BUILDINGS | 28489.8717 | 2018 | 21790.1542 | 0 | 0 | 0 | 0 | 10462.0427 | 64183.8465 | 84922.8794 | 3 | 216301.2358 | 170125.5539 | 22 | 184831.4089 | 111795.7895 | 4 | 0 | 0 | 0 | 63172.597 | 1990.9165 | 331309.9221 | 3388.0709 | 305829.8181 | 645.7546 | 894.9329 | 0 | 66708.0674 | 257.2384 | 0 | 262555.411 | 87.59% | 12.41% | 8060.6291 | 981.6453 | 671.5228 | 26.4744 | 216.2191 | 895.8384 | 1021.8834 | 225.4587 | 14905.5013 | 55522.9625 | 271384.2976 | 341812.7614 | 1687501.3418 | 2038885.2709 | 2.686% | 2095163.4728
OFFICE BUILDINGS #2133 | TERTIARY | OFFICE BUILDINGS | 20966.2348 | 2015 | 20334.4625 | 0 | 0 | 0 | 0 | 4990.0455 | 52845.8225 | 52057.019 | 3 | 152077.6364 | 95590.9397 | 17 | 178718.7861 | 73254.4884 | 3 | 0 | 0 | 0 | 34909.6702 | 1496.3054 | 283019.9771 | 3086.764 | 225560.0775 | 667.5298 | 617.1536 | 0 | 40265.2772 | 179.5356 | 0 | 165178.0039 | 83.35% | 16.65% | 6856.8622 | 684.2763 | 542.7833 | 18.8277 | 151.8771 | 657.3878 | 583.7662 | 128.8655 | 10558.6778 | 54597.0664 | 279493.6951 | 344649.4393 | 1291450.8296 | 1642997.9367 | 4.275% | 1716379.9104
OFFICE BUILDINGS #2134 | TERTIARY | OFFICE BUILDINGS | 32504.8868 | 2014 | 31335.0515 | 0 | 0 | 0 | 0 | 6856.8464 | 86599.7431 | 79932.2025 | 5 | 181828.6625 | 177629.8045 | 30 | 185916.3382 | 153547.9511 | 5 | 0 | 0 | 0 | 64944.8143 | 3697.1205 | 406302.2675 | 5267.8316 | 290532.7559 | 698.1014 | 1279.6608 | 0 | 52027.298 | 354.8916 | 0 | 228659.391 | 87.03% | 12.97% | 9817.1379 | 1068.1031 | 1017.4598 | 33.8951 | 212.1866 | 1232.8999 | 834.7132 | 189.6953 | 10850.9266 | 63577.9326 | 432179.5057 | 506608.3649 | 1701462.3114 | 2219078.9453 | 6.013% | 2361048.8454
OFFICE BUILDINGS #2135 | TERTIARY | OFFICE BUILDINGS | 6153.6532 | 2009 | 3610.1696 | 0 | 0 | 0 | 0 | 1217.5186 | 11419.3446 | 13212.947 | 1 | 33498.7102 | 31820.2743 | 6 | 45373.2389 | 19423.6237 | 1 | 0 | 0 | 0 | 7207.2128 | 516.4498 | 61172.6205 | 937.5936 | 51864.579 | 130.5402 | 203.1596 | 0 | 7473.3648 | 68.5844 | 0 | 42023.6273 | 84.96% | 15.04% | 2121.4118 | 307.4286 | 155.6736 | 5.3903 | 32.7808 | 192.2143 | 216.8376 | 51.4435 | 2814.3142 | 13692.5688 | 83420.5993 | 99927.4823 | 297624.7259 | 399637.059 | 2.327% | 409156.1158
OFFICE BUILDINGS #2136 | TERTIARY | OFFICE BUILDINGS | 3578.1467 | 2017 | 3386.5094 | 0 | 0 | 0 | 0 | 896.0799 | 11529.4598 | 7709.5291 | 1 | 16546.1044 | 21872.8811 | 3 | 34327.8811 | 19245.8079 | 1 | 0 | 0 | 0 | 5621.5331 | 294.1653 | 52006.79 | 445.5585 | 37221.8103 | 90.2306 | 136.3219 | 0 | 5103.8664 | 38.7385 | 0 | 29573.6072 | 89.22% | 10.78% | 804.3997 | 129.3808 | 100.7263 | 3.5181 | 17.6625 | 113.6204 | 98.7756 | 22.0478 | 1804.459 | 6424.077 | 46896.494 | 55125.03 | 215717.6226 | 271845.8297 | 6.682% | 291311.2497
OFFICE BUILDINGS #2137 | TERTIARY | OFFICE BUILDINGS | 17573.9313 | 2018 | 18689.5202 | 0 | 0 | 0 | 0 | 6006.2009 | 50096.0953 | 37240.7803 | 2 | 129039.6814 | 114688.9526 | 15 | 167325.6121 | 87300.8066 | 2 | 0 | 0 | 0 | 38810.3426 | 1349.5092 | 227468.6509 | 2344.6537 | 163686.3773 | 339.9712 | 682.0006 | 0 | 37766.6929 | 142.9812 | 0 | 154710.1144 | 89.56% | 10.44% | 5228.1804 | 854.3507 | 476.5397 | 21.0613 | 110.5368 | 424.7276 | 646.838 | 130.6785 | 9421.9491 | 39995.7258 | 240921.089 | 290338.7639 | 1100775.246 | 1396454.4243 | 4.6% | 1463791.2641
OFFICE BUILDINGS #2138 | TERTIARY | OFFICE BUILDINGS | 4658.501 | 2013 | 3246.3349 | 0 | 0 | 0 | 0 | 1237.2239 | 12348.0748 | 10480.445 | 1 | 29387.3904 | 23418.0788 | 4 | 31661.3375 | 16853.2889 | 1 | 0 | 0 | 0 | 7663.0503 | 425.8552 | 73054.3301 | 793.1509 | 42991.8567 | 135.723 | 122.048 | 0 | 7852.9346 | 33.051 | 0 | 47573.3927 | 91.42% | 8.585% | 1483.5524 | 204.3817 | 107.0833 | 4.9543 | 33.1634 | 124.3996 | 167.0189 | 27.8658 | 2248.14 | 7665.355 | 54814.9484 | 64728.4434 | 282073.6895 | 348514.3211 | 6.141% | 371318.0167
OFFICE BUILDINGS #2139 | TERTIARY | OFFICE BUILDINGS | 4904.0475 | 2023 | 3783.9844 | 0 | 0 | 0 | 0 | 1988.4285 | 15217.9591 | 14577.9418 | 1 | 34836.54 | 33860.2445 | 4 | 41801.383 | 19031.2345 | 1 | 0 | 0 | 0 | 11640.5359 | 540.1438 | 85132.8187 | 566.8653 | 43845.0049 | 123.869 | 191.588 | 0 | 8043.3328 | 45.4208 | 0 | 50494.7463 | 95.47% | 4.528% | 1448.6041 | 201.3732 | 140.2593 | 5.7746 | 36.2696 | 123.4948 | 154.2693 | 34.2011 | 2560.3918 | 10067.341 | 56735.5605 | 69363.2933 | 327047.393 | 398471.9276 | 3.708% | 413818.0967
OFFICE BUILDINGS #2140 | TERTIARY | OFFICE BUILDINGS | 18557.0578 | 2024 | 15686.1409 | 0 | 0 | 0 | 0 | 5219.4056 | 56762.007 | 40526.1209 | 3 | 113704.6589 | 115401.9283 | 17 | 188617.715 | 89218.5103 | 3 | 0 | 0 | 0 | 45517.8942 | 2023.0098 | 345170.4694 | 2862.4422 | 225453.2533 | 589.4869 | 653.7896 | 0 | 36201.3833 | 197.7419 | 0 | 199886.8506 | 86.89% | 13.11% | 4762.4024 | 573.9528 | 496.9825 | 17.1907 | 148.1237 | 496.2301 | 722.6441 | 123.3578 | 7702.7426 | 48030.8721 | 170589.4556 | 226323.0703 | 1361318.188 | 1596181.3779 | 0.9242% | 1611071.0593
OFFICE BUILDINGS #2141 | TERTIARY | OFFICE BUILDINGS | 6381.9224 | 2019 | 4377.2905 | 0 | 0 | 0 | 0 | 1515.7571 | 16548.0598 | 15042.5445 | 1 | 36321.8572 | 32675.0366 | 4 | 58610.9303 | 30487.8588 | 1 | 0 | 0 | 0 | 10482.7929 | 662.4785 | 80778.8669 | 892.0709 | 51482.7132 | 194.2792 | 231.1619 | 0 | 14650.3675 | 61.762 | 0 | 63933.467 | 92.11% | 7.889% | 2166.183 | 281.177 | 185.5274 | 8.0084 | 42.6706 | 178.7073 | 154.7774 | 36.977 | 3072.0974 | 17577.971 | 61589.5524 | 82239.6208 | 379351.746 | 463526.5733 | 2.573% | 475769.4673
OFFICE BUILDINGS #2142 | TERTIARY | OFFICE BUILDINGS | 15164.3861 | 2018 | 13243.1844 | 0 | 0 | 0 | 0 | 4891.5926 | 48500.9474 | 34906.8867 | 2 | 111358.0127 | 72207.5798 | 14 | 117409.6107 | 71202.8887 | 2 | 0 | 0 | 0 | 30969.633 | 1362.9821 | 207299.2858 | 2339.4044 | 144828.9051 | 345.6902 | 573.0326 | 0 | 23804.9022 | 154.4597 | 0 | 167740.4577 | 94.16% | 5.839% | 4584.6874 | 611.0389 | 335.188 | 19.922 | 88.9343 | 575.6105 | 582.6291 | 110.2463 | 5908.9708 | 32899.0829 | 140509.107 | 179317.1607 | 959154.6123 | 1143097.7708 | 5.823% | 1213771.5586
OFFICE BUILDINGS #2143 | TERTIARY | OFFICE BUILDINGS | 17104.1285 | 2019 | 17940.8834 | 0 | 0 | 0 | 0 | 4313.0607 | 42790.3064 | 49556.8715 | 3 | 86371.7261 | 114516.1777 | 12 | 132437.5 | 78895.3112 | 2 | 0 | 0 | 0 | 37031.4532 | 1560.1368 | 277098.2631 | 2676.6618 | 177150.6421 | 340.968 | 509.6744 | 0 | 36397.1714 | 175.4156 | 0 | 175466.5566 | 92.33% | 7.673% | 3584.149 | 554.9453 | 498.1894 | 17.8151 | 120.5836 | 434.7547 | 435.778 | 142.6896 | 8585.6288 | 42770.7292 | 170546.4621 | 221902.8202 | 1095785.2204 | 1322939.0913 | 2.657% | 1359055.5693
OFFICE BUILDINGS #2144 | TERTIARY | OFFICE BUILDINGS | 32149.0274 | 2013 | 28432.7429 | 0 | 0 | 0 | 0 | 6951.8467 | 83415.444 | 82040.5943 | 5 | 208115.9355 | 177586.1118 | 31 | 259476.7874 | 129893.5092 | 4 | 0 | 0 | 0 | 60023.3224 | 3619.3408 | 328611.6332 | 4538.6932 | 291510.3963 | 721.9395 | 834.1971 | 0 | 65612.2056 | 334.3658 | 0 | 318919.9068 | 86.67% | 13.33% | 8948.9076 | 1131.1913 | 782.2519 | 29.7535 | 188.1366 | 1239.8466 | 793.7672 | 278.1964 | 16256.9138 | 74694.6053 | 376839.8002 | 467791.3194 | 1837105.8679 | 2312500.0833 | 5.18% | 2438823.5006
OFFICE BUILDINGS #2145 | TERTIARY | OFFICE BUILDINGS | 12709.7929 | 2009 | 9158.297 | 0 | 0 | 0 | 0 | 2779.2528 | 24521.402 | 29250.7634 | 2 | 53030.6417 | 51446.6315 | 12 | 101165.012 | 56452.0462 | 2 | 0 | 0 | 0 | 21696.3022 | 1198.9455 | 185486.0853 | 1471.0365 | 129526.7455 | 313.3803 | 449.3631 | 0 | 19063.467 | 108.3467 | 0 | 99743.8712 | 81.29% | 18.71% | 2869.4674 | 534.8382 | 258.5591 | 11.1019 | 66.3296 | 432.9114 | 398.9838 | 102.3663 | 3722.7658 | 18523.0131 | 152570.5483 | 174816.3272 | 705026.9041 | 882880.5699 | 2.37% | 904313.9486
OFFICE BUILDINGS #2146 | TERTIARY | OFFICE BUILDINGS | 30510.5529 | 2009 | 17503.1291 | 0 | 0 | 0 | 0 | 8981.218 | 60524.3888 | 46677.0142 | 5 | 132503.8297 | 161773.5569 | 27 | 201267.2016 | 100277.1602 | 5 | 0 | 0 | 0 | 42348.9851 | 2733.8719 | 462595.8904 | 3740.8359 | 271731.3145 | 760.1943 | 828.6071 | 0 | 37764.2151 | 249.5806 | 0 | 221873.5778 | 85.89% | 14.11% | 7768.3878 | 1117.662 | 742.4652 | 28.2891 | 158.1975 | 1093.2341 | 898.5606 | 238.5334 | 10266.0584 | 45985.3641 | 302793.8292 | 359045.2517 | 1597770.9103 | 1965157.5706 | 0.5926% | 1976873.217
OFFICE BUILDINGS #2147 | TERTIARY | OFFICE BUILDINGS | 16975.84 | 2013 | 12422.4378 | 0 | 0 | 0 | 0 | 4867.9364 | 34612.2452 | 30414.4793 | 2 | 108155.5706 | 67248.3429 | 13 | 105749.2636 | 85557.0492 | 3 | 0 | 0 | 0 | 22207.719 | 1182.1724 | 229042.3454 | 2174.1171 | 118361.0467 | 515.1568 | 417.937 | 0 | 24957.8983 | 161.9702 | 0 | 136402.5154 | 78.8% | 21.2% | 4984.0596 | 626.9669 | 434.7189 | 20.4266 | 92.0757 | 619.4722 | 556.6306 | 123.9952 | 7269.3092 | 29153.8547 | 220756.2687 | 257179.4325 | 881387.662 | 1144781.7734 | 2.197% | 1170498.4663
OFFICE BUILDINGS #2148 | TERTIARY | OFFICE BUILDINGS | 26721.904 | 2010 | 17789.3822 | 0 | 0 | 0 | 0 | 5488.406 | 48857.8826 | 55377.8981 | 3 | 135023.0875 | 141112.9237 | 25 | 144996.1937 | 112543.656 | 4 | 0 | 0 | 0 | 31861.164 | 2854.9271 | 314751.1369 | 2817.5498 | 269519.325 | 566.5343 | 908.1971 | 0 | 46206.5132 | 267.2802 | 0 | 200032.9727 | 86.05% | 13.95% | 7425.8963 | 813.8417 | 735.2946 | 22.9136 | 151.5182 | 807.085 | 874.6832 | 247.5582 | 8076.8085 | 61070.6426 | 341475.0824 | 410622.5335 | 1354797.7132 | 1772030.2684 | 4.308% | 1851796.4486
OFFICE BUILDINGS #2149 | TERTIARY | OFFICE BUILDINGS | 3633.9866 | 2008 | 2710.6674 | 0 | 0 | 0 | 0 | 861.8191 | 6320.7503 | 7587.6017 | 0 | 20643.5077 | 17238.8844 | 2 | 24625.7787 | 16004.0039 | 1 | 0 | 0 | 0 | 6074.0709 | 376.0741 | 51739.4832 | 502.0325 | 32447.7411 | 83.3697 | 103.6338 | 0 | 5104.6452 | 30.7495 | 0 | 29963.0832 | 84.92% | 15.08% | 1092.5572 | 117.0329 | 73.1057 | 3.2503 | 21.7305 | 106.2792 | 92.5343 | 22.6776 | 1211.1857 | 8143.261 | 51313.4118 | 60667.8584 | 200307.0745 | 261897.5819 | 3.597% | 271668.3361
OFFICE BUILDINGS #2150 | TERTIARY | OFFICE BUILDINGS | 13010.1252 | 2009 | 7250.7882 | 0 | 0 | 0 | 0 | 3058.4666 | 30688.3747 | 27380.7653 | 2 | 63145.587 | 52676.2101 | 12 | 96019.3583 | 46588.2849 | 2 | 0 | 0 | 0 | 22434.4261 | 1313.8902 | 163197.5504 | 1621.2763 | 82351.4622 | 266.7014 | 500.4243 | 0 | 21105.5482 | 110.2437 | 0 | 122017.2985 | 93.16% | 6.839% | 2954.2384 | 504.9467 | 387.5587 | 15.9428 | 68.3219 | 451.1599 | 410.6934 | 92.066 | 4387.2971 | 29085.1994 | 161582.5974 | 195055.094 | 680685.4197 | 879270.9851 | 6.706% | 942476.6899
OFFICE BUILDINGS #2151 | TERTIARY | OFFICE BUILDINGS | 5649.4596 | 2018 | 5022.2872 | 0 | 0 | 0 | 0 | 1349.9299 | 17655.5166 | 14201.9291 | 1 | 38158.586 | 35399.2197 | 5 | 48330.6537 | 28632.805 | 1 | 0 | 0 | 0 | 12288.0541 | 410.3476 | 81406.5381 | 775.53 | 45660.7727 | 118.8132 | 139.2212 | 0 | 12034.9229 | 56.7938 | 0 | 40512.5672 | 94.52% | 5.484% | 1696.8824 | 183.6793 | 126.5288 | 6.2509 | 41.0779 | 213.0979 | 200.5731 | 51.4755 | 2584.1833 | 9975.0219 | 78844.0042 | 91403.2094 | 332871.2497 | 426315.6632 | 5.301% | 450178.4623
OFFICE BUILDINGS #2152 | TERTIARY | OFFICE BUILDINGS | 23938.4631 | 2023 | 27284.6441 | 0 | 0 | 0 | 0 | 6312.4339 | 74967.2944 | 52792.7122 | 3 | 145482.2843 | 118214.7791 | 22 | 197979.8602 | 122176.4706 | 3 | 0 | 0 | 0 | 40435.7533 | 2061.9282 | 294184.6071 | 2909.3512 | 289406.9224 | 665.1366 | 816.9649 | 0 | 51957.7305 | 266.2691 | 0 | 203628.6727 | 84.73% | 15.27% | 7263.4796 | 1103.1143 | 766.3392 | 26.5182 | 157.8138 | 747.3777 | 734.9139 | 141.5164 | 9743.8227 | 63860.3016 | 224345.9656 | 297950.0899 | 1484741.9459 | 1791487.657 | 3.678% | 1859886.3018
OFFICE BUILDINGS #2153 | TERTIARY | OFFICE BUILDINGS | 23654.7231 | 2017 | 22928.6571 | 0 | 0 | 0 | 0 | 7233.1007 | 69924.5169 | 65438.2042 | 3 | 164228.3248 | 95974.4761 | 16 | 153302.8488 | 79665.1903 | 3 | 0 | 0 | 0 | 49617.826 | 2015.29 | 394993.6497 | 2941.8768 | 288078.6739 | 681.4672 | 899.1467 | 0 | 52526.2106 | 235.6735 | 0 | 227691.2503 | 85.57% | 14.43% | 5914.194 | 1032.1299 | 545.1988 | 21.0767 | 115.6228 | 623.9469 | 796.2041 | 142.6752 | 8499.5072 | 60868.8675 | 233756.4266 | 303124.8013 | 1581278.6728 | 1890489.7291 | 3.361% | 1956245.193
OFFICE BUILDINGS #2154 | TERTIARY | OFFICE BUILDINGS | 15665.7383 | 2019 | 16903.9795 | 0 | 0 | 0 | 0 | 3978.071 | 56828.8084 | 31715.7462 | 2 | 103686.4372 | 88023.2 | 14 | 101979.436 | 84380.8192 | 2 | 0 | 0 | 0 | 33507.8111 | 1569.0801 | 232969.2481 | 2641.6679 | 186536.3569 | 332.7912 | 435.2125 | 0 | 37289.8371 | 128.629 | 0 | 131470.9979 | 94.53% | 5.467% | 4419.549 | 705.8871 | 359.2669 | 14.8487 | 86.9577 | 413.3331 | 467.8521 | 119.7782 | 8945.9673 | 29139.7639 | 197943.8433 | 236029.5745 | 996246.6421 | 1237845.8279 | 5.102% | 1304392.609
OFFICE BUILDINGS #2155 | TERTIARY | OFFICE BUILDINGS | 26623.954 | 2014 | 15998.2593 | 0 | 0 | 0 | 0 | 8045.4285 | 77497.9151 | 62317.851 | 3 | 116066.2229 | 142305.3203 | 16 | 155405.3549 | 104044.6683 | 3 | 0 | 0 | 0 | 36709.3055 | 2512.8354 | 405960.29 | 2957.9643 | 218173.7692 | 602.7039 | 1036.4986 | 0 | 48297.1756 | 280.3546 | 0 | 244987.4642 | 94.1% | 5.897% | 6476.2682 | 933.8577 | 771.2911 | 32.389 | 154.9286 | 795.0566 | 968.9497 | 175.7671 | 12000.2584 | 54994.1198 | 264302.8988 | 331297.2771 | 1474767.2269 | 1816469.1568 | 1.548% | 1845029.4767
OFFICE BUILDINGS #2156 | TERTIARY | OFFICE BUILDINGS | 7637.0891 | 2012 | 4795.5752 | 0 | 0 | 0 | 0 | 2429.3765 | 19339.864 | 16446.4527 | 1 | 44785.476 | 33343.506 | 6 | 45755.2705 | 31559.2801 | 1 | 0 | 0 | 0 | 12651.2431 | 559.8253 | 110471.0525 | 857.8857 | 69846.1516 | 230.9694 | 253.1772 | 0 | 10740.1876 | 62.5554 | 0 | 73557.8467 | 77.5% | 22.5% | 2234.5378 | 358.2682 | 183.7736 | 8.2221 | 43.3712 | 216.8571 | 268.9318 | 58.5513 | 3720.1776 | 17229.1149 | 68476.7752 | 89426.0677 | 438830.454 | 530868.9513 | 7.715% | 575248.4451
OFFICE BUILDINGS #2157 | TERTIARY | OFFICE BUILDINGS | 9790.6817 | 2011 | 6312.973 | 0 | 0 | 0 | 0 | 2956.5944 | 25707.3037 | 24157.5427 | 1 | 51340.3211 | 43370.9922 | 10 | 85976.7702 | 39413.3186 | 1 | 0 | 0 | 0 | 18009.4702 | 768.0958 | 155382.9329 | 1480.2088 | 83308.4278 | 306.9293 | 307.7331 | 0 | 15978.1527 | 103.0152 | 0 | 91180.3319 | 80.19% | 19.81% | 2578.7883 | 365.9765 | 310.3077 | 8.1651 | 73.3736 | 365.4399 | 360.8855 | 61.2778 | 3827.9572 | 21132.8802 | 124528.5972 | 149489.4346 | 592228.835 | 744631.616 | 2.807% | 766140.5396
OFFICE BUILDINGS #2158 | TERTIARY | OFFICE BUILDINGS | 31016.1456 | 2024 | 24942.5722 | 0 | 0 | 0 | 0 | 8504.2198 | 91199.0641 | 69114.9787 | 4 | 169330.4839 | 161294.5102 | 29 | 272574.461 | 149401.1231 | 5 | 0 | 0 | 0 | 77071.9324 | 3506.7075 | 573773.851 | 4392.286 | 366697.9746 | 842.4734 | 1066.5461 | 0 | 76284.546 | 250.205 | 0 | 274024.8508 | 87.85% | 12.15% | 7181.3824 | 988.5902 | 1031.8932 | 36.2192 | 176.12 | 974.2684 | 873.7732 | 204.014 | 12894.479 | 77062.2915 | 374118.759 | 464075.5296 | 2141136.5444 | 2620029.009 | 1.29% | 2654278.1791
OFFICE BUILDINGS #2159 | TERTIARY | OFFICE BUILDINGS | 26668.572 | 2021 | 20858.4149 | 0 | 0 | 0 | 0 | 9129.5081 | 66146.5691 | 84182.633 | 4 | 182304.1657 | 125619.4615 | 26 | 241136.1308 | 132941.2589 | 4 | 0 | 0 | 0 | 43031.6451 | 2854.1614 | 316223.2337 | 3057.8924 | 300145.8326 | 699.0671 | 1029.7234 | 0 | 43338.9485 | 297.0467 | 0 | 282558.1498 | 84% | 16% | 6331.2129 | 818.8457 | 798.4842 | 33.6531 | 133.7136 | 627.9843 | 693.98 | 226.0544 | 13459.0797 | 76006.1652 | 318467.9471 | 407933.1921 | 1683399.9456 | 2100233.338 | 4.852% | 2207338.3866
OFFICE BUILDINGS #2160 | TERTIARY | OFFICE BUILDINGS | 7954.0099 | 2021 | 6971.696 | 0 | 0 | 0 | 0 | 2919.1585 | 29755.7256 | 24643.1652 | 1 | 61817.6855 | 41302.0829 | 7 | 77834.3831 | 37702.6441 | 1 | 0 | 0 | 0 | 12990.8255 | 675.2984 | 144725.1102 | 877.5346 | 103502.9626 | 196.0595 | 289.1651 | 0 | 12183.3889 | 71.4077 | 0 | 65032.7306 | 95.14% | 4.864% | 2604.9176 | 371.1562 | 201.9061 | 10.4213 | 39.4509 | 248.4367 | 259.8839 | 55.7281 | 4799.3654 | 14756.2991 | 112738.5437 | 132294.2082 | 567476.4662 | 702935.1206 | 4.688% | 737507.0555
OFFICE BUILDINGS #2161 | TERTIARY | OFFICE BUILDINGS | 14862.2544 | 2009 | 8492.1385 | 0 | 0 | 0 | 0 | 3530.7345 | 37748.9219 | 26729.0276 | 2 | 61197.579 | 60317.0125 | 10 | 103240.7327 | 57240.2143 | 2 | 0 | 0 | 0 | 27390.4214 | 1248.4729 | 187817.6772 | 2377.374 | 94859.6005 | 448.9166 | 352.787 | 0 | 21642.1651 | 112.5513 | 0 | 125014.1968 | 82.53% | 17.47% | 3921.9029 | 617.668 | 487.2808 | 14.4687 | 83.3873 | 424.6797 | 567.513 | 102.2989 | 5820.1379 | 27914.58 | 209202.9488 | 242937.6667 | 744636.5196 | 992082.9382 | 5.058% | 1044934.2903
OFFICE BUILDINGS #2162 | TERTIARY | OFFICE BUILDINGS | 20691.3006 | 2019 | 20302.5497 | 0 | 0 | 0 | 0 | 5620.127 | 70006.0252 | 59832.2759 | 3 | 109868.6519 | 131179.3346 | 13 | 134362.9912 | 79953.6463 | 3 | 0 | 0 | 0 | 46660.9446 | 1514.5253 | 247580.7156 | 2915.7557 | 268613.202 | 624.3466 | 632.1786 | 0 | 48455.2845 | 211.7749 | 0 | 236765.04 | 95.88% | 4.122% | 4514.0582 | 722.7319 | 689.5811 | 26.4776 | 123.5703 | 714.7424 | 633.9087 | 158.3079 | 10975.6424 | 37089.0096 | 226613.4568 | 274678.1088 | 1304389.3511 | 1585042.8489 | 6.166% | 1689199.1156
OFFICE BUILDINGS #2163 | TERTIARY | OFFICE BUILDINGS | 19078.2805 | 2017 | 12539.6548 | 0 | 0 | 0 | 0 | 6013.5422 | 59816.2063 | 51046.133 | 2 | 90586.9732 | 87921.5635 | 14 | 140120.3903 | 64405.3713 | 2 | 0 | 0 | 0 | 40678.0475 | 1428.5757 | 212341.1604 | 3266.6586 | 153647.9298 | 436.3293 | 528.3688 | 0 | 38267.3525 | 141.021 | 0 | 206927.3971 | 90.97% | 9.029% | 5813.325 | 691.5596 | 621.1022 | 17.1145 | 143.1761 | 610.0719 | 505.4963 | 163.4857 | 7703.0137 | 39858.5095 | 208520.5546 | 256082.0777 | 1065971.2075 | 1328763.7819 | 1.372% | 1347245.3564
OFFICE BUILDINGS #2164 | TERTIARY | OFFICE BUILDINGS | 24560.1824 | 2015 | 19287.8377 | 0 | 0 | 0 | 0 | 6682.026 | 50373.7603 | 50527.9063 | 3 | 171570.6786 | 99939.337 | 23 | 143032.109 | 93055.5281 | 4 | 0 | 0 | 0 | 40575.833 | 1716.4687 | 261624.1649 | 2596.4476 | 188234.0548 | 538.4866 | 591.2122 | 0 | 44380.341 | 244.9357 | 0 | 159627.9236 | 93.7% | 6.302% | 5295.4438 | 859.9475 | 697.755 | 27.3998 | 189.3655 | 806.7652 | 718.9616 | 177.7016 | 9212.3826 | 44772.5536 | 263246.8422 | 317231.7784 | 1202911.4117 | 1526399.4409 | 2.306% | 1562427.6603
OFFICE BUILDINGS #2165 | TERTIARY | OFFICE BUILDINGS | 7225.0664 | 2023 | 5689.4762 | 0 | 0 | 0 | 0 | 2149.7407 | 22393.572 | 23107.661 | 1 | 42648.3217 | 40982.4828 | 7 | 49824.1524 | 28755.3686 | 1 | 0 | 0 | 0 | 12986.3185 | 784.9802 | 96080.2726 | 841.0903 | 93153.7143 | 200.6763 | 281.6112 | 0 | 15928.7632 | 52.3583 | 0 | 83915.3459 | 86.78% | 13.22% | 1673.7254 | 220.0305 | 211.1694 | 6.4527 | 44.0445 | 201.2359 | 185.3152 | 62.0527 | 3194.7481 | 17865.8254 | 63595.0774 | 84655.6509 | 471181.2551 | 558750.7076 | 6.428% | 597133.6024
OFFICE BUILDINGS #2166 | TERTIARY | OFFICE BUILDINGS | 18045.6037 | 2015 | 12037.7886 | 0 | 0 | 0 | 0 | 6348.7608 | 46363.0803 | 47596.7319 | 2 | 96411.7279 | 96315.0492 | 12 | 151016.1492 | 69313.317 | 3 | 0 | 0 | 0 | 34283.6056 | 1664.6964 | 225845.7553 | 2430.0376 | 184330.0627 | 443.2859 | 688.1661 | 0 | 33345.889 | 177.1597 | 0 | 134504.1783 | 88.92% | 11.08% | 6104.4467 | 866.2139 | 397.3894 | 21.8358 | 96.6022 | 640.9834 | 584.2337 | 157.9953 | 6617.1959 | 36506.9134 | 224658.7702 | 267782.8795 | 1022919.7838 | 1297300.8743 | 4.114% | 1352965.3175
OFFICE BUILDINGS #2167 | TERTIARY | OFFICE BUILDINGS | 18922.4129 | 2019 | 14797.5987 | 0 | 0 | 0 | 0 | 4413.8829 | 65395.5128 | 37757.0208 | 2 | 131297.7795 | 90680.6725 | 14 | 190937.6425 | 90637.6956 | 3 | 0 | 0 | 0 | 39761.1835 | 1836.907 | 343082.5374 | 2675.7832 | 194190.768 | 592.7873 | 471.6183 | 0 | 29991.9192 | 140.0808 | 0 | 141962.3261 | 87.47% | 12.53% | 4810.1116 | 905.2177 | 623.2331 | 19.4353 | 101.9952 | 711.5741 | 652.9341 | 160.3918 | 9128.962 | 44688.9748 | 269072.391 | 322890.3278 | 1278582.7734 | 1609521.8931 | 7.183% | 1734088.9178
OFFICE BUILDINGS #2168 | TERTIARY | OFFICE BUILDINGS | 27019.4176 | 2016 | 21157.1232 | 0 | 0 | 0 | 0 | 9421.5665 | 71830.9519 | 64090.1068 | 4 | 129524.6492 | 117788.4531 | 22 | 173543.2357 | 105513.4365 | 4 | 0 | 0 | 0 | 36350.3683 | 2718.3158 | 403629.2036 | 4489.8153 | 201734.6139 | 802.6208 | 731.7808 | 0 | 52605.0902 | 285.4276 | 0 | 233915.521 | 75.05% | 24.95% | 8806.3145 | 1076.6703 | 753.5716 | 27.2182 | 178.1789 | 1044.2281 | 793.6996 | 229.4906 | 9129.7837 | 51188.6775 | 287146.941 | 347465.4021 | 1474999.0985 | 1833194.762 | 1.92% | 1869077.3944
OFFICE BUILDINGS #2169 | TERTIARY | OFFICE BUILDINGS | 31869.5459 | 2019 | 26914.9508 | 0 | 0 | 0 | 0 | 9487.5621 | 85415.2238 | 79150.7805 | 3 | 202181.5409 | 157637.772 | 20 | 317130.5422 | 147620.3883 | 4 | 0 | 0 | 0 | 66712.074 | 3197.4014 | 489305.5962 | 3621.3965 | 286935.4233 | 901.8389 | 767.2453 | 0 | 62503.4245 | 248.4795 | 0 | 264906.3068 | 83.26% | 16.74% | 9767.6802 | 1521.3295 | 717.8286 | 25.6529 | 161.64 | 767.6669 | 841.334 | 281.3879 | 12049.8427 | 77630.593 | 361645.9969 | 451326.4327 | 2005653.3313 | 2465952.7135 | 1.166% | 2495056.2036
OFFICE BUILDINGS #2170 | TERTIARY | OFFICE BUILDINGS | 14268.627 | 2009 | 7682.884 | 0 | 0 | 0 | 0 | 3402.1307 | 34442.1834 | 21984.3937 | 2 | 58072.6976 | 75711.7144 | 9 | 94803.5945 | 48310.3067 | 2 | 0 | 0 | 0 | 16812.284 | 1093.2744 | 188026.2797 | 1652.2482 | 111333.1463 | 444.9301 | 374.2468 | 0 | 24773.9252 | 152.0996 | 0 | 125131.3062 | 79.85% | 20.15% | 4629.8396 | 442.2075 | 362.7218 | 11.9643 | 100.4521 | 375.8253 | 535.9932 | 102.3272 | 6272.2183 | 29466.3575 | 131877.9671 | 167616.5429 | 739225.8297 | 910647.965 | 1.594% | 925396.6034
OFFICE BUILDINGS #2171 | TERTIARY | OFFICE BUILDINGS | 31384.9896 | 2015 | 24923.6103 | 0 | 0 | 0 | 0 | 9204.5816 | 89957.8279 | 82878.8134 | 5 | 214489.0468 | 146131.064 | 31 | 216571.6501 | 132165.3719 | 4 | 0 | 0 | 0 | 43578.2513 | 3375.246 | 487375.0824 | 5195.7065 | 236074.3814 | 688.0154 | 1139.7704 | 0 | 68844.6404 | 286.3375 | 0 | 331317.631 | 81.93% | 18.07% | 9833.7499 | 1497.2716 | 903.2435 | 41.0076 | 176.4371 | 965.472 | 1080.7491 | 288.7608 | 15199.1525 | 55979.1614 | 377273.185 | 448451.4989 | 1894117.3314 | 2352975.081 | 1.132% | 2379923.1371
OFFICE BUILDINGS #2172 | TERTIARY | OFFICE BUILDINGS | 22677.2704 | 2013 | 18903.3042 | 0 | 0 | 0 | 0 | 7222.4409 | 62584.1968 | 62455.6322 | 4 | 156056.9998 | 125466.3705 | 16 | 174201.8416 | 83018.2566 | 3 | 0 | 0 | 0 | 35097.2492 | 2410.9891 | 337622.3942 | 2853.8326 | 200891.4168 | 609.5715 | 868.2866 | 0 | 36655.444 | 213.2255 | 0 | 217932.4806 | 87.41% | 12.59% | 5820.9539 | 896.3481 | 726.2265 | 28.4298 | 130.5209 | 689.6958 | 842.7065 | 151.3606 | 11597.4347 | 39669.7287 | 230393.6652 | 281660.8285 | 1371538.1502 | 1660990.857 | 5.862% | 1764430.0684
OFFICE BUILDINGS #2173 | TERTIARY | OFFICE BUILDINGS | 28171.2555 | 2022 | 21090.1982 | 0 | 0 | 0 | 0 | 11420.6488 | 108028.6379 | 64331.9915 | 4 | 231335.5538 | 130261.637 | 27 | 279337.2309 | 120236.9561 | 4 | 0 | 0 | 0 | 63397.1532 | 2564.874 | 358772.662 | 3140.5918 | 331585.3534 | 657.9532 | 986.8553 | 0 | 59489.3042 | 237.6656 | 0 | 259116.1945 | 87.32% | 12.68% | 9472.9418 | 1263.0938 | 661.4189 | 25.1139 | 179.7293 | 761.7698 | 1101.316 | 222.0944 | 15975.6625 | 77624.6693 | 267942.3107 | 361542.6426 | 1916350.9143 | 2285816.3971 | 3.955% | 2379938.3893
OFFICE BUILDINGS #2174 | TERTIARY | OFFICE BUILDINGS | 27568.25 | 2014 | 24354.1335 | 0 | 0 | 0 | 0 | 5849.0803 | 69927.1513 | 59152.1813 | 4 | 165536.7544 | 114625.9049 | 20 | 225512.2664 | 120406.9318 | 4 | 0 | 0 | 0 | 39805.7147 | 2460.2427 | 431127.1249 | 3940.7262 | 219159.4861 | 627.6293 | 1085.5524 | 0 | 43068.8159 | 242.7649 | 0 | 196794.9571 | 84.36% | 15.64% | 6191.0095 | 1194.8449 | 829.5808 | 30.0987 | 143.2861 | 969.2033 | 970.5448 | 205.8022 | 13138.7502 | 45828.2735 | 302343.5184 | 361310.5422 | 1564945.9472 | 1936578.6927 | 4.269% | 2022939.9467
OFFICE BUILDINGS #2175 | TERTIARY | OFFICE BUILDINGS | 25062.573 | 2019 | 22598.3113 | 0 | 0 | 0 | 0 | 8380.2751 | 90704.1839 | 48236.4782 | 3 | 177611.1789 | 159240.498 | 17 | 231305.1467 | 100172.8373 | 4 | 0 | 0 | 0 | 52067.7695 | 2348.4963 | 375482.0796 | 2624.3817 | 271593.2837 | 756.9096 | 792.0431 | 0 | 45371.3524 | 175.1825 | 0 | 247697.2928 | 89.92% | 10.08% | 7053.713 | 883.1563 | 608.4941 | 28.0962 | 134.6493 | 684.6068 | 836.5813 | 146.4527 | 13694.0774 | 53828.936 | 285514.0252 | 353037.0386 | 1677978.0695 | 2038755.5728 | 3.735% | 2117849.5573
OFFICE BUILDINGS #2176 | TERTIARY | OFFICE BUILDINGS | 8390.7652 | 2019 | 6061.0539 | 0 | 0 | 0 | 0 | 2163.0474 | 19275.7886 | 25601.6923 | 1 | 53686.3429 | 35450.6113 | 8 | 62030.356 | 36740.6475 | 1 | 0 | 0 | 0 | 12809.6903 | 686.0063 | 130646.7004 | 1348.8891 | 91598.8986 | 214.2422 | 326.0021 | 0 | 12925.5031 | 66.3357 | 0 | 88985.2647 | 92.68% | 7.316% | 2534.9645 | 304.6777 | 278.2199 | 10.9916 | 58.4414 | 234.5628 | 257.3296 | 49.0071 | 3772.311 | 15960.5073 | 119306.1873 | 139039.0055 | 528742.1323 | 671429.6091 | 3.466% | 695540.1463
OFFICE BUILDINGS #2177 | TERTIARY | OFFICE BUILDINGS | 5119.0891 | 2012 | 4293.1373 | 0 | 0 | 0 | 0 | 1499.0744 | 11426.931 | 12437.076 | 1 | 30188.0537 | 22263.4676 | 4 | 44001.9211 | 15884.1016 | 1 | 0 | 0 | 0 | 6535.908 | 517.5314 | 59416.0445 | 608.5067 | 43165.4705 | 146.7956 | 174.6282 | 0 | 9980.3226 | 38.5932 | 0 | 46658.6034 | 86.06% | 13.94% | 1728.0393 | 195.0815 | 155.9178 | 6.4593 | 40.7854 | 139.8935 | 170.7587 | 33.5863 | 1630.0671 | 11807.7178 | 68274.1547 | 81711.9396 | 285456.6635 | 368428.8407 | 4.926% | 387519.977
OFFICE BUILDINGS #2178 | TERTIARY | OFFICE BUILDINGS | 24080.3603 | 2023 | 21286.6758 | 0 | 0 | 0 | 0 | 6644.5429 | 63988.6511 | 68628.4001 | 3 | 166757.8395 | 124377.5878 | 23 | 192943.6862 | 129940.4727 | 4 | 0 | 0 | 0 | 43344.3792 | 1785.22 | 342181.8255 | 2787.3779 | 221357.0787 | 507.1341 | 860.2951 | 0 | 55046.7128 | 212.6942 | 0 | 240212.6697 | 92.51% | 7.492% | 5675.3246 | 1000.5796 | 663.1651 | 26.8621 | 187.3373 | 672.5055 | 640.2841 | 155.7259 | 13633.9692 | 54998.0325 | 265775.7235 | 334407.7252 | 1504612.0539 | 1849587.5769 | 0.7073% | 1862762.0023
OFFICE BUILDINGS #2179 | TERTIARY | OFFICE BUILDINGS | 30252.7753 | 2012 | 20576.1286 | 0 | 0 | 0 | 0 | 6707.1456 | 59917.2377 | 52495.9666 | 5 | 131615.1091 | 141037.3016 | 29 | 216267.6105 | 107472.8038 | 5 | 0 | 0 | 0 | 47882.8256 | 2264.0109 | 480059.4617 | 4137.6465 | 238486.0304 | 752.3617 | 874.1263 | 0 | 44592.8424 | 211.2113 | 0 | 197291.2183 | 90.9% | 9.098% | 8704.3108 | 951.476 | 802.6495 | 32.762 | 236.0898 | 1066.2397 | 997.8394 | 246.7717 | 15166.801 | 62411.6075 | 268041.1337 | 345619.5422 | 1606803.0184 | 1961737.1311 | 3.207% | 2026743.2467
OFFICE BUILDINGS #2180 | TERTIARY | OFFICE BUILDINGS | 25457.9745 | 2023 | 18593.6325 | 0 | 0 | 0 | 0 | 7336.0464 | 94690.5438 | 86557.9154 | 4 | 155377.6368 | 180717.9399 | 20 | 231377.8575 | 101214.2673 | 3 | 0 | 0 | 0 | 61192.9666 | 1786.5616 | 499902.523 | 3496.7214 | 292925.5928 | 544.2276 | 920.1909 | 0 | 49936.6491 | 223.234 | 0 | 296853.1775 | 84.56% | 15.44% | 8302.1154 | 777.8221 | 644.4254 | 27.9723 | 132.9625 | 675.3674 | 729.2004 | 198.6985 | 14146.7884 | 62446.4384 | 262647.0502 | 339240.277 | 1882537.2134 | 2229890.2217 | 1.016% | 2252777.0272
OFFICE BUILDINGS #2181 | TERTIARY | OFFICE BUILDINGS | 10749.3944 | 2014 | 7512.4876 | 0 | 0 | 0 | 0 | 3455.1517 | 32755.621 | 23688.3953 | 1 | 68072.8781 | 44799.3569 | 8 | 67241.0657 | 53006.503 | 2 | 0 | 0 | 0 | 20377.1905 | 1048.0425 | 180303.1752 | 1701.9241 | 120403.2838 | 245.3126 | 328.7144 | 0 | 21117.6831 | 83.3401 | 0 | 73125.0618 | 89.2% | 10.8% | 3311.6872 | 340.4529 | 354.1609 | 8.6533 | 53.3993 | 379.5581 | 372.7637 | 79.7061 | 4601.5538 | 27759.6603 | 128954.2198 | 161315.4338 | 661003.2397 | 825120.756 | 0.7633% | 831467.5175
OFFICE BUILDINGS #2182 | TERTIARY | OFFICE BUILDINGS | 29216.6526 | 2023 | 22270.3359 | 0 | 0 | 0 | 0 | 7669.5356 | 100563.7056 | 68591.7992 | 5 | 217693.8207 | 209541.7246 | 26 | 244260.4262 | 121987.2638 | 5 | 0 | 0 | 0 | 57049.0213 | 3154.9967 | 555793.9479 | 3101.8341 | 397749.8471 | 905.5027 | 873.9697 | 0 | 76043.9692 | 209.0495 | 0 | 315878.9656 | 82.86% | 17.14% | 8757.6234 | 1377.0373 | 909.7985 | 35.9949 | 177.0122 | 1127.8156 | 851.4317 | 194.2001 | 14471.2164 | 67754.4006 | 332664.0299 | 414889.647 | 2193279.131 | 2619806.8534 | 7.048% | 2818441.2658
OFFICE BUILDINGS #2183 | TERTIARY | OFFICE BUILDINGS | 30529.1366 | 2018 | 20850.9309 | 0 | 0 | 0 | 0 | 10225.8382 | 78524.5492 | 79231.3207 | 5 | 169275.1845 | 199659.0052 | 19 | 192323.1114 | 109104.5359 | 3 | 0 | 0 | 0 | 61813.4588 | 3084.0442 | 366226.9975 | 4649.7363 | 390157.1796 | 633.1252 | 969.9312 | 0 | 67475.4667 | 278.5992 | 0 | 338316.361 | 90.42% | 9.582% | 6593.6621 | 1055.1765 | 663.5535 | 37.774 | 176.5334 | 931.3108 | 1064.2911 | 233.8443 | 13307.743 | 83353.4887 | 422339.3072 | 519000.5389 | 1890144.2898 | 2417431.938 | 4.314% | 2526420.5842
OFFICE BUILDINGS #2184 | TERTIARY | OFFICE BUILDINGS | 5952.7235 | 2018 | 5422.8013 | 0 | 0 | 0 | 0 | 2241.706 | 20435.89 | 17206.1535 | 1 | 43556.195 | 38027.8766 | 4 | 53840.2313 | 29924.7357 | 1 | 0 | 0 | 0 | 11640.1262 | 665.546 | 81761.3001 | 752.1004 | 68016.0788 | 181.6525 | 209.3356 | 0 | 14123.3431 | 42.7557 | 0 | 58579.7003 | 90.91% | 9.087% | 1576.9174 | 269.9658 | 128.4363 | 5.916 | 35.588 | 206.9494 | 164.027 | 39.4249 | 2535.8734 | 14880.1805 | 51229.0902 | 68645.1441 | 398178.2008 | 469007.2531 | 5.261% | 495052.5158
OFFICE BUILDINGS #2185 | TERTIARY | OFFICE BUILDINGS | 5884.5686 | 2009 | 5145.6837 | 0 | 0 | 0 | 0 | 1673.0862 | 10799.5464 | 11799.2633 | 1 | 23696.9368 | 27299.2872 | 6 | 34117.173 | 17518.4124 | 1 | 0 | 0 | 0 | 10430.5119 | 559.6764 | 56626.3581 | 848.2608 | 39479.6272 | 181.861 | 190.8655 | 0 | 10257.3832 | 65.5833 | 0 | 53341.0484 | 78.68% | 21.32% | 1297.8032 | 253.7685 | 178.9981 | 6.8361 | 46.728 | 196.452 | 146.5051 | 47.1568 | 2075.4689 | 10092.4431 | 60143.7079 | 72311.6199 | 272542.7814 | 346683.6882 | 1.867% | 353277.645
OFFICE BUILDINGS #2186 | TERTIARY | OFFICE BUILDINGS | 30696.9221 | 2011 | 27426.4835 | 0 | 0 | 0 | 0 | 6571.5009 | 88271.9156 | 51687.3443 | 4 | 198905.3987 | 135783.6326 | 26 | 174249.4128 | 123430.0022 | 4 | 0 | 0 | 0 | 41407.8044 | 2640.4077 | 356662.637 | 4106.749 | 309574.9114 | 884.6849 | 1094.1388 | 0 | 44834.747 | 338.1621 | 0 | 294275.355 | 76.44% | 23.56% | 9646.2154 | 1208.6657 | 648.3832 | 27.0081 | 219.5674 | 860.6001 | 946.1556 | 278.5676 | 10335.4226 | 48534.0363 | 434892.1305 | 493761.5895 | 1688852.2977 | 2189995.0214 | 6.124% | 2332851.1026
OFFICE BUILDINGS #2187 | TERTIARY | OFFICE BUILDINGS | 31040.811 | 2023 | 29814.5117 | 0 | 0 | 0 | 0 | 9269.1318 | 84045.5141 | 105013.9865 | 3 | 220202.2688 | 166135.9108 | 23 | 340928.2781 | 177880.2725 | 4 | 0 | 0 | 0 | 61975.9578 | 2885.8917 | 547292.3582 | 3435.035 | 357260.7786 | 885.4454 | 989.5259 | 0 | 50293.4976 | 263.3562 | 0 | 269005.9344 | 86.65% | 13.35% | 9263.8167 | 958.3389 | 1033.5465 | 27.6781 | 240.1794 | 1007.5625 | 1109.1162 | 227.8493 | 15953.3951 | 95203.2654 | 399950.6862 | 511107.3468 | 2197723.6612 | 2720656.2698 | 5.758% | 2886876.6041
OFFICE BUILDINGS #2188 | TERTIARY | OFFICE BUILDINGS | 15958.4829 | 2017 | 11803.9772 | 0 | 0 | 0 | 0 | 5749.9988 | 46218.8357 | 43134.9217 | 3 | 115879.287 | 82408.3994 | 12 | 147544.1741 | 78784.5252 | 2 | 0 | 0 | 0 | 30309.2172 | 1547.4311 | 235045.0439 | 2382.3595 | 162041.2941 | 501.3781 | 428.7813 | 0 | 33152.3972 | 108.5334 | 0 | 172871.7106 | 89.81% | 10.19% | 4118.8641 | 705.5855 | 418.0735 | 17.9418 | 87.8889 | 457.7132 | 425.4489 | 90.8328 | 6824.6074 | 39519.0546 | 159876.2387 | 206219.9008 | 1062041.3053 | 1272769.5179 | 7.198% | 1371485.4483
OFFICE BUILDINGS #2189 | TERTIARY | OFFICE BUILDINGS | 15017.168 | 2023 | 14684.5018 | 0 | 0 | 0 | 0 | 5146.487 | 45144.6466 | 39013.5706 | 2 | 94030.7179 | 100727.2183 | 11 | 115795.4432 | 83555.4998 | 2 | 0 | 0 | 0 | 32419.1735 | 1052.127 | 234494.677 | 2117.6505 | 128380.4248 | 334.7303 | 360.589 | 0 | 23908.3546 | 120.3941 | 0 | 158328.5999 | 83.67% | 16.33% | 3293.2673 | 593.56 | 309.3862 | 15.2423 | 78.3688 | 443.8839 | 536.041 | 134.8133 | 5720.7259 | 32596.1704 | 149357.4305 | 187674.3267 | 940795.3259 | 1133815.2785 | 2.097% | 1158106.425
OFFICE BUILDINGS #2190 | TERTIARY | OFFICE BUILDINGS | 26651.4978 | 2023 | 28053.3823 | 0 | 0 | 0 | 0 | 10122.4557 | 75273.7937 | 69210.3288 | 3 | 215890.2284 | 132375.5398 | 18 | 201570.722 | 127810.8207 | 3 | 0 | 0 | 0 | 43536.5719 | 2222.7567 | 402765.0551 | 4553.7971 | 267199.0268 | 610.0889 | 848.9104 | 0 | 55405.5053 | 286.0183 | 0 | 215777.9805 | 92.99% | 7.014% | 8339.1509 | 1097.0776 | 539.1427 | 33.7801 | 172.8847 | 941.7369 | 773.7548 | 150.2822 | 13574.5932 | 84293.6636 | 319726.1566 | 417594.4135 | 1705070.4101 | 2133078.4261 | 4.437% | 2232117.7459
OFFICE BUILDINGS #2191 | TERTIARY | OFFICE BUILDINGS | 26164.3087 | 2010 | 15142.9331 | 0 | 0 | 0 | 0 | 6118.6065 | 66798.9297 | 61477.5441 | 4 | 165156.6292 | 142833.7809 | 17 | 146547.7355 | 118741.1596 | 4 | 0 | 0 | 0 | 41013.1099 | 1871.4484 | 392578.4018 | 3658.3303 | 214597.9935 | 772.5434 | 856.3578 | 0 | 35505.552 | 186.9131 | 0 | 234817.7168 | 79.8% | 20.2% | 7590.0434 | 1252.0699 | 576.9463 | 31.7458 | 160.3622 | 789.1991 | 824.3276 | 181.7077 | 12001.4903 | 56863.3975 | 233910.0472 | 302774.9349 | 1464235.9443 | 1774378.8064 | 6.933% | 1906568.4416
OFFICE BUILDINGS #2192 | TERTIARY | OFFICE BUILDINGS | 7060.872 | 2014 | 6128.8185 | 0 | 0 | 0 | 0 | 1474.6034 | 22323.9689 | 16464.5279 | 1 | 33078.8579 | 40828.9208 | 5 | 65705.9495 | 34757.2785 | 1 | 0 | 0 | 0 | 12640.9313 | 675.7059 | 86349.0402 | 1111.06 | 53584.3507 | 223.378 | 247.1491 | 0 | 9388.281 | 54.6893 | 0 | 49321.5034 | 77.35% | 22.65% | 2123.8849 | 245.7687 | 145.0922 | 7.3997 | 45.4006 | 257.4595 | 189.8182 | 58.0574 | 3162.4602 | 16155.0738 | 69962.0358 | 89279.5698 | 379571.1805 | 471033.2737 | 3.751% | 489390.6526
OFFICE BUILDINGS #2193 | TERTIARY | OFFICE BUILDINGS | 14306.605 | 2022 | 12503.3479 | 0 | 0 | 0 | 0 | 4895.2619 | 51801.0353 | 41145.8223 | 2 | 96601.1468 | 96281.2368 | 10 | 146444.5108 | 61117.6031 | 2 | 0 | 0 | 0 | 23690.8345 | 1533.0671 | 253218.6823 | 2087.7099 | 153371.66 | 424.4767 | 442.735 | 0 | 31229.6076 | 124.6444 | 0 | 159470.8824 | 94.33% | 5.668% | 3133.404 | 631.5255 | 332.9225 | 12.7775 | 112.7887 | 500.4663 | 542.3561 | 96.8074 | 8518.0666 | 36673.3316 | 152509.5109 | 197700.9092 | 1031650.7753 | 1233457.8647 | 6.936% | 1325390.9679
OFFICE BUILDINGS #2194 | TERTIARY | OFFICE BUILDINGS | 22998.6418 | 2019 | 16131.9838 | 0 | 0 | 0 | 0 | 5781.3795 | 74222.7947 | 44455.0728 | 4 | 167906.9487 | 100652.4259 | 18 | 163922.266 | 98684.6824 | 3 | 0 | 0 | 0 | 37912.0588 | 2053.7742 | 322000.4366 | 3502.3733 | 226703.7022 | 724.9179 | 706.0537 | 0 | 53257.3782 | 253.9189 | 0 | 233037.2662 | 79.39% | 20.61% | 6986.3779 | 1079.3385 | 661.9392 | 28.8167 | 152.9393 | 842.6098 | 854.3467 | 151.2037 | 10300.2989 | 60048.8721 | 250053.0432 | 320402.2141 | 1449449.9479 | 1779055.2983 | 4.988% | 1872459.1087
OFFICE BUILDINGS #2195 | TERTIARY | OFFICE BUILDINGS | 31934.1151 | 2012 | 29344.3603 | 0 | 0 | 0 | 0 | 6759.3381 | 97874.6447 | 80436.458 | 4 | 193522.31 | 111676.4008 | 28 | 232950.8088 | 109663.1571 | 5 | 0 | 0 | 0 | 44862.2049 | 2230.5738 | 443824.071 | 4071.3157 | 354184.5707 | 742.6229 | 1205.9191 | 0 | 50888.8364 | 262.407 | 0 | 205258.6524 | 85.92% | 14.08% | 8664.6063 | 1339.7146 | 1003.3692 | 25.8666 | 172.2801 | 838.8905 | 1073.4408 | 228.0777 | 10337.0055 | 56958.5433 | 330851.3291 | 398146.878 | 1824202.1727 | 2232919.1071 | 6.575% | 2390065.3969
OFFICE BUILDINGS #2196 | TERTIARY | OFFICE BUILDINGS | 14657.3625 | 2017 | 12700.059 | 0 | 0 | 0 | 0 | 4131.0703 | 37985.7403 | 30178.8274 | 2 | 109291.836 | 89610.8703 | 15 | 129407.5782 | 66835.4846 | 2 | 0 | 0 | 0 | 31670.7967 | 1119.3951 | 241610.3819 | 1684.9065 | 171072.4514 | 400.705 | 394.9245 | 0 | 23142.8174 | 103.2248 | 0 | 127943.1169 | 92.79% | 7.208% | 3338.5405 | 700.4948 | 330.6822 | 18.5741 | 79.4862 | 367.0754 | 399.3533 | 123.4915 | 5163.5609 | 29134.6469 | 135264.6545 | 169562.8623 | 975516.0729 | 1150887.8059 | 1.764% | 1171552.214
OFFICE BUILDINGS #2197 | TERTIARY | OFFICE BUILDINGS | 27939.9718 | 2015 | 24292.6454 | 0 | 0 | 0 | 0 | 7695.3047 | 61970.4219 | 64714.3779 | 4 | 167211.8514 | 158271.4918 | 18 | 221650.2591 | 100733.2176 | 3 | 0 | 0 | 0 | 46993.2479 | 2874.246 | 485109.234 | 4192.6722 | 203673.3613 | 847.0472 | 706.9629 | 0 | 43169.9085 | 305.8826 | 0 | 231541.2153 | 89.02% | 10.98% | 6430.2865 | 1252.1806 | 898.1011 | 35.4749 | 200.1224 | 1016.71 | 1043.4646 | 193.7899 | 11981.7872 | 63828.3353 | 368587.4564 | 444397.5789 | 1655443.6868 | 2107336.7289 | 2.176% | 2154211.6059
OFFICE BUILDINGS #2198 | TERTIARY | OFFICE BUILDINGS | 3600.6682 | 2015 | 3591.4201 | 0 | 0 | 0 | 0 | 863.2629 | 10342.2074 | 7413.1333 | 0 | 17812.1484 | 16464.146 | 3 | 24875.1358 | 13741.7295 | 0 | 0 | 0 | 0 | 5744.0568 | 270.0849 | 56862.2662 | 460.4584 | 34360.2326 | 83.1304 | 88.2533 | 0 | 6355.5406 | 25.3303 | 0 | 24463.9266 | 89.66% | 10.34% | 1119.1741 | 145.172 | 76.361 | 3.0082 | 22.5648 | 118.6298 | 123.3471 | 23.0924 | 1732.4935 | 7224.1522 | 45151.701 | 54108.3467 | 204851.0115 | 259828.7168 | 7.789% | 281775.4548
OFFICE BUILDINGS #2199 | TERTIARY | OFFICE BUILDINGS | 29273.3352 | 2010 | 19304.5474 | 0 | 0 | 0 | 0 | 8286.8052 | 65985.8595 | 48088.758 | 4 | 158524.2908 | 143091.9299 | 22 | 155522.5754 | 121116.2485 | 3 | 0 | 0 | 0 | 44694.9659 | 2756.4119 | 417236.7722 | 4856.8104 | 243718.5986 | 707.7725 | 834.7393 | 0 | 57336.8612 | 293.8434 | 0 | 268811.1134 | 88.51% | 11.49% | 8618.6931 | 1418.0993 | 734.1743 | 29.4618 | 191.7735 | 1114.8864 | 688.7393 | 244.9172 | 11739.7662 | 48253.605 | 366184.1309 | 426177.5021 | 1584027.6984 | 2019387.2477 | 3.719% | 2097387.5206
OFFICE BUILDINGS #2200 | TERTIARY | OFFICE BUILDINGS | 16470.9279 | 2014 | 10216.3207 | 0 | 0 | 0 | 0 | 5483.4315 | 36839.4445 | 42353.5187 | 2 | 79078.7173 | 94238.8202 | 16 | 124627.587 | 65753.0664 | 2 | 0 | 0 | 0 | 34873.319 | 1669.1157 | 256365.2176 | 2502.3909 | 171420.4924 | 418.0541 | 573.107 | 0 | 29052.4205 | 145.5126 | 0 | 117934.7711 | 92.33% | 7.668% | 3877.565 | 525.7417 | 357.9224 | 19.6113 | 95.8616 | 407.1249 | 628.4132 | 147.9411 | 5571.6387 | 38793.4947 | 149890.2464 | 194255.3798 | 960656.8094 | 1159566.5813 | 2.274% | 1186548.3627
OFFICE BUILDINGS #2201 | TERTIARY | OFFICE BUILDINGS | 20823.3718 | 2021 | 21844.0795 | 0 | 0 | 0 | 0 | 5722.3807 | 64837.9454 | 54859.5261 | 3 | 120896.0174 | 126057.9919 | 15 | 157010.6402 | 96016.8048 | 3 | 0 | 0 | 0 | 43271.2719 | 2048.0905 | 312756.181 | 3511.5898 | 234300.0565 | 418.9974 | 508.9479 | 0 | 46372.7252 | 234.1332 | 0 | 177994.897 | 94.42% | 5.578% | 6854.2828 | 647.1651 | 597.0449 | 22.631 | 113.3334 | 694.1887 | 616.0274 | 180.5816 | 11125.1954 | 55256.6789 | 280803.6376 | 347185.5118 | 1322596.9367 | 1678010.5098 | 5.604% | 1777627.878
OFFICE BUILDINGS #2202 | TERTIARY | OFFICE BUILDINGS | 9311.8998 | 2017 | 7061.9503 | 0 | 0 | 0 | 0 | 2401.3525 | 29010.895 | 26397.6822 | 1 | 61911.2915 | 40892.7724 | 8 | 65215.0707 | 31957.7126 | 1 | 0 | 0 | 0 | 15257.7047 | 916.2145 | 121099.6681 | 1216.7156 | 81862.3187 | 227.0033 | 346.7592 | 0 | 16394.4307 | 83.3444 | 0 | 66263.0346 | 92.4% | 7.599% | 2723.4847 | 433.8731 | 298.8775 | 9.8431 | 51.81 | 270.3014 | 324.726 | 84.0332 | 3598.8697 | 22933.7185 | 101633.4529 | 128166.0412 | 520954.2308 | 652256.8535 | 5.884% | 693033.097
OFFICE BUILDINGS #2203 | TERTIARY | OFFICE BUILDINGS | 11992.6159 | 2013 | 7145.0493 | 0 | 0 | 0 | 0 | 3456.4464 | 27183.2722 | 32142.6424 | 2 | 66995.2223 | 70754.0253 | 9 | 104161.4412 | 40222.5542 | 2 | 0 | 0 | 0 | 24266.6823 | 1200.4943 | 179786.032 | 1602.4935 | 109878.1715 | 241.6328 | 361.9175 | 0 | 19636.4514 | 83.6173 | 0 | 77460.5527 | 82.26% | 17.74% | 3915.963 | 568.2197 | 364.0472 | 11.2656 | 82.9984 | 304.5227 | 321.1502 | 75.407 | 5994.1137 | 25850.6933 | 119003.3283 | 150848.1353 | 687651.3849 | 841591.4729 | 3.893% | 875681.8893
OFFICE BUILDINGS #2204 | TERTIARY | OFFICE BUILDINGS | 4048.0288 | 2022 | 4585.6585 | 0 | 0 | 0 | 0 | 1342.84 | 15336.9817 | 8163.4403 | 0 | 27020.0666 | 17335.734 | 3 | 43409.5851 | 21729.5598 | 0 | 0 | 0 | 0 | 6256.785 | 441.4064 | 58398.6304 | 461.8195 | 35840.4756 | 117.9999 | 118.7565 | 0 | 6386.301 | 36.9377 | 0 | 41684.7311 | 84.46% | 15.54% | 1389.0082 | 140.8237 | 85.6732 | 5.1713 | 30.5974 | 102.5738 | 127.4944 | 29.4704 | 1901.5761 | 11059.2378 | 45653.927 | 58614.7409 | 267556.4511 | 327763.9909 | 1.417% | 332476.0112
OFFICE BUILDINGS #2205 | TERTIARY | OFFICE BUILDINGS | 17273.4252 | 2021 | 19279.5603 | 0 | 0 | 0 | 0 | 4560.4622 | 56193.988 | 51278.4145 | 3 | 104698.6373 | 74378.3687 | 15 | 134929.1632 | 101294.9925 | 2 | 0 | 0 | 0 | 32303.3431 | 1278.0979 | 219204.6518 | 2402.3339 | 204893.5101 | 434.1082 | 588.8936 | 0 | 42776.0389 | 131.1101 | 0 | 129782.5112 | 87.32% | 12.68% | 5262.2027 | 644.4553 | 533.9193 | 13.9138 | 101.0589 | 520.493 | 476.9536 | 159.748 | 8795.8355 | 46555.7464 | 234067.119 | 289418.701 | 1060702.4739 | 1356340.5591 | 5.295% | 1432174.4829
OFFICE BUILDINGS #2206 | TERTIARY | OFFICE BUILDINGS | 5902.7432 | 2016 | 4339.0043 | 0 | 0 | 0 | 0 | 1847.7467 | 17625.7255 | 13823.7737 | 1 | 26553.025 | 35621.8354 | 4 | 39376.3278 | 20702.9591 | 1 | 0 | 0 | 0 | 10906.8729 | 598.3601 | 76777.234 | 896.2221 | 51389.5367 | 121.7388 | 155.8963 | 0 | 13182.9552 | 43.2335 | 0 | 48897.4593 | 86.9% | 13.1% | 1310.2031 | 199.1402 | 126.5471 | 5.4589 | 45.5385 | 167.3817 | 199.984 | 48.4264 | 1995.1574 | 10027.4646 | 63316.9639 | 75339.5858 | 320263.4618 | 397697.3591 | 2.699% | 408730.5553
OFFICE BUILDINGS #2207 | TERTIARY | OFFICE BUILDINGS | 13224.0905 | 2024 | 12624.522 | 0 | 0 | 0 | 0 | 3463.405 | 37100.8282 | 31647.4596 | 2 | 89627.0468 | 73145.948 | 10 | 149091.6374 | 60767.4101 | 1 | 0 | 0 | 0 | 26555.9391 | 1208.137 | 189488.4803 | 1587.0258 | 165922.2403 | 311.3786 | 431.422 | 0 | 31937.4919 | 106.6978 | 0 | 109934.9634 | 93.39% | 6.609% | 4409.3897 | 480.5971 | 395.8071 | 13.0675 | 78.4343 | 370.0444 | 321.5302 | 122.7134 | 6093.2804 | 29627.3394 | 120695.1851 | 156415.805 | 899997.5337 | 1062086.6727 | 0.7722% | 1070351.4919
OFFICE BUILDINGS #2208 | TERTIARY | OFFICE BUILDINGS | 8832.6652 | 2012 | 7630.0584 | 0 | 0 | 0 | 0 | 2927.4665 | 21804.9207 | 17644.585 | 1 | 39769.4502 | 34917.2099 | 8 | 65083.7712 | 34773.0838 | 1 | 0 | 0 | 0 | 16874.8837 | 874.1799 | 133613.6698 | 1134.8553 | 81083.6192 | 190.5812 | 291.4246 | 0 | 13650.3984 | 82.9481 | 0 | 55924.5045 | 82.86% | 17.14% | 2034.412 | 423.9247 | 188.6281 | 10.3031 | 59.7257 | 248.0431 | 337.261 | 60.5972 | 3781.974 | 19073.9287 | 108856.2385 | 131712.1411 | 487355.604 | 621997.2942 | 2.045% | 634982.3161
OFFICE BUILDINGS #2209 | TERTIARY | OFFICE BUILDINGS | 27335.6351 | 2019 | 18649.7806 | 0 | 0 | 0 | 0 | 8223.7895 | 81280.6971 | 57119.8872 | 4 | 134303.1931 | 130049.4461 | 19 | 239483.1375 | 111040.6296 | 3 | 0 | 0 | 0 | 43634.4913 | 2069.4187 | 513974.5632 | 3156.9151 | 241581.3549 | 579.856 | 858.4265 | 0 | 42453.7526 | 222.76 | 0 | 276345.071 | 89.56% | 10.44% | 6418.7443 | 1207.9453 | 768.3134 | 26.6569 | 178.0678 | 809.3258 | 733.1201 | 198.2198 | 13473.9074 | 56639.9104 | 295191.3319 | 365305.1497 | 1765208.2081 | 2141620.3836 | 1.694% | 2178530.4047
OFFICE BUILDINGS #2210 | TERTIARY | OFFICE BUILDINGS | 27491.0021 | 2019 | 21765.5214 | 0 | 0 | 0 | 0 | 7951.6827 | 86837.7346 | 63025.957 | 4 | 160421.9907 | 158049.8142 | 21 | 176837.8671 | 142218.7107 | 3 | 0 | 0 | 0 | 52819.93 | 2723.8549 | 373748.2481 | 3551.6754 | 231736.3046 | 848.0638 | 740.0591 | 0 | 64531.8376 | 219.0504 | 0 | 200562.6309 | 89.58% | 10.42% | 7562.9794 | 906.4155 | 850.4291 | 35.553 | 219.7089 | 823.6764 | 1026.5806 | 240.2679 | 13269.7675 | 75470.9925 | 283252.1226 | 371992.8826 | 1549635.3989 | 1931517.0107 | 5.066% | 2034583.1201
OFFICE BUILDINGS #2211 | TERTIARY | OFFICE BUILDINGS | 5544.45 | 2012 | 3648.1728 | 0 | 0 | 0 | 0 | 1628.1457 | 16926.7963 | 13793.6116 | 1 | 28811.906 | 24617.9308 | 3 | 37749.5274 | 18671.361 | 1 | 0 | 0 | 0 | 6816.9879 | 544.6016 | 88628.0133 | 653.0615 | 49254.9846 | 118.2904 | 198.311 | 0 | 7167.4827 | 55.9232 | 0 | 53707.646 | 77.98% | 22.02% | 1891.0271 | 265.4304 | 113.9259 | 5.6734 | 27.0909 | 187.6503 | 167.2273 | 35.7308 | 2733.1205 | 8501.4283 | 74373.1284 | 85607.6773 | 322683.2556 | 410034.1076 | 5.507% | 433932.4855
OFFICE BUILDINGS #2212 | TERTIARY | OFFICE BUILDINGS | 4232.7763 | 2014 | 2564.8038 | 0 | 0 | 0 | 0 | 1442.2796 | 10125.7682 | 10950.3108 | 1 | 29168.3786 | 17006.3794 | 4 | 39336.0783 | 20005.1203 | 0 | 0 | 0 | 0 | 7352.5655 | 297.289 | 61338.7077 | 479.4674 | 43538.2426 | 100.6806 | 133.3625 | 0 | 6875.7557 | 42.2892 | 0 | 31329.2575 | 89.37% | 10.63% | 1318.0162 | 197.7556 | 95.6775 | 5.3372 | 28.6451 | 144.2663 | 159.7313 | 32.4208 | 2117.8916 | 6757.4794 | 57480.1793 | 66355.5503 | 255236.6949 | 322727.6033 | 6.825% | 346368.4156
OFFICE BUILDINGS #2213 | TERTIARY | OFFICE BUILDINGS | 28565.94 | 2014 | 19497.1183 | 0 | 0 | 0 | 0 | 6644.8037 | 66487.5455 | 73262.6654 | 4 | 174201.8455 | 145194.6266 | 26 | 198156.8727 | 117541.4747 | 4 | 0 | 0 | 0 | 44737.5203 | 3209.1437 | 475385.5437 | 3883.133 | 286409.6259 | 862.322 | 879.5907 | 0 | 47609.3865 | 203.9779 | 0 | 185784.532 | 78.94% | 21.06% | 9630.8333 | 1067.3472 | 771.3311 | 30.3354 | 155.1553 | 738.7226 | 1116.6724 | 190.5441 | 13251.2573 | 68415.8323 | 402110.7054 | 483777.795 | 1673411.4015 | 2164332.4569 | 5.166% | 2282227.7397
OFFICE BUILDINGS #2214 | TERTIARY | OFFICE BUILDINGS | 23130.942 | 2022 | 16876.1224 | 0 | 0 | 0 | 0 | 7906.683 | 71672.1912 | 60690.7497 | 3 | 135671.3496 | 104218.23 | 18 | 171899.9072 | 121259.6308 | 2 | 0 | 0 | 0 | 39832.6933 | 2125.3104 | 390270.6859 | 2586.6024 | 295693.2948 | 492.021 | 594.9472 | 0 | 56779.4801 | 249.763 | 0 | 282432.8837 | 88.9% | 11.1% | 6337.1441 | 703.5528 | 645.5067 | 27.0696 | 111.6926 | 874.95 | 648.9926 | 131.6566 | 13692.5809 | 46702.2542 | 207469.1379 | 267863.973 | 1613938.6408 | 1889456.9074 | 2.072% | 1929444.5907
OFFICE BUILDINGS #2215 | TERTIARY | OFFICE BUILDINGS | 7673.2842 | 2020 | 6203.1195 | 0 | 0 | 0 | 0 | 1966.0008 | 27365.6974 | 24131.4318 | 1 | 41631.6295 | 33751.1798 | 6 | 65669.3505 | 38922.5785 | 1 | 0 | 0 | 0 | 14497.4681 | 705.6521 | 108268.3893 | 989.8076 | 72763.0767 | 189.7282 | 235.1401 | 0 | 15634.261 | 76.1497 | 0 | 58240.3516 | 84.64% | 15.36% | 1844.9336 | 335.2907 | 187.7815 | 7.3914 | 42.0029 | 263.8017 | 211.238 | 46.0443 | 3474.0396 | 15558.1936 | 75110.2485 | 94142.4817 | 455351.2894 | 551890.0883 | 7.444% | 596277.1085
OFFICE BUILDINGS #2216 | TERTIARY | OFFICE BUILDINGS | 32415.9415 | 2009 | 27552.38 | 0 | 0 | 0 | 0 | 8421.9418 | 91775.9058 | 69132.9806 | 5 | 135139.9603 | 128358.7206 | 24 | 191933.05 | 110179.498 | 4 | 0 | 0 | 0 | 55594.2473 | 2679.0875 | 414924.242 | 4484.5674 | 251754.6354 | 997.4786 | 1031.1927 | 0 | 55421.3911 | 223.4796 | 0 | 280531.3497 | 88.06% | 11.94% | 8328.3654 | 1600.0936 | 1022.5949 | 27.9956 | 246.6595 | 1086.3426 | 1017.7847 | 281.8748 | 10512.7905 | 63403.573 | 407971.6177 | 481887.9813 | 1675432.6755 | 2166005.3568 | 1.887% | 2207673.4276
OFFICE BUILDINGS #2217 | TERTIARY | OFFICE BUILDINGS | 7834.715 | 2023 | 8101.3732 | 0 | 0 | 0 | 0 | 3078.6403 | 27286.1005 | 18914.9097 | 1 | 60468.8018 | 44113.1456 | 7 | 53452.0351 | 44580.0048 | 1 | 0 | 0 | 0 | 14642.5231 | 786.4337 | 100374.8381 | 823.6942 | 100821.176 | 178.2312 | 265.8009 | 0 | 19171.6842 | 82.1287 | 0 | 91980.5072 | 96.18% | 3.824% | 1740.481 | 272.7619 | 192.0386 | 7.7042 | 51.1989 | 214.7952 | 238.12 | 50.9079 | 4850.1852 | 19569.3568 | 106800.9982 | 131220.5402 | 532255.785 | 666589.3752 | 7.307% | 719136.5953
OFFICE BUILDINGS #2218 | TERTIARY | OFFICE BUILDINGS | 29201.9878 | 2023 | 31295.3815 | 0 | 0 | 0 | 0 | 7501.2759 | 105655.3085 | 77328.583 | 3 | 182750.7115 | 188098.5355 | 26 | 245621.7186 | 148619.7528 | 3 | 0 | 0 | 0 | 54920.7151 | 2838.9886 | 578210.5759 | 3608.8647 | 268045.6011 | 597.4993 | 1058.6898 | 0 | 53405.4404 | 199.8555 | 0 | 251791.9631 | 90.01% | 9.992% | 7876.6241 | 1022.2328 | 820.7226 | 23.5466 | 221.1621 | 770.6729 | 858.9773 | 264.051 | 16152.8448 | 86080.2898 | 337846.916 | 440080.0506 | 1988568.4668 | 2441091.4215 | 1.739% | 2484292.8376
OFFICE BUILDINGS #2219 | TERTIARY | OFFICE BUILDINGS | 24599.9365 | 2021 | 18863.1522 | 0 | 0 | 0 | 0 | 6312.6782 | 78436.0842 | 52000.11 | 3 | 193580.0918 | 156365.8692 | 22 | 161625.1952 | 105166.2307 | 3 | 0 | 0 | 0 | 53379.1802 | 1844.8236 | 316906.2955 | 2905.3533 | 265420.145 | 525.7035 | 929.5651 | 0 | 59225.2957 | 216.2162 | 0 | 184406.0009 | 86.54% | 13.46% | 7011.2853 | 1038.6772 | 692.3219 | 28.0146 | 163.7371 | 596.1567 | 671.9543 | 179.3007 | 13050.971 | 72776.3749 | 324462.9857 | 410290.3316 | 1503103.386 | 1920939.2869 | 3.032% | 1981011.8575
OFFICE BUILDINGS #2220 | TERTIARY | OFFICE BUILDINGS | 29532.0373 | 2018 | 23062.6098 | 0 | 0 | 0 | 0 | 8590.7444 | 93949.3161 | 63165.6679 | 3 | 144613.833 | 171412.7394 | 27 | 186357.6867 | 132044.3418 | 3 | 0 | 0 | 0 | 56700.2689 | 2653.5655 | 523888.7781 | 3661.6571 | 242155.8911 | 585.1433 | 1141.543 | 0 | 55360.0024 | 293.9341 | 0 | 207372.9839 | 87.03% | 12.97% | 7085.3814 | 1312.683 | 593.9389 | 32.6264 | 180.2204 | 1105.1064 | 1074.2618 | 263.1473 | 15570.1533 | 72461.5205 | 381793.7322 | 469825.4061 | 1720744.7146 | 2199290.8226 | 4.836% | 2311062.991
OFFICE BUILDINGS #2221 | TERTIARY | OFFICE BUILDINGS | 8292.1497 | 2019 | 5918.715 | 0 | 0 | 0 | 0 | 2339.9853 | 24616.422 | 16362.9888 | 1 | 48573.6268 | 44015.4044 | 7 | 80631.647 | 36305.8721 | 1 | 0 | 0 | 0 | 17583.6564 | 568.8994 | 150334.7947 | 1082.8273 | 74701.0346 | 212.458 | 241.1966 | 0 | 15347.7268 | 61.3735 | 0 | 70600.9038 | 86.8% | 13.2% | 2124.0426 | 344.4861 | 185.1652 | 6.6956 | 52.83 | 251.0109 | 305.0797 | 66.1139 | 4290.4981 | 16503.507 | 113615.2655 | 134409.2706 | 539534.9427 | 676344.4984 | 1.688% | 687958.5986
OFFICE BUILDINGS #2222 | TERTIARY | OFFICE BUILDINGS | 32991.512 | 2009 | 25189.2803 | 0 | 0 | 0 | 0 | 9609.3198 | 64976.5494 | 80688.3792 | 5 | 202258.6515 | 109768.9174 | 22 | 173658.9141 | 114530.2776 | 4 | 0 | 0 | 0 | 44777.1004 | 3648.8221 | 347525.3126 | 4578.8276 | 213019.6712 | 723.7955 | 1264.5844 | 0 | 41305.8162 | 285.3839 | 0 | 309140.9018 | 72.58% | 27.42% | 11088.7989 | 1063.7577 | 1031.399 | 35.1043 | 231.5038 | 1026.578 | 1216.7336 | 224.3486 | 15421.8357 | 65600.5517 | 405942.5599 | 486964.9472 | 1595746.0071 | 2089985.1517 | 2.068% | 2134112.7009
OFFICE BUILDINGS #2223 | TERTIARY | OFFICE BUILDINGS | 31894.4386 | 2018 | 21369.5364 | 0 | 0 | 0 | 0 | 9556.3802 | 94534.0966 | 96856.197 | 4 | 176544.4829 | 161744.2074 | 27 | 283656.5546 | 136579.6473 | 5 | 0 | 0 | 0 | 63209.7128 | 3514.2201 | 366721.0768 | 5354.2064 | 362130.3889 | 903.3689 | 1129.8279 | 0 | 65215.2557 | 312.5809 | 0 | 310849.9919 | 85.72% | 14.28% | 8215.2569 | 1004.2249 | 848.0616 | 31.2448 | 202.6992 | 1107.3942 | 1152.4072 | 282.8717 | 11905.2616 | 66453.2728 | 292534.3108 | 370892.8452 | 1937685.7648 | 2321847.6129 | 7.308% | 2504906.4275
OFFICE BUILDINGS #2224 | TERTIARY | OFFICE BUILDINGS | 31302.8096 | 2008 | 23093.7399 | 0 | 0 | 0 | 0 | 8128.4862 | 71670.2901 | 67134.6762 | 4 | 179046.8188 | 135034.0295 | 23 | 240421.8632 | 129728.5379 | 5 | 0 | 0 | 0 | 56712.2935 | 2794.2495 | 423386.2445 | 3643.2009 | 304720.9721 | 778.2027 | 1057.6875 | 0 | 38246.2683 | 283.591 | 0 | 213851.4662 | 84.78% | 15.22% | 7844.9282 | 1470.5324 | 724.3093 | 37.2602 | 237.1558 | 1219.1395 | 945.788 | 194.7197 | 13854.9262 | 51164.8841 | 426804.7436 | 491824.5539 | 1716376.5055 | 2218547.0972 | 4.864% | 2331981.5996
OFFICE BUILDINGS #2225 | TERTIARY | OFFICE BUILDINGS | 25448.2471 | 2010 | 14635.4166 | 0 | 0 | 0 | 0 | 4950.2703 | 76383.4144 | 57837.2545 | 3 | 164664.6077 | 98420.8711 | 23 | 171826.4271 | 104313.0188 | 4 | 0 | 0 | 0 | 34167.0925 | 1972.3813 | 340308.3609 | 3327.5692 | 253348.0027 | 577.4981 | 684.6299 | 0 | 50496.6521 | 250.0773 | 0 | 204148.4207 | 95.03% | 4.968% | 5321.3903 | 844.733 | 587.6351 | 24.1075 | 178.8578 | 912.8485 | 981.9145 | 216.8914 | 11234.1224 | 40519.4894 | 339715.5044 | 391469.1163 | 1441404.6912 | 1838957.9032 | 4.7% | 1929647.7064
OFFICE BUILDINGS #2226 | TERTIARY | OFFICE BUILDINGS | 31979.8345 | 2018 | 25691.8885 | 0 | 0 | 0 | 0 | 10825.0764 | 72411.1563 | 72660.0538 | 5 | 174391.8141 | 182230.8064 | 30 | 207697.6395 | 125486.7308 | 5 | 0 | 0 | 0 | 46465.9165 | 3541.7771 | 542531.3919 | 5473.166 | 365998.4954 | 696.6869 | 787.2766 | 0 | 46364.6474 | 278.8175 | 0 | 277329.9763 | 88.34% | 11.66% | 8836.5293 | 1065.1606 | 717.554 | 32.0247 | 195.9731 | 946.493 | 907.7893 | 229.4934 | 13166.1145 | 78135.1587 | 455906.2733 | 547207.5465 | 1967609.4322 | 2527721.4481 | 4.741% | 2653532.0826
OFFICE BUILDINGS #2227 | TERTIARY | OFFICE BUILDINGS | 5088.3864 | 2010 | 4358.4241 | 0 | 0 | 0 | 0 | 1462.012 | 14800.3547 | 12750.9823 | 1 | 20033.9387 | 18215.164 | 3 | 30843.0162 | 21476.7559 | 1 | 0 | 0 | 0 | 9065.6486 | 439.8913 | 58487.1231 | 626.3173 | 51207.967 | 134.8454 | 170.5049 | 0 | 7352.1857 | 39.1892 | 0 | 42560.1696 | 79.89% | 20.11% | 1616.8906 | 230.8903 | 137.5553 | 5.7443 | 39.3347 | 130.3231 | 119.6235 | 41.5658 | 2386.1101 | 8789.7198 | 49021.0101 | 60196.84 | 265227.0017 | 326674.3165 | 6.494% | 349363.4647
OFFICE BUILDINGS #2228 | TERTIARY | OFFICE BUILDINGS | 10865.4517 | 2022 | 10173.5641 | 0 | 0 | 0 | 0 | 2977.5604 | 41529.8434 | 31697.1171 | 2 | 69781.1709 | 52745.701 | 9 | 94687.3212 | 53468.1884 | 1 | 0 | 0 | 0 | 17393.93 | 974.5121 | 130712.2606 | 1347.7971 | 124019.3318 | 240.4367 | 334.1802 | 0 | 20802.6188 | 84.1994 | 0 | 90909.6102 | 94.22% | 5.78% | 3124.4022 | 482.289 | 350.7784 | 11.7797 | 53.8573 | 304.8445 | 312.1479 | 81.1726 | 4956.2272 | 24458.7729 | 109714.4843 | 139129.4844 | 667605.3543 | 810147.2502 | 5.226% | 854821.8347
OFFICE BUILDINGS #2229 | TERTIARY | OFFICE BUILDINGS | 16348.7245 | 2014 | 11338.114 | 0 | 0 | 0 | 0 | 4492.9976 | 47318.773 | 28564.6947 | 2 | 106816.557 | 63431.1574 | 11 | 124893.3078 | 75570.5377 | 3 | 0 | 0 | 0 | 24902.1574 | 1329.3222 | 173401.4567 | 1692.9432 | 141068.5283 | 466.4562 | 452.2126 | 0 | 21819.6291 | 163.2899 | 0 | 158826.3872 | 86.61% | 13.39% | 4546.4392 | 753.4854 | 501.0374 | 13.373 | 94.4257 | 419.17 | 572.2413 | 133.789 | 7729.843 | 32975.6571 | 166378.0798 | 207083.5798 | 902837.2196 | 1114182.3622 | 1.016% | 1125618.9151
OFFICE BUILDINGS #2230 | TERTIARY | OFFICE BUILDINGS | 28313.7588 | 2009 | 21589.0913 | 0 | 0 | 0 | 0 | 7869.2351 | 79830.1999 | 61318.7858 | 3 | 134657.3506 | 111058.6632 | 21 | 213153.6637 | 101906.0258 | 3 | 0 | 0 | 0 | 36656.5273 | 2297.5155 | 426734.5746 | 4385.0421 | 283517.3062 | 886.0657 | 737.8189 | 0 | 41287.2391 | 194.1262 | 0 | 177913.7725 | 91.14% | 8.855% | 6078.0225 | 906.52 | 838.8522 | 33.7975 | 187.9793 | 759.6853 | 975.4174 | 182.5233 | 12565.7327 | 59071.3788 | 356522.0303 | 428159.1418 | 1575966.4227 | 2010199.8951 | 5.67% | 2131028.679
OFFICE BUILDINGS #2231 | TERTIARY | OFFICE BUILDINGS | 26024.7022 | 2011 | 21953.3019 | 0 | 0 | 0 | 0 | 6711.8343 | 58065.2647 | 51845.3615 | 4 | 126899.9641 | 112185.9591 | 19 | 193134.6176 | 78675.0374 | 4 | 0 | 0 | 0 | 43457.4525 | 2957.7997 | 366064.6572 | 3300.1463 | 286310.1464 | 704.976 | 697.5485 | 0 | 38717.909 | 267.5505 | 0 | 256148.1853 | 85.75% | 14.25% | 7965.87 | 1233.4131 | 819.9428 | 32.5858 | 145.4455 | 786.8326 | 1008.4708 | 220.5234 | 9417.7405 | 46586.4713 | 328808.4645 | 384812.6762 | 1534885.1642 | 1928025.6904 | 6.157% | 2054517.7119
OFFICE BUILDINGS #2232 | TERTIARY | OFFICE BUILDINGS | 13317.4177 | 2019 | 9113.9504 | 0 | 0 | 0 | 0 | 4243.1761 | 37124.1918 | 29217.9049 | 2 | 70201.4623 | 59296.066 | 12 | 128790.9526 | 69094.0787 | 2 | 0 | 0 | 0 | 27777.8506 | 1391.1358 | 246851.0647 | 2198.1481 | 140166.6141 | 330.6266 | 333.4142 | 0 | 29127.1084 | 116.5899 | 0 | 133198.9618 | 87.69% | 12.31% | 3656.3119 | 480.856 | 422.7235 | 12.8147 | 73.3158 | 506.8565 | 357.3243 | 108.1452 | 7522.0416 | 29744.1181 | 140845.8689 | 178112.0286 | 910921.1201 | 1092715.58 | 1.295% | 1107054.7573
OFFICE BUILDINGS #2233 | TERTIARY | OFFICE BUILDINGS | 14293.8025 | 2016 | 14093.4598 | 0 | 0 | 0 | 0 | 4290.959 | 47667.8005 | 31086.3016 | 2 | 86054.5185 | 86905.2028 | 12 | 97393.2335 | 75616.0225 | 2 | 0 | 0 | 0 | 19696.3805 | 1081.973 | 246222.3511 | 1706.1021 | 170384.8988 | 393.4607 | 534.436 | 0 | 28298.463 | 135.1773 | 0 | 153049.5914 | 93.17% | 6.835% | 3310.9736 | 460.7229 | 452.6599 | 13.6523 | 77.275 | 347.3686 | 480.8641 | 101.458 | 5767.1011 | 23856.0303 | 136584.8109 | 166207.9423 | 945462.6747 | 1115336.4722 | 3.026% | 1150137.3487
OFFICE BUILDINGS #2234 | TERTIARY | OFFICE BUILDINGS | 17497.2473 | 2018 | 12467.2093 | 0 | 0 | 0 | 0 | 5795.8136 | 47681.3539 | 37036.3232 | 2 | 107871.389 | 92473.3733 | 12 | 130791.0326 | 81317.5763 | 3 | 0 | 0 | 0 | 35825.2876 | 1782.7868 | 303051.5174 | 2159.3617 | 194432.3416 | 522.5061 | 655.0285 | 0 | 32007.111 | 140.6498 | 0 | 198765.8872 | 84.1% | 15.9% | 3843.0491 | 839.2324 | 515.3148 | 20.572 | 116.9353 | 453.8636 | 554.0382 | 139.6627 | 9854.8639 | 41541.2144 | 227865.3029 | 279261.3811 | 1181748.8798 | 1466400.363 | 0.6409% | 1475858.8873
OFFICE BUILDINGS #2235 | TERTIARY | OFFICE BUILDINGS | 32888.632 | 2014 | 23714.7861 | 0 | 0 | 0 | 0 | 7778.2774 | 100040.233 | 78811.8332 | 4 | 155202.4688 | 124474.5624 | 25 | 189352.4657 | 150363.3776 | 3 | 0 | 0 | 0 | 47229.1548 | 2625.2781 | 378957.0645 | 4443.5124 | 380758.6297 | 932.3864 | 955.8423 | 0 | 70473.6376 | 271.4612 | 0 | 303262.4147 | 87.68% | 12.32% | 8154.9221 | 1457.2137 | 996.9278 | 36.0005 | 163.4967 | 1071.0643 | 927.9217 | 192.039 | 12467.7195 | 64637.9 | 419602.9692 | 496708.5887 | 1831196.5158 | 2338027.0344 | 3.161% | 2414345.7322
OFFICE BUILDINGS #2236 | TERTIARY | OFFICE BUILDINGS | 23890.4088 | 2017 | 19643.0151 | 0 | 0 | 0 | 0 | 6030.1003 | 81202.4362 | 58118.4536 | 3 | 113893.1448 | 94036.8598 | 21 | 189473.2116 | 127793.7636 | 3 | 0 | 0 | 0 | 48619.3569 | 1917.5877 | 432519.7528 | 2958.6689 | 211733.1949 | 584.41 | 921.3711 | 0 | 37279.8192 | 204.4961 | 0 | 193110.7553 | 80.24% | 19.76% | 8039.0946 | 813.0818 | 530.0473 | 31.225 | 126.3616 | 565.3207 | 610.477 | 143.2555 | 11779.361 | 52548.2928 | 215440.9226 | 279768.5764 | 1476318.6418 | 1764272.5316 | 4.668% | 1850657.1637
OFFICE BUILDINGS #2237 | TERTIARY | OFFICE BUILDINGS | 15417.2843 | 2015 | 13879.0947 | 0 | 0 | 0 | 0 | 5387.5519 | 33600.6562 | 34901.9699 | 2 | 95455.9153 | 89216.8556 | 11 | 129905.0758 | 71643.5427 | 2 | 0 | 0 | 0 | 31509.5673 | 1666.0163 | 221385.9631 | 2004.4549 | 139898.617 | 300.6425 | 511.1075 | 0 | 31659.3828 | 133.4161 | 0 | 147718.9851 | 83.81% | 16.19% | 4521.1833 | 676.1601 | 444.75 | 15.8726 | 89.5963 | 534.0594 | 495.9531 | 139.382 | 7632.526 | 27429.742 | 210668.347 | 245730.615 | 934618.2537 | 1184998.4141 | 6.988% | 1274027.7505
OFFICE BUILDINGS #2238 | TERTIARY | OFFICE BUILDINGS | 14005.1891 | 2021 | 15345.1889 | 0 | 0 | 0 | 0 | 4189.6093 | 40100.2839 | 43890.5357 | 2 | 78402.7476 | 70472.8865 | 12 | 148627.6915 | 72887.2115 | 2 | 0 | 0 | 0 | 27828.3269 | 1507.8467 | 181282.071 | 2098.072 | 188066.431 | 291.7786 | 455.3362 | 0 | 23761.4569 | 150.3086 | 0 | 111292.8272 | 85.05% | 14.95% | 2938.1934 | 451.5363 | 285.2181 | 14.979 | 91.81 | 493.3762 | 465.1487 | 92.7454 | 5120.5071 | 38601.5652 | 161458.7835 | 205180.8557 | 910603.443 | 1120406.9665 | 4.773% | 1176561.9657
OFFICE BUILDINGS #2239 | TERTIARY | OFFICE BUILDINGS | 6715.8554 | 2011 | 3883.6598 | 0 | 0 | 0 | 0 | 1452.1139 | 14896.5808 | 15332.5061 | 1 | 36136.3928 | 28911.5718 | 5 | 35751.2543 | 26934.0657 | 1 | 0 | 0 | 0 | 11242.9196 | 638.5222 | 76997.7087 | 866.8591 | 48872.4341 | 138.2815 | 224.8483 | 0 | 11068.2957 | 75.9703 | 0 | 64694.9805 | 93.69% | 6.311% | 1924.4513 | 309.1864 | 144.9236 | 8.5269 | 43.9042 | 243.1475 | 219.1956 | 61.9928 | 2157.5767 | 15577.3144 | 78736.997 | 96471.888 | 340541.0033 | 438606.4251 | 5.642% | 464832.3296
OFFICE BUILDINGS #2240 | TERTIARY | OFFICE BUILDINGS | 15887.8024 | 2013 | 14152.276 | 0 | 0 | 0 | 0 | 5233.4673 | 41487.4183 | 35090.1479 | 2 | 97970.977 | 68858.5658 | 12 | 89749.1343 | 51065.6633 | 2 | 0 | 0 | 0 | 30642.078 | 1742.9871 | 256880.8286 | 2710.5944 | 138723.1587 | 359.333 | 598.253 | 0 | 26455.5705 | 141.4489 | 0 | 163221.3585 | 75.77% | 24.23% | 5364.8263 | 706.1523 | 445.8431 | 14.569 | 83.2185 | 552.979 | 591.0973 | 141.1858 | 8050.9451 | 30662.8952 | 177958.7966 | 216672.637 | 952900.3708 | 1173867.0629 | 5.783% | 1245913.0326
OFFICE BUILDINGS #2241 | TERTIARY | OFFICE BUILDINGS | 30277.3282 | 2024 | 24286.8015 | 0 | 0 | 0 | 0 | 12308.8025 | 90907.5629 | 80080.6259 | 4 | 175881.6652 | 169250.851 | 18 | 227775.5348 | 127869.4888 | 5 | 0 | 0 | 0 | 47409.3501 | 3108.2357 | 451239.8281 | 3261.1613 | 303227.3478 | 916.9995 | 1014.1369 | 0 | 73920.0259 | 302.9648 | 0 | 273134.2368 | 94.97% | 5.029% | 8618.0896 | 966.0034 | 998.404 | 35.673 | 175.6723 | 1131.3188 | 849.326 | 230.6231 | 18933.9092 | 73706.2482 | 268002.5506 | 360642.708 | 1874529.2071 | 2247706.5136 | 4.728% | 2359251.2056
OFFICE BUILDINGS #2242 | TERTIARY | OFFICE BUILDINGS | 16471.5907 | 2019 | 15658.4281 | 0 | 0 | 0 | 0 | 4469.3665 | 39683.1435 | 42562.1207 | 2 | 120727.9881 | 108414.891 | 13 | 150993.8968 | 71352.2478 | 2 | 0 | 0 | 0 | 24098.6073 | 1272.1829 | 240818.4842 | 2391.2232 | 148007.8172 | 523.3526 | 449.8193 | 0 | 39230.6411 | 185.7241 | 0 | 158930.029 | 84.12% | 15.88% | 3546.2976 | 646.5245 | 344.1232 | 15.9179 | 122.6443 | 445.6882 | 566.8252 | 113.3882 | 8495.5294 | 36000.0249 | 173742.594 | 218238.1484 | 1043275.076 | 1267994.5788 | 5.098% | 1336107.1487
OFFICE BUILDINGS #2243 | TERTIARY | OFFICE BUILDINGS | 22656.8129 | 2009 | 12433.7676 | 0 | 0 | 0 | 0 | 4594.7485 | 63425.0794 | 57392.7852 | 3 | 109429.7696 | 115301.3475 | 14 | 155759.9374 | 90633.6783 | 2 | 0 | 0 | 0 | 35897.8248 | 2254.3038 | 212860.7381 | 2685.689 | 173118.83 | 690.4258 | 605.523 | 0 | 40894.3322 | 168.8442 | 0 | 142427.6786 | 84.65% | 15.35% | 7087.711 | 998.7331 | 456.8203 | 27.9 | 127.0334 | 881.6419 | 643.0565 | 199.9651 | 9907.8166 | 32890.5231 | 316901.1682 | 359699.5079 | 1050905.4108 | 1417826.1689 | 3.28% | 1465905.723
OFFICE BUILDINGS #2244 | TERTIARY | OFFICE BUILDINGS | 6132.8057 | 2020 | 5798.0312 | 0 | 0 | 0 | 0 | 2100.0434 | 20484.7249 | 18247.8405 | 1 | 33224.8593 | 33280.9411 | 6 | 45789.1903 | 27152.682 | 1 | 0 | 0 | 0 | 12893.4707 | 665.0898 | 93532.0497 | 798.9625 | 66768.3476 | 183.1773 | 186.5338 | 0 | 11182.9733 | 50.0744 | 0 | 54868.6388 | 88.88% | 11.12% | 1449.4674 | 202.0405 | 149.759 | 8.15 | 39.5721 | 222.463 | 165.2327 | 52.31 | 3214.621 | 16054.262 | 65539.1987 | 84808.0818 | 387052.2614 | 474570.3322 | 1.632% | 482442.6709
OFFICE BUILDINGS #2245 | TERTIARY | OFFICE BUILDINGS | 26730.4003 | 2016 | 22724.5513 | 0 | 0 | 0 | 0 | 6204.7747 | 68748.5111 | 56437.9929 | 4 | 121323.8677 | 150184.8748 | 19 | 189300.7468 | 110158.1175 | 3 | 0 | 0 | 0 | 46711.8969 | 2974.2937 | 381011.5573 | 3636.4817 | 313081.6401 | 825.1372 | 987.6857 | 0 | 41790.599 | 293.868 | 0 | 193811.9341 | 84.93% | 15.07% | 6434.4402 | 1197.2939 | 697.7017 | 34.7595 | 170.6677 | 1032.8566 | 772.2593 | 173.7154 | 11776.903 | 49766.9107 | 364733.628 | 426277.4418 | 1526576.9909 | 1960483.3883 | 6.183% | 2089688.8506
OFFICE BUILDINGS #2246 | TERTIARY | OFFICE BUILDINGS | 6580.5401 | 2017 | 6425.618 | 0 | 0 | 0 | 0 | 2294.0411 | 21258.5829 | 16157.364 | 1 | 40708.967 | 34953.358 | 5 | 61566.6553 | 31713.519 | 1 | 0 | 0 | 0 | 13868.6101 | 629.4322 | 119169.1598 | 1067.62 | 61277.06 | 205.353 | 204.9823 | 0 | 13499.5096 | 65.177 | 0 | 46601.4841 | 90.24% | 9.762% | 2083.6326 | 211.1229 | 183.1471 | 5.5999 | 36.0792 | 157.9145 | 235.3715 | 58.8667 | 2248.5375 | 12651.0941 | 76416.4591 | 91316.0907 | 424486.8781 | 518506.8665 | 7.633% | 561355.9585
OFFICE BUILDINGS #2247 | TERTIARY | OFFICE BUILDINGS | 8917.7479 | 2012 | 8082.9833 | 0 | 0 | 0 | 0 | 1788.0228 | 22621.0164 | 18725.3732 | 1 | 46045.8815 | 46703.8118 | 7 | 60501.6761 | 37381.5553 | 1 | 0 | 0 | 0 | 11973.5095 | 613.7102 | 127667.2114 | 1374.3734 | 84551.5817 | 213.1949 | 281.1215 | 0 | 18734.3063 | 98.6165 | 0 | 59927.8998 | 86.97% | 13.03% | 2206.3438 | 389.0996 | 277.5446 | 10.3262 | 52.868 | 324.8106 | 247.4198 | 63.2455 | 4203.4824 | 18783.3489 | 106080.8315 | 129067.6629 | 491385.9009 | 623559.2159 | 6.79% | 668985.2859
OFFICE BUILDINGS #2248 | TERTIARY | OFFICE BUILDINGS | 27296.5234 | 2016 | 24852.7937 | 0 | 0 | 0 | 0 | 8153.8009 | 83560.5855 | 63776.8375 | 4 | 142713.837 | 167488.6055 | 26 | 238038.5017 | 131118.0683 | 4 | 0 | 0 | 0 | 56725.5319 | 2044.8316 | 417527.8785 | 4145.03 | 211445.7105 | 875.5917 | 1038.7652 | 0 | 52152.4313 | 259.6675 | 0 | 182575.1721 | 84.17% | 15.83% | 5970.0775 | 1070.1158 | 650.2378 | 23.0669 | 217.1725 | 683.1738 | 783.1824 | 168.355 | 11218.8471 | 65514.0931 | 297872.5118 | 374605.452 | 1580834.2582 | 1966516.9633 | 6.285% | 2098392.6314
OFFICE BUILDINGS #2249 | TERTIARY | OFFICE BUILDINGS | 3890.2978 | 2020 | 4123.1835 | 0 | 0 | 0 | 0 | 1107.3965 | 13419.2506 | 9008.2007 | 1 | 20333.5514 | 22701.0366 | 3 | 30739.5331 | 21201.727 | 0 | 0 | 0 | 0 | 7705.871 | 422.232 | 73965.0242 | 552.6591 | 34191.264 | 114.193 | 104.3679 | 0 | 8758.7964 | 33.6712 | 0 | 35225.1712 | 82.87% | 17.13% | 963.1326 | 168.1946 | 99.4395 | 4.6671 | 28.5031 | 112.3589 | 121.3596 | 28.479 | 1541.1476 | 7964.3242 | 50094.6226 | 59600.0944 | 252212.8526 | 312941.15 | 6.783% | 335713.1186
OFFICE BUILDINGS #2250 | TERTIARY | OFFICE BUILDINGS | 15601.9069 | 2010 | 9352.5147 | 0 | 0 | 0 | 0 | 3842.5341 | 36573.904 | 30483.1618 | 2 | 78295.6763 | 56006.5409 | 12 | 121003.8698 | 54295.692 | 2 | 0 | 0 | 0 | 25925.5936 | 1706.3987 | 227813.7635 | 2637.7292 | 155987.4161 | 405.4759 | 383.2502 | 0 | 20114.9327 | 122.9512 | 0 | 115264.6755 | 85.71% | 14.29% | 3408.939 | 708.1228 | 449.3663 | 15.2642 | 99.8207 | 420.701 | 464.112 | 129.5758 | 5431.6579 | 30361.0388 | 205881.178 | 241673.8747 | 877102.2132 | 1124143.9519 | 4.76% | 1180322.8427
OFFICE BUILDINGS #2251 | TERTIARY | OFFICE BUILDINGS | 28061.371 | 2016 | 19273.7004 | 0 | 0 | 0 | 0 | 6980.8349 | 80256.8533 | 51895.341 | 4 | 183763.128 | 130778.9804 | 27 | 208399.3337 | 135396.9027 | 3 | 0 | 0 | 0 | 50523.6745 | 2909.2881 | 497345.2418 | 3549.3027 | 254556.184 | 896.7635 | 740.7352 | 0 | 53511.5833 | 285.6952 | 0 | 302278.5022 | 84.05% | 15.95% | 7254.4505 | 1216.0036 | 659.5902 | 32.4383 | 182.8254 | 1076.1057 | 704.3257 | 227.7696 | 14557.9269 | 65087.456 | 373451.4447 | 453096.8277 | 1830795.7089 | 2290973.0784 | 1.969% | 2336995.5252
OFFICE BUILDINGS #2252 | TERTIARY | OFFICE BUILDINGS | 3226.6552 | 2024 | 3470.9976 | 0 | 0 | 0 | 0 | 1222.6093 | 9981.7405 | 8131.2021 | 0 | 18357.0764 | 14796.3222 | 2 | 24360.7822 | 17584.7663 | 0 | 0 | 0 | 0 | 5672.4612 | 254.4566 | 43818.01 | 515.8205 | 42156.2474 | 84.4128 | 93.515 | 0 | 6118.9807 | 32.427 | 0 | 31524.2233 | 81.18% | 18.82% | 969.1155 | 148.7501 | 95.5341 | 3.3758 | 19.8361 | 119.4616 | 102.686 | 20.2398 | 1466.8723 | 10361.0765 | 37855.5212 | 49683.4701 | 209609.1412 | 260409.2875 | 5.508% | 275587.704
OFFICE BUILDINGS #2253 | TERTIARY | OFFICE BUILDINGS | 12175.9521 | 2018 | 9947.1278 | 0 | 0 | 0 | 0 | 3525.9098 | 34113.9281 | 36023.348 | 1 | 79979.92 | 51114.1934 | 8 | 97288.2332 | 59575.4141 | 2 | 0 | 0 | 0 | 22752.8594 | 982.1792 | 182374.584 | 1445.2096 | 141339.0249 | 238.8933 | 364.8793 | 0 | 20674.752 | 98.6033 | 0 | 118000.2743 | 91.91% | 8.086% | 3465.5871 | 385.1445 | 357.165 | 13.2627 | 79.7068 | 416.8994 | 325.6828 | 108.9758 | 6616.8552 | 23383.1361 | 164795.918 | 194795.9093 | 781112.4579 | 979828.3889 | 4.686% | 1028004.3046
OFFICE BUILDINGS #2254 | TERTIARY | OFFICE BUILDINGS | 25993.4059 | 2021 | 26516.4839 | 0 | 0 | 0 | 0 | 7095.2233 | 97162.9166 | 82124.1384 | 4 | 169129.0502 | 139930.1027 | 26 | 172741.1984 | 141146.5362 | 3 | 0 | 0 | 0 | 45232.0665 | 2099.7755 | 345123.491 | 4196.2866 | 313667.1461 | 736.4357 | 936.0795 | 0 | 48366.6178 | 257.255 | 0 | 196094.9621 | 78.08% | 21.92% | 8124.6532 | 1081.526 | 574.7568 | 26.4082 | 165.736 | 824.7496 | 828.9039 | 215.7076 | 12855.0315 | 78348.8671 | 329774.8891 | 420978.7878 | 1598552.3494 | 2029628.8916 | 6.914% | 2180369.0266
OFFICE BUILDINGS #2255 | TERTIARY | OFFICE BUILDINGS | 16212.1264 | 2014 | 14096.9198 | 0 | 0 | 0 | 0 | 5204.4787 | 40387.5781 | 30114.1699 | 2 | 107933.5368 | 89905.897 | 12 | 126446.2167 | 52176.2972 | 2 | 0 | 0 | 0 | 31766.5888 | 1321.5818 | 185161.8504 | 2260.664 | 182130.9664 | 417.8451 | 395.3699 | 0 | 31329.3472 | 162.302 | 0 | 163770.133 | 83.48% | 16.52% | 5336.3042 | 746.2663 | 487.2716 | 19.4652 | 121.7234 | 467.1938 | 631.241 | 114.4416 | 5871.699 | 36983.6427 | 199655.9638 | 242511.3055 | 982219.6692 | 1229095.3211 | 1.554% | 1248496.2481
OFFICE BUILDINGS #2256 | TERTIARY | OFFICE BUILDINGS | 10160.3934 | 2015 | 9372.1866 | 0 | 0 | 0 | 0 | 3358.7579 | 29184.0946 | 24170.1131 | 1 | 66078.4019 | 44018.5853 | 10 | 61625.2781 | 52789.2018 | 2 | 0 | 0 | 0 | 21539.8406 | 818.4531 | 163495.5742 | 1687.5394 | 95317.6856 | 304.0823 | 359.2882 | 0 | 22238.8174 | 89.5144 | 0 | 100166.258 | 92.12% | 7.881% | 3024.8589 | 335.4597 | 266.9573 | 11.497 | 66.4413 | 316.244 | 385.9764 | 83.7806 | 4793.5732 | 21343.8663 | 144847.5365 | 170984.976 | 632016.5005 | 806407.6188 | 1.787% | 821082.6381
OFFICE BUILDINGS #2257 | TERTIARY | OFFICE BUILDINGS | 25657.5865 | 2023 | 29863.6874 | 0 | 0 | 0 | 0 | 8795.777 | 72615.8647 | 85595.773 | 4 | 214991.7221 | 153162.69 | 22 | 250248.3561 | 98716.1132 | 3 | 0 | 0 | 0 | 54018.7355 | 2123.6043 | 458797.1622 | 3500.5996 | 315907.1006 | 692.6129 | 753.0461 | 0 | 50556.3426 | 286.7646 | 0 | 236075.0296 | 88.41% | 11.59% | 7432.654 | 1175.1956 | 525.5834 | 29.2664 | 176.9642 | 892.0805 | 746.8953 | 233.2327 | 12680.9793 | 67837.3947 | 339255.9611 | 419774.3351 | 1872864.6903 | 2303931.5312 | 6.163% | 2455235.8074
OFFICE BUILDINGS #2258 | TERTIARY | OFFICE BUILDINGS | 7381.2661 | 2020 | 6013.7248 | 0 | 0 | 0 | 0 | 2465.7657 | 26199.4597 | 18678.7775 | 1 | 48573.3069 | 39245.6627 | 7 | 48849.6674 | 33147.8829 | 1 | 0 | 0 | 0 | 11923.7625 | 574.9562 | 98307.5805 | 1062.0253 | 68482.374 | 209.3111 | 216.2525 | 0 | 16772.9733 | 63.9732 | 0 | 53854.7592 | 83.24% | 16.76% | 2008.1441 | 340.0404 | 152.1229 | 6.6938 | 38.1175 | 184.5846 | 208.5807 | 53.0643 | 4292.7739 | 13970.7782 | 96952.6842 | 115216.2362 | 422750.5761 | 540879.4826 | 1.351% | 548285.6577
OFFICE BUILDINGS #2259 | TERTIARY | OFFICE BUILDINGS | 14483.8627 | 2020 | 16012.4219 | 0 | 0 | 0 | 0 | 3513.5948 | 32774.2692 | 37054.2326 | 2 | 92751.6903 | 96629.5452 | 11 | 121928.6921 | 54431.4326 | 2 | 0 | 0 | 0 | 31637.7555 | 1555.7274 | 220695.9611 | 2144.9279 | 152994.507 | 330.525 | 404.0928 | 0 | 27836.6179 | 118.5329 | 0 | 112123.7438 | 81.47% | 18.53% | 3738.3172 | 561.1181 | 300.0262 | 13.4406 | 74.0178 | 554.0133 | 558.6918 | 93.0418 | 7202.6899 | 42975.0733 | 134678.165 | 184855.9282 | 912166.0938 | 1103304.6184 | 0.9415% | 1113790.5891
OFFICE BUILDINGS #2260 | TERTIARY | OFFICE BUILDINGS | 24287.0248 | 2019 | 16595.1148 | 0 | 0 | 0 | 0 | 8816.3025 | 61005.4695 | 74411.3762 | 4 | 167770.0207 | 141063.4158 | 16 | 228779.1253 | 91151.4623 | 3 | 0 | 0 | 0 | 48447.3544 | 2111.4784 | 419422.6153 | 3802.8347 | 196032.6803 | 757.6281 | 580.6564 | 0 | 43799.946 | 184.4367 | 0 | 174327.5369 | 91.51% | 8.492% | 8050.703 | 834.3849 | 691.8006 | 20.7185 | 160.6083 | 781.1277 | 855.638 | 176.9367 | 9494.9983 | 52118.6382 | 319894.6313 | 381508.2678 | 1505615.1537 | 1894432.8132 | 1.745% | 1928078.2165
OFFICE BUILDINGS #2261 | TERTIARY | OFFICE BUILDINGS | 27156.2932 | 2013 | 19381.0442 | 0 | 0 | 0 | 0 | 8266.9211 | 56313.0037 | 74822.0344 | 4 | 189250.736 | 98341.5286 | 17 | 250132.1668 | 96354.0807 | 3 | 0 | 0 | 0 | 55160.7489 | 2915.035 | 345486.5445 | 3140.6255 | 280224.6847 | 590.6098 | 741.9827 | 0 | 36085.828 | 216.1109 | 0 | 226209.3758 | 82.59% | 17.41% | 6909.3108 | 1143.224 | 901.9679 | 30.0616 | 198.5688 | 708.3218 | 782.6145 | 166.2097 | 12534.4622 | 65707.9834 | 285919.3868 | 364161.8324 | 1630651.8595 | 2003061.9636 | 0.5379% | 2013895.1624
OFFICE BUILDINGS #2262 | TERTIARY | OFFICE BUILDINGS | 31807.7512 | 2014 | 22950.7068 | 0 | 0 | 0 | 0 | 7841.2497 | 89910.9292 | 69172.1026 | 5 | 169592.1436 | 145217.9544 | 19 | 220472.784 | 159550.3092 | 4 | 0 | 0 | 0 | 64613.0746 | 2729.8569 | 433695.2305 | 4647.4899 | 327574.4825 | 840.0474 | 852.249 | 0 | 54581.5454 | 327.2687 | 0 | 304917.6902 | 88.76% | 11.24% | 10167.7022 | 1197.8589 | 945.8377 | 39.4184 | 234.2618 | 821.8415 | 970.716 | 249.736 | 15167.3448 | 62306.5298 | 391348.7219 | 468822.5965 | 1870535.4407 | 2347196.6505 | 5.079% | 2472802.6124
OFFICE BUILDINGS #2263 | TERTIARY | OFFICE BUILDINGS | 17264.7902 | 2020 | 19092.0083 | 0 | 0 | 0 | 0 | 5197.889 | 53823.7324 | 50466.0836 | 2 | 100786.2471 | 98800.9299 | 15 | 137415.6929 | 88636.4511 | 2 | 0 | 0 | 0 | 37697.2356 | 1797.3605 | 251486.0583 | 2610.1138 | 192907.7211 | 345.4724 | 619.8891 | 0 | 35022.7791 | 181.2451 | 0 | 188843.9032 | 85.91% | 14.09% | 5610.7339 | 566.2443 | 423.8959 | 21.9614 | 123.2063 | 503.5804 | 625.1407 | 157.5296 | 9390.1089 | 41919.5131 | 235149.9874 | 286459.6094 | 1134736.0857 | 1428313.84 | 2.437% | 1463996.5022
OFFICE BUILDINGS #2264 | TERTIARY | OFFICE BUILDINGS | 30373.3946 | 2015 | 25283.7189 | 0 | 0 | 0 | 0 | 8213.7012 | 102510.709 | 78345.7008 | 3 | 175238.9664 | 177507.3945 | 24 | 220107.0151 | 99741.007 | 4 | 0 | 0 | 0 | 64304.9017 | 3326.0868 | 435742.8318 | 4048.4656 | 295558.8897 | 873.4576 | 1108.1772 | 0 | 63586.5038 | 313.5127 | 0 | 214384.1189 | 88.07% | 11.93% | 8846.1091 | 974.6296 | 869.7854 | 38.4175 | 219.6439 | 877.2977 | 1139.3567 | 175.572 | 16009.9153 | 75197.4936 | 311461.9693 | 402669.3782 | 1790628.9019 | 2202520.3735 | 7.12% | 2371359.7725
OFFICE BUILDINGS #2265 | TERTIARY | OFFICE BUILDINGS | 28476.4018 | 2012 | 26457.1676 | 0 | 0 | 0 | 0 | 8956.7109 | 69547.2377 | 49893.915 | 4 | 142586.4942 | 136395.1355 | 25 | 202289.9682 | 115239.4936 | 4 | 0 | 0 | 0 | 43818.623 | 1957.3379 | 296711.2611 | 3546.1434 | 276627.6012 | 873.6207 | 840.7039 | 0 | 40901.6261 | 246.83 | 0 | 234496.5205 | 87.13% | 12.87% | 8222.5082 | 1169.6195 | 656.8383 | 32.9279 | 166.394 | 685.8843 | 1112.4848 | 207.7617 | 10898.1653 | 48690.975 | 286495.2165 | 346084.3568 | 1481422.101 | 1836402.2984 | 1.135% | 1857475.9277
OFFICE BUILDINGS #2266 | TERTIARY | OFFICE BUILDINGS | 26732.5711 | 2021 | 28648.3306 | 0 | 0 | 0 | 0 | 8445.6719 | 67477.9867 | 73567.585 | 3 | 153236.6 | 142489.3634 | 25 | 200594.4502 | 132840.9308 | 3 | 0 | 0 | 0 | 49850.7203 | 1947.794 | 465377.9137 | 3338.1672 | 319050.009 | 630.4767 | 890.4409 | 0 | 43790.099 | 224.5336 | 0 | 253205.5595 | 89.18% | 10.82% | 8248.2661 | 1159.2627 | 856.9802 | 24.5415 | 136.5891 | 710.093 | 1029.898 | 194.944 | 11810.1488 | 65999.6928 | 295118.1827 | 372928.0243 | 1758855.6353 | 2139397.0822 | 4.783% | 2246868.1782
OFFICE BUILDINGS #2267 | TERTIARY | OFFICE BUILDINGS | 3178.8445 | 2017 | 2559.5483 | 0 | 0 | 0 | 0 | 1021.8837 | 7928.3844 | 7560.12 | 0 | 16454.8755 | 17389.2646 | 3 | 30519.8272 | 13783.6535 | 0 | 0 | 0 | 0 | 4654.503 | 319.5939 | 55864.1402 | 515.8751 | 39350.9745 | 90.4023 | 90.0162 | 0 | 5651.3046 | 21.6255 | 0 | 21468.337 | 88.94% | 11.06% | 1032.6007 | 96.5966 | 88.2328 | 2.7921 | 21.0231 | 80.7629 | 94.4054 | 24.1756 | 1290.5022 | 6395.2788 | 32017.6607 | 39703.4417 | 203734.4663 | 244311.1735 | 4.464% | 255727.7912
OFFICE BUILDINGS #2268 | TERTIARY | OFFICE BUILDINGS | 31376.2343 | 2008 | 23156.7495 | 0 | 0 | 0 | 0 | 7778.7912 | 90422.2145 | 77489.6534 | 4 | 156041.6525 | 142769.8563 | 24 | 181300.5394 | 107545.9223 | 5 | 0 | 0 | 0 | 49592.828 | 2364.542 | 450223.1136 | 3661.4208 | 312364.5682 | 755.8186 | 881.9766 | 0 | 46318.0698 | 335.5982 | 0 | 182489.7741 | 76.84% | 23.16% | 8893.3688 | 1552.067 | 651.9461 | 41.1785 | 247.6811 | 1087.3955 | 1148.6457 | 213.1643 | 9832.3281 | 48349.4298 | 308628.5547 | 366810.3126 | 1645012.9683 | 2020632.2396 | 1.064% | 2042359.1506
OFFICE BUILDINGS #2269 | TERTIARY | OFFICE BUILDINGS | 9689.6146 | 2016 | 9809.4706 | 0 | 0 | 0 | 0 | 2958.1829 | 23342.9821 | 20983.9145 | 1 | 52818.6532 | 49625.5858 | 9 | 71129.6035 | 51869.7202 | 1 | 0 | 0 | 0 | 16053.3988 | 1076.5751 | 114362.6559 | 1137.5437 | 97205.4274 | 245.4277 | 381.2659 | 0 | 14925.8512 | 105.9431 | 0 | 80183.6738 | 89.81% | 10.19% | 2097.953 | 329.6274 | 262.3319 | 9.6649 | 57.6676 | 332.3074 | 278.8916 | 87.0537 | 3222.2691 | 19505.9636 | 137703.9685 | 160432.2012 | 533621.6931 | 696746.8984 | 2.429% | 714088.923
OFFICE BUILDINGS #2270 | TERTIARY | OFFICE BUILDINGS | 20697.8013 | 2016 | 20535.8298 | 0 | 0 | 0 | 0 | 6014.5522 | 58361.1293 | 54558.8114 | 3 | 123504.4251 | 88285.607 | 15 | 180382.667 | 67996.4446 | 3 | 0 | 0 | 0 | 32233.3834 | 2151.4071 | 229871.8783 | 2146.7514 | 163813.4374 | 564.1402 | 605.3731 | 0 | 34244.3183 | 174.5675 | 0 | 198761.7689 | 80.81% | 19.19% | 4458.4298 | 1005.0027 | 595.6548 | 17.3575 | 159.7739 | 732.351 | 701.9048 | 152.2664 | 7285.1199 | 54611.7928 | 291889.7519 | 353786.6647 | 1172815.5506 | 1533949.1038 | 2.512% | 1573473.0235
OFFICE BUILDINGS #2271 | TERTIARY | OFFICE BUILDINGS | 30261.6013 | 2018 | 21595.8899 | 0 | 0 | 0 | 0 | 8552.8109 | 107054.4291 | 85091.0133 | 4 | 176662.4143 | 125681.831 | 21 | 238929.1519 | 139302.2012 | 4 | 0 | 0 | 0 | 59528.1472 | 3223.6121 | 389545.7467 | 4276.3236 | 343186.804 | 901.1573 | 783.1618 | 0 | 45526.8314 | 252.6948 | 0 | 253427.3459 | 80.6% | 19.4% | 9292.025 | 1273.5572 | 887.6104 | 37.979 | 183.9762 | 754.0942 | 1173.2409 | 235.3038 | 13351.2182 | 75972.2451 | 325461.0901 | 414784.5534 | 1828483.8716 | 2251348.6015 | 7.125% | 2424073.4609
OFFICE BUILDINGS #2272 | TERTIARY | OFFICE BUILDINGS | 4501.6576 | 2019 | 3039.1835 | 0 | 0 | 0 | 0 | 1085.2866 | 12046.615 | 9498.4074 | 1 | 25113.9517 | 20721.4731 | 4 | 30645.1077 | 18755.4846 | 0 | 0 | 0 | 0 | 7765.2809 | 452.6169 | 77613.1167 | 605.8145 | 37017.4496 | 117.7293 | 169.604 | 0 | 8892.3052 | 40.8223 | 0 | 47397.6931 | 82.49% | 17.51% | 1085.8735 | 186.9895 | 144.2985 | 5.2571 | 28.1248 | 162.0097 | 105.8036 | 29.3199 | 2407.0883 | 12451.7102 | 56067.6488 | 70926.4474 | 280668.1277 | 353422.7654 | 4.226% | 369017.886
OFFICE BUILDINGS #2273 | TERTIARY | OFFICE BUILDINGS | 26558.9466 | 2024 | 22902.7362 | 0 | 0 | 0 | 0 | 7564.2002 | 96124.1013 | 66000.8166 | 3 | 174058.4513 | 177697.6906 | 19 | 274190.6272 | 103533.228 | 3 | 0 | 0 | 0 | 46841.9752 | 2052.8353 | 543389.8341 | 3983.2759 | 274435.2863 | 759.8572 | 632.9812 | 0 | 50779.0931 | 250.0608 | 0 | 328907.6562 | 95.35% | 4.652% | 9197.6023 | 1066.1872 | 852.8276 | 23.828 | 182.5226 | 1001.453 | 712.4019 | 227.2131 | 11931.8896 | 68960.6049 | 230424.938 | 311317.4326 | 2004982.1027 | 2325719.8439 | 2.053% | 2374476.7987
OFFICE BUILDINGS #2274 | TERTIARY | OFFICE BUILDINGS | 13348.7541 | 2020 | 14449.6686 | 0 | 0 | 0 | 0 | 3420.7303 | 38416.2826 | 32640.7184 | 2 | 90737.8117 | 83975.2476 | 10 | 105066.4127 | 48772.8481 | 2 | 0 | 0 | 0 | 26676.2103 | 1099.2371 | 193738.6565 | 2128.5312 | 126559.4334 | 270.4191 | 372.6335 | 0 | 25017.7592 | 99.3814 | 0 | 157951.3741 | 87.99% | 12.01% | 3796.7574 | 467.5647 | 296.5196 | 17.4629 | 92.0945 | 487.2667 | 347.6472 | 94.9251 | 5445.173 | 32216.2743 | 115176.2599 | 152837.7072 | 864675.0176 | 1021316.9548 | 1.546% | 1037351.9582
OFFICE BUILDINGS #2275 | TERTIARY | OFFICE BUILDINGS | 14306.7211 | 2008 | 10966.7267 | 0 | 0 | 0 | 0 | 3092.3504 | 34191.8498 | 31817.1777 | 1 | 54287.8345 | 47811.3661 | 12 | 97839.4814 | 46009.6764 | 2 | 0 | 0 | 0 | 21512.2987 | 1172.0257 | 162885.2697 | 1985.6324 | 111072.2387 | 375.3194 | 410.0953 | 0 | 17622.3738 | 123.8762 | 0 | 79192.4456 | 91.49% | 8.515% | 4056.789 | 640.7526 | 373.364 | 14.7805 | 100.2691 | 347.4393 | 466.623 | 81.4814 | 4848.8086 | 24672.3886 | 179331.3944 | 208852.5916 | 657581.0692 | 870517.2794 | 7.233% | 938390.204
OFFICE BUILDINGS #2276 | TERTIARY | OFFICE BUILDINGS | 27723.4638 | 2020 | 23035.2125 | 0 | 0 | 0 | 0 | 8393.1875 | 96521.8174 | 55745.4256 | 4 | 200403.7074 | 166231.0637 | 25 | 263334.7585 | 144809.6688 | 3 | 0 | 0 | 0 | 44668.5773 | 2817.7466 | 431900.5783 | 3913.4137 | 258768.7245 | 713.3723 | 922.6795 | 0 | 57781.2548 | 275.3622 | 0 | 304980.9676 | 85.09% | 14.91% | 6860.4208 | 1366.2233 | 647.8518 | 33.0832 | 204.4334 | 909.7134 | 1062.2338 | 181.3684 | 12694.1051 | 66612.0371 | 245237.562 | 324543.7043 | 1865567.0354 | 2197746.3215 | 7.761% | 2382666.3082
OFFICE BUILDINGS #2277 | TERTIARY | OFFICE BUILDINGS | 7875.0528 | 2023 | 6164.2876 | 0 | 0 | 0 | 0 | 2875.4455 | 28987.9045 | 21614.2637 | 1 | 42779.3857 | 54116.4676 | 7 | 66171.4796 | 34781.9935 | 1 | 0 | 0 | 0 | 16880.6249 | 652.5622 | 100454.533 | 1150.4475 | 101754.3928 | 214.974 | 197.8501 | 0 | 16257.5682 | 80.764 | 0 | 88798.151 | 88.81% | 11.19% | 2057.4874 | 287.8484 | 252.366 | 10.0636 | 46.0736 | 191.1778 | 289.2825 | 53.8824 | 4949.1939 | 15280.5652 | 107334.7993 | 127564.5584 | 518664.4187 | 648841.5583 | 5.406% | 685924.3002
OFFICE BUILDINGS #2278 | TERTIARY | OFFICE BUILDINGS | 6086.8274 | 2022 | 4654.6822 | 0 | 0 | 0 | 0 | 1561.9202 | 16277.3637 | 17525.2937 | 1 | 48496.5568 | 32130.4057 | 5 | 46533.4397 | 28887.8567 | 1 | 0 | 0 | 0 | 14282.4606 | 633.3811 | 97124.0261 | 757.7606 | 83555.6266 | 119.3604 | 169.1683 | 0 | 11792.065 | 48.9217 | 0 | 67782.0651 | 84.17% | 15.83% | 1538.7386 | 241.7802 | 188.2532 | 4.8921 | 33.6488 | 205.1762 | 152.8174 | 45.2387 | 3106.5118 | 13334.866 | 53357.0704 | 69798.4482 | 431269.2022 | 503298.6402 | 2.59% | 516678.1643
OFFICE BUILDINGS #2279 | TERTIARY | OFFICE BUILDINGS | 28624.2349 | 2022 | 20997.4947 | 0 | 0 | 0 | 0 | 9000.8306 | 82969.1887 | 64884.179 | 4 | 179660.1063 | 124664.3005 | 23 | 257557.7884 | 169694.1255 | 4 | 0 | 0 | 0 | 55153.3963 | 2646.4756 | 566197.3523 | 3858.0403 | 311534.5511 | 569.0721 | 852.7061 | 0 | 56258.4897 | 259.1808 | 0 | 300369.4725 | 87.72% | 12.28% | 6494.4797 | 921.6111 | 915.6339 | 37.4078 | 191.1809 | 1003.1738 | 998.6941 | 233.9979 | 13727.5437 | 88709.5267 | 339819.7329 | 442256.8032 | 2052360.2561 | 2507110.1338 | 1.689% | 2550195.6169
OFFICE BUILDINGS #2280 | TERTIARY | OFFICE BUILDINGS | 31131.3346 | 2010 | 24183.1307 | 0 | 0 | 0 | 0 | 8817.4324 | 56888.6722 | 65788.6783 | 5 | 171309.6542 | 105154.8733 | 22 | 228948.0064 | 114633.0532 | 4 | 0 | 0 | 0 | 57345.3022 | 2330.4777 | 428907.7769 | 4767.2683 | 332923.4999 | 850.5923 | 1120.6874 | 0 | 58965.3448 | 327.2674 | 0 | 217514.4995 | 92.66% | 7.339% | 7873.3222 | 1139.9838 | 803.48 | 30.9221 | 235.73 | 947.1597 | 1195.1824 | 261.9939 | 14922.3879 | 71524.3507 | 374856.7343 | 461303.4729 | 1764475.2228 | 2233981.2312 | 6.131% | 2379886.2926
OFFICE BUILDINGS #2281 | TERTIARY | OFFICE BUILDINGS | 8333.265 | 2020 | 6595.6109 | 0 | 0 | 0 | 0 | 3035.7655 | 23489.9287 | 24623.8199 | 1 | 51174.2751 | 44176.7247 | 6 | 66685.7838 | 31213.2887 | 1 | 0 | 0 | 0 | 13630.3846 | 848.3677 | 98318.4085 | 1062.2736 | 86346.4533 | 179.985 | 222.0515 | 0 | 18476.7442 | 73.1799 | 0 | 94885.8157 | 86.8% | 13.2% | 2315.5087 | 252.8103 | 212.8254 | 10.8618 | 45.899 | 301.0622 | 216.5607 | 50.389 | 4931.8612 | 15204.5784 | 92696.1908 | 112832.6304 | 509596.2598 | 624983.0515 | 3.56% | 648050.895
OFFICE BUILDINGS #2282 | TERTIARY | OFFICE BUILDINGS | 3158.1209 | 2022 | 2753.198 | 0 | 0 | 0 | 0 | 1118.2985 | 9550.2198 | 8584.4518 | 0 | 19337.5334 | 16122.2882 | 3 | 26026.0657 | 13336.856 | 0 | 0 | 0 | 0 | 6666.8754 | 218.5363 | 59413.2271 | 499.2835 | 28799.2119 | 87.7057 | 115.1261 | 0 | 8083.5679 | 23.267 | 0 | 30321.5186 | 85.65% | 14.35% | 874.6377 | 101.0638 | 104.218 | 2.5931 | 20.5938 | 121.4976 | 82.78 | 26.6461 | 1828.7435 | 8901.3778 | 35742.8904 | 46473.0117 | 214252.028 | 261974.7526 | 5.75% | 277956.4337
OFFICE BUILDINGS #2283 | TERTIARY | OFFICE BUILDINGS | 18356.1149 | 2013 | 13027.732 | 0 | 0 | 0 | 0 | 6001.2167 | 46618.5578 | 37932.654 | 3 | 127359.4895 | 105844.9686 | 13 | 155654.3459 | 87064.2044 | 3 | 0 | 0 | 0 | 34360.2567 | 1264.546 | 244720.2071 | 2635.1694 | 154408.816 | 501.0424 | 616.8425 | 0 | 38722.7949 | 149.6773 | 0 | 134557.7002 | 84.52% | 15.48% | 3965.0629 | 725.797 | 400.6108 | 19.7238 | 140.7054 | 492.8751 | 438.4952 | 135.5622 | 8334.1327 | 43746.6033 | 202426.784 | 254507.5199 | 1062692.225 | 1321775.7255 | 4.428% | 1383018.2035
OFFICE BUILDINGS #2284 | TERTIARY | OFFICE BUILDINGS | 21253.7032 | 2011 | 11735.3074 | 0 | 0 | 0 | 0 | 4459.1683 | 57320.3126 | 44019.9821 | 3 | 132370.1971 | 73351.8796 | 14 | 173432.3729 | 89429.4597 | 3 | 0 | 0 | 0 | 36512.4795 | 2413.7561 | 212284.9417 | 3058.8147 | 194156.6909 | 487.2933 | 698.0089 | 0 | 38539.7296 | 167.8038 | 0 | 154749.824 | 92.75% | 7.249% | 6297.0222 | 1049.7245 | 633.5716 | 18.9724 | 168.0082 | 683.4572 | 643.2992 | 133.6101 | 9679.0382 | 47689.8831 | 192154.3079 | 249523.2292 | 1133498.9489 | 1389615.0411 | 3.562% | 1440942.753
OFFICE BUILDINGS #2285 | TERTIARY | OFFICE BUILDINGS | 6055.8881 | 2016 | 4564.0168 | 0 | 0 | 0 | 0 | 1902.1844 | 16872.7977 | 13785.6156 | 1 | 34587.3788 | 26117.4459 | 4 | 36263.3206 | 20765.6024 | 1 | 0 | 0 | 0 | 9121.726 | 471.8241 | 82686.7583 | 723.0808 | 70817.2252 | 156.7171 | 208.7584 | 0 | 10838.293 | 63.3763 | 0 | 59194.3998 | 83.27% | 16.73% | 1457.5718 | 222.5223 | 163.5646 | 7.0415 | 36.349 | 169.488 | 176.6899 | 36.7113 | 2375.4952 | 14407.701 | 75272.2544 | 92055.4506 | 362616.1811 | 456389.0787 | 4.499% | 477889.4765
OFFICE BUILDINGS #2286 | TERTIARY | OFFICE BUILDINGS | 29425.6764 | 2016 | 19875.0456 | 0 | 0 | 0 | 0 | 8931.7859 | 102015.5297 | 82501.5434 | 3 | 146762.067 | 128434.1748 | 22 | 178713.1015 | 155729.1797 | 4 | 0 | 0 | 0 | 53062.8885 | 2870.485 | 383575.8957 | 4806.2012 | 329261.025 | 913.6438 | 1046.8451 | 0 | 51633.8129 | 267.7004 | 0 | 286336.4597 | 81.25% | 18.75% | 6999.3964 | 1027.0773 | 956.934 | 30.6372 | 206.4527 | 1103.6598 | 702.7893 | 243.0482 | 12023.1302 | 69462.7964 | 362557.6805 | 444043.6072 | 1732575.3618 | 2185037.2041 | 6.705% | 2342071.1523
OFFICE BUILDINGS #2287 | TERTIARY | OFFICE BUILDINGS | 19309.0112 | 2014 | 15039.52 | 0 | 0 | 0 | 0 | 6422.4852 | 58670.1384 | 37935.9174 | 2 | 94689.9896 | 112373.8012 | 16 | 142653.1306 | 87215.6033 | 3 | 0 | 0 | 0 | 26145.1247 | 1704.8593 | 200139.2013 | 2064.9504 | 181358.833 | 429.1929 | 649.5066 | 0 | 41794.1329 | 211.57 | 0 | 134748.1294 | 87.3% | 12.7% | 6336.3635 | 960.1182 | 568.8514 | 19.1796 | 115.3513 | 657.4572 | 657.0714 | 167.2521 | 9095.7564 | 49166.6199 | 245396.0794 | 303658.4556 | 1013038.1944 | 1321571.869 | 2.925% | 1361386.3347
OFFICE BUILDINGS #2288 | TERTIARY | OFFICE BUILDINGS | 24233.86 | 2019 | 24326.3215 | 0 | 0 | 0 | 0 | 8198.4942 | 80150.2736 | 74009.2857 | 3 | 167407.9218 | 120707.315 | 24 | 158207.9362 | 124822.5867 | 3 | 0 | 0 | 0 | 37727.7571 | 2212.8435 | 329917.019 | 2608.1469 | 232881.4789 | 629.0699 | 952.2243 | 0 | 43212.4028 | 203.2663 | 0 | 252844.0497 | 82.41% | 17.59% | 6674.5846 | 905.3423 | 641.8495 | 29.6019 | 179.308 | 808.9314 | 836.6968 | 222.0013 | 8899.1131 | 61714.9692 | 333368.9718 | 403983.054 | 1485339.2413 | 1898443.3598 | 3.409% | 1965455.2804
OFFICE BUILDINGS #2289 | TERTIARY | OFFICE BUILDINGS | 8345.2936 | 2024 | 9731.8456 | 0 | 0 | 0 | 0 | 3262.7762 | 21588.2148 | 23990.3495 | 1 | 67643.6911 | 54898.3451 | 7 | 71503.1188 | 32839.6916 | 1 | 0 | 0 | 0 | 16722.5516 | 887.5108 | 108083.9603 | 1341.4402 | 99563.3102 | 181.4869 | 235.921 | 0 | 19040.6971 | 79.4185 | 0 | 84086.6375 | 80.58% | 19.42% | 2520.1662 | 366.2025 | 214.9302 | 9.7879 | 62.9424 | 210.7617 | 297.3554 | 70.4548 | 3691.5029 | 19830.79 | 84671.5897 | 108193.8826 | 553601.5615 | 664285.9305 | 1.674% | 675592.9318
OFFICE BUILDINGS #2290 | TERTIARY | OFFICE BUILDINGS | 20996.9342 | 2023 | 17435.0423 | 0 | 0 | 0 | 0 | 6273.4583 | 54942.7628 | 65492.7808 | 3 | 135181.2308 | 110868.0019 | 15 | 186152.5963 | 128600.1453 | 3 | 0 | 0 | 0 | 50527.5649 | 1639.3547 | 260192.1633 | 2180.4921 | 224951.4363 | 508.055 | 729.4265 | 0 | 45687.4825 | 155.1073 | 0 | 219151.7599 | 82.49% | 17.51% | 6639.7464 | 1002.0131 | 631.7605 | 21.6045 | 143.6938 | 640.37 | 804.0145 | 195.5748 | 8142.6313 | 43541.1287 | 259935.1574 | 311618.9174 | 1321011.1338 | 1638556.6356 | 2.763% | 1685109.8575
OFFICE BUILDINGS #2291 | TERTIARY | OFFICE BUILDINGS | 22330.9839 | 2019 | 22948.9927 | 0 | 0 | 0 | 0 | 8543.6564 | 81068.5429 | 57691.8994 | 3 | 110074.1335 | 117307.3308 | 16 | 206208.4605 | 113719.9314 | 3 | 0 | 0 | 0 | 38706.9442 | 1786.4579 | 276461.1133 | 3802.5696 | 244841.4797 | 707.5904 | 748.4468 | 0 | 37531.7164 | 152.2507 | 0 | 183287.0562 | 90.16% | 9.841% | 5834.6304 | 971.8401 | 602.6809 | 29.2467 | 126.5005 | 673.9629 | 596.7022 | 162.5526 | 12757.7091 | 43561.9327 | 202119.9656 | 258439.6074 | 1335740.2915 | 1600321.7724 | 5.52% | 1693826.1808
OFFICE BUILDINGS #2292 | TERTIARY | OFFICE BUILDINGS | 28775.9354 | 2021 | 31488.7384 | 0 | 0 | 0 | 0 | 8072.3031 | 108333.6751 | 89007.3008 | 4 | 234209.6737 | 139574.1564 | 27 | 196063.2422 | 145163.845 | 3 | 0 | 0 | 0 | 69213.5081 | 2801.6408 | 514919.5936 | 4821.7515 | 234335.2729 | 810.5233 | 690.9431 | 0 | 45131.1239 | 311.5841 | 0 | 346805.1866 | 87.36% | 12.64% | 9615.4829 | 975.9281 | 955.7319 | 30.2589 | 225.701 | 875.3609 | 735.1191 | 181.7339 | 11595.0031 | 75680.6923 | 262239.7646 | 349515.4601 | 1983259.0329 | 2345744.6065 | 1.442% | 2380074.2778
OFFICE BUILDINGS #2293 | TERTIARY | OFFICE BUILDINGS | 19291.3688 | 2009 | 11596.7499 | 0 | 0 | 0 | 0 | 3835.6728 | 43189.4073 | 41366.6407 | 3 | 92159.0166 | 66121.7047 | 13 | 143947.0365 | 83392.2473 | 3 | 0 | 0 | 0 | 28095.2409 | 1815.4055 | 195383.0998 | 2604.3722 | 161890.025 | 458.1803 | 518.7036 | 0 | 31075.9183 | 210.0108 | 0 | 129386.3663 | 76.15% | 23.85% | 6192.4989 | 883.948 | 424.8049 | 15.7544 | 106.3171 | 564.6303 | 731.559 | 151.3197 | 8086.22 | 29968.6502 | 204593.6679 | 242648.538 | 927775.3669 | 1175406.0888 | 7.274% | 1267609.0882
OFFICE BUILDINGS #2294 | TERTIARY | OFFICE BUILDINGS | 18961.3721 | 2017 | 19459.0964 | 0 | 0 | 0 | 0 | 4556.2572 | 44037.7071 | 53971.9886 | 2 | 99868.1625 | 90693.9869 | 18 | 130704.4342 | 76195.422 | 3 | 0 | 0 | 0 | 36820.327 | 1745.3199 | 319752.9452 | 2279.5374 | 213378.8514 | 493.295 | 564.224 | 0 | 32403.7925 | 150.3187 | 0 | 196308.8474 | 85.63% | 14.37% | 4080.0902 | 675.9554 | 487.6343 | 24.7727 | 113.066 | 455.8233 | 735.7508 | 150.0115 | 9658.9268 | 41298.1587 | 245480.9219 | 296438.0074 | 1212741.5304 | 1515923.965 | 5.168% | 1598535.2378
OFFICE BUILDINGS #2295 | TERTIARY | OFFICE BUILDINGS | 26533.5612 | 2008 | 20004.9301 | 0 | 0 | 0 | 0 | 5667.3535 | 56780.1997 | 60093.8103 | 4 | 121672.9361 | 88181.5142 | 24 | 207849.7592 | 107031.4322 | 4 | 0 | 0 | 0 | 37097.1252 | 1957.0499 | 376192.967 | 3983.2832 | 232581.6067 | 727.7687 | 1027.4236 | 0 | 35932.2104 | 251.1525 | 0 | 163095.7875 | 92.36% | 7.64% | 6974.9596 | 1217.9856 | 713.4224 | 25.0561 | 168.388 | 671.8632 | 806.2736 | 209.0378 | 8065.0476 | 56741.9657 | 315821.2482 | 380628.2615 | 1395521.8977 | 1783536.7445 | 5.814% | 1893623.8162
OFFICE BUILDINGS #2296 | TERTIARY | OFFICE BUILDINGS | 10147.8786 | 2011 | 8832.9401 | 0 | 0 | 0 | 0 | 3221.6735 | 25888.7866 | 16446.424 | 1 | 50670.5931 | 37924.7603 | 10 | 72971.1432 | 47623.8846 | 1 | 0 | 0 | 0 | 13670.5192 | 1125.141 | 108198.6403 | 1103.171 | 95533.6432 | 241.4578 | 289.3323 | 0 | 16534.3782 | 97.0568 | 0 | 60965.8902 | 85.49% | 14.51% | 2667.9966 | 313.1017 | 271.3853 | 12.1927 | 63.5223 | 387.5554 | 374.2991 | 62.2049 | 3842.4407 | 20588.4576 | 136748.8183 | 161179.7166 | 508717.3306 | 673470.637 | 1.38% | 682895.7363
OFFICE BUILDINGS #2297 | TERTIARY | OFFICE BUILDINGS | 6415.0612 | 2020 | 6177.3847 | 0 | 0 | 0 | 0 | 2414.8044 | 21822.0849 | 13302.9471 | 1 | 35204.3203 | 33660.1744 | 5 | 54404.314 | 30796.5281 | 1 | 0 | 0 | 0 | 13002.7463 | 699.8012 | 91228.442 | 818.4111 | 58415.2487 | 177.1405 | 155.1208 | 0 | 14225.52 | 60.9497 | 0 | 54086.0366 | 90.68% | 9.316% | 1981.8817 | 196.6999 | 210.9695 | 5.527 | 49.2958 | 177.2114 | 235.1123 | 47.4451 | 2369.5802 | 13871.9396 | 82152.1593 | 98393.6791 | 387740.8666 | 488189.1398 | 5.934% | 518986.0678
OFFICE BUILDINGS #2298 | TERTIARY | OFFICE BUILDINGS | 20032.8014 | 2020 | 18291.7375 | 0 | 0 | 0 | 0 | 7486.1287 | 65763.7429 | 48618.3613 | 3 | 127385.7278 | 129165.6091 | 15 | 186881.3013 | 90473.0072 | 3 | 0 | 0 | 0 | 47476.2676 | 1511.1161 | 256487.9582 | 3180.2761 | 256568.6748 | 563.9455 | 609.2812 | 0 | 35644.0178 | 190.3169 | 0 | 159541.0361 | 91.56% | 8.436% | 5430.0357 | 653.2636 | 460.7158 | 23.4603 | 96.1595 | 540.9839 | 739.6003 | 153.993 | 7666.5547 | 52601.0282 | 231330.3187 | 291597.9016 | 1289282.8788 | 1586975.061 | 5.796% | 1684609.2052
OFFICE BUILDINGS #2299 | TERTIARY | OFFICE BUILDINGS | 29593.8432 | 2014 | 23877.3051 | 0 | 0 | 0 | 0 | 8125.6526 | 70307.1176 | 77232.354 | 4 | 179704.6849 | 158853.3032 | 28 | 260093.7608 | 133151.3825 | 3 | 0 | 0 | 0 | 41168.1789 | 2810.0782 | 367880.6809 | 3371.859 | 287492.8779 | 708.1694 | 997.4408 | 0 | 61810.4089 | 217.2863 | 0 | 255438.0934 | 86.18% | 13.82% | 9716.9873 | 1394.8912 | 615.9518 | 25.2882 | 170.2132 | 733.521 | 1093.8032 | 222.9298 | 10475.7217 | 58181.0633 | 317214.8906 | 385871.6757 | 1715934.7784 | 2111474.5064 | 2.265% | 2160417.7932
OFFICE BUILDINGS #2300 | TERTIARY | OFFICE BUILDINGS | 25618.0242 | 2022 | 21361.3149 | 0 | 0 | 0 | 0 | 8208.8663 | 61980.7174 | 73395.8614 | 3 | 147595.162 | 110127.608 | 25 | 190605.9596 | 106765.9148 | 4 | 0 | 0 | 0 | 49282.9907 | 2473.8681 | 332959.5996 | 4219.1191 | 323240.8521 | 677.4926 | 942.6891 | 0 | 50115.7042 | 188.4198 | 0 | 285645.3244 | 82.91% | 17.09% | 8606.2317 | 922.3813 | 658.906 | 22.83 | 130.9091 | 915.7695 | 654.0638 | 202.9588 | 10181.2641 | 55270.0878 | 266573.9121 | 332025.2639 | 1624429.6617 | 1967082.9509 | 3.011% | 2028148.9744
OFFICE BUILDINGS #2301 | TERTIARY | OFFICE BUILDINGS | 13126.7376 | 2011 | 9426.0747 | 0 | 0 | 0 | 0 | 2731.309 | 24984.3806 | 25673.3758 | 2 | 84004.4767 | 51936.8972 | 12 | 92886.5493 | 53225.9602 | 2 | 0 | 0 | 0 | 22553.4952 | 1111.8374 | 162248.5807 | 1810.2711 | 112481.1039 | 387.5376 | 517.6264 | 0 | 20399.3499 | 120.4023 | 0 | 114193.0603 | 86.26% | 13.74% | 3862.0958 | 578.4315 | 426.3174 | 14.4342 | 89.3434 | 373.2326 | 372.4108 | 79.832 | 5124.2815 | 21666.4069 | 176932.2455 | 203722.9339 | 710529.7909 | 918248.6951 | 2.179% | 938707.8132
OFFICE BUILDINGS #2302 | TERTIARY | OFFICE BUILDINGS | 5932.307 | 2013 | 5039.8337 | 0 | 0 | 0 | 0 | 1289.6699 | 12509.7508 | 10588.3815 | 1 | 39537.0853 | 26784.5426 | 4 | 37431.6557 | 26849.9121 | 1 | 0 | 0 | 0 | 8266.9499 | 661.6325 | 77929.314 | 672.8487 | 56251.7539 | 160.4573 | 168.5216 | 0 | 11331.3082 | 48.6859 | 0 | 37877.4326 | 81.44% | 18.56% | 1334.4632 | 221.5051 | 182.2353 | 5.5166 | 45.4122 | 166.2024 | 189.0597 | 51.1395 | 2832.8624 | 14221.6076 | 82405.2581 | 99459.7282 | 321765.8418 | 423150.0046 | 7.314% | 456541.9145
OFFICE BUILDINGS #2303 | TERTIARY | OFFICE BUILDINGS | 23538.1595 | 2022 | 25218.2844 | 0 | 0 | 0 | 0 | 8242.2064 | 69091.3384 | 57583.4338 | 4 | 146428.9667 | 132828.4874 | 22 | 172518.0417 | 112090.0188 | 3 | 0 | 0 | 0 | 46399.2789 | 1656.1573 | 446875.2557 | 3630.6116 | 313590.1841 | 676.6099 | 615.7693 | 0 | 39210.1949 | 243.3958 | 0 | 257103.2076 | 82.24% | 17.76% | 7124.107 | 1134.3094 | 614.4639 | 29.4849 | 181.1884 | 826.7296 | 606.1675 | 149.4519 | 11470.7724 | 72423.9197 | 211803.9659 | 295698.6579 | 1699727.3272 | 2005642.2648 | 3.736% | 2083476.0485
OFFICE BUILDINGS #2304 | TERTIARY | OFFICE BUILDINGS | 14090.5813 | 2018 | 10465.2856 | 0 | 0 | 0 | 0 | 4434.787 | 37327.7395 | 26476.1402 | 2 | 98210.7392 | 91138.2451 | 13 | 131207.8556 | 72641.9539 | 1 | 0 | 0 | 0 | 29998.0322 | 1435.7054 | 251913.5893 | 2097.5324 | 135924.6458 | 332.8026 | 492.0513 | 0 | 22116.6647 | 123.9655 | 0 | 108247.8118 | 88.61% | 11.39% | 3524.6386 | 517.2351 | 413.5282 | 14.5709 | 85.2555 | 366.3957 | 408.3348 | 89.0408 | 5219.7691 | 32172.535 | 195789.3513 | 233181.6555 | 915448.1525 | 1153245.7365 | 1.317% | 1168642.1713
OFFICE BUILDINGS #2305 | TERTIARY | OFFICE BUILDINGS | 28351.558 | 2022 | 20973.0537 | 0 | 0 | 0 | 0 | 10162.4488 | 82429.2836 | 56988.9983 | 4 | 193343.0646 | 166691.849 | 19 | 237009.7027 | 144632.0292 | 4 | 0 | 0 | 0 | 50400.0404 | 2039.7726 | 395059.3096 | 4778.3127 | 252277.9258 | 809.1565 | 946.1013 | 0 | 55173.7535 | 260.3723 | 0 | 335413.6675 | 84.69% | 15.31% | 8322.4285 | 1106.8055 | 905.3086 | 35.5527 | 206.9762 | 1066.5033 | 913.723 | 213.5496 | 11868.6194 | 71546.143 | 318897.6454 | 402312.4078 | 1814726.933 | 2229693.693 | 2.995% | 2298534.6735
OFFICE BUILDINGS #2306 | TERTIARY | OFFICE BUILDINGS | 27194.9967 | 2022 | 23729.2778 | 0 | 0 | 0 | 0 | 7425.3136 | 70597.5043 | 65207.2694 | 3 | 167070.2045 | 142440.9197 | 20 | 216118.369 | 132996.2755 | 3 | 0 | 0 | 0 | 61457.5873 | 1880.2068 | 541949.4215 | 3085.1083 | 357703.6477 | 724.006 | 970.1182 | 0 | 57982.3074 | 286.5624 | 0 | 293396.4691 | 87.56% | 12.44% | 8380.6736 | 888.1769 | 621.165 | 30.4085 | 136.8085 | 967.7771 | 962.0121 | 177.2351 | 16198.3934 | 55874.0416 | 319998.4859 | 392070.9209 | 1971661.2595 | 2372002.2713 | 4.676% | 2488362.2118
OFFICE BUILDINGS #2307 | TERTIARY | OFFICE BUILDINGS | 24939.852 | 2019 | 25422.714 | 0 | 0 | 0 | 0 | 7131.8457 | 59389.7087 | 75034.3206 | 3 | 119981.2799 | 123361.4855 | 22 | 163703.6233 | 115159.7277 | 4 | 0 | 0 | 0 | 51618.4621 | 2169.2962 | 432963.8785 | 4239.3733 | 297588.7355 | 543.5744 | 912.138 | 0 | 52051.5465 | 191.2809 | 0 | 250667.2384 | 94.23% | 5.774% | 7320.5252 | 875.6939 | 750.3545 | 32.3124 | 166.999 | 880.2652 | 697.4345 | 194.2749 | 11560.4586 | 66971.3565 | 343045.34 | 421577.1551 | 1623045.796 | 2051330.0045 | 4.093% | 2138881.1712
OFFICE BUILDINGS #2308 | TERTIARY | OFFICE BUILDINGS | 20447.6823 | 2018 | 17895.1306 | 0 | 0 | 0 | 0 | 6673.9311 | 66852.8124 | 51350.7713 | 3 | 128819.4283 | 130980.4015 | 14 | 143223.8054 | 104137.9581 | 3 | 0 | 0 | 0 | 46724.7316 | 2151.0785 | 329241.9692 | 3375.205 | 213239.7861 | 515.1331 | 512.648 | 0 | 43183.537 | 174.3707 | 0 | 156404.6485 | 87.86% | 12.14% | 7074.9648 | 666.8733 | 635.2007 | 23.9245 | 127.4671 | 509.7302 | 751.2941 | 136.742 | 8297.508 | 46718.7541 | 177653.4933 | 232669.7554 | 1273404.163 | 1511563.7455 | 2.782% | 1554819.0942
OFFICE BUILDINGS #2309 | TERTIARY | OFFICE BUILDINGS | 30086.8464 | 2023 | 33184.2482 | 0 | 0 | 0 | 0 | 11085.6202 | 110799.8233 | 82372.4969 | 4 | 207771.868 | 208377.454 | 26 | 313559.4429 | 174663.8125 | 4 | 0 | 0 | 0 | 57987.829 | 3000.5897 | 580543.7839 | 4037.0168 | 289264.63 | 960.9923 | 767.828 | 0 | 68900.7189 | 288.5557 | 0 | 368123.8658 | 93.28% | 6.721% | 8327.2891 | 1406.2773 | 945.5222 | 34.9574 | 237.0799 | 1109.8939 | 1079.4431 | 209.5957 | 12033.6457 | 85304.0527 | 301426.5267 | 398764.2251 | 2256781.4428 | 2666301.7992 | 0.7688% | 2686959.3845
OFFICE BUILDINGS #2310 | TERTIARY | OFFICE BUILDINGS | 7680.6894 | 2011 | 5759.3166 | 0 | 0 | 0 | 0 | 2050.5768 | 21690.5346 | 15978.2996 | 1 | 33507.3901 | 43222.0119 | 5 | 60677.0477 | 23479.9701 | 1 | 0 | 0 | 0 | 10825.6748 | 797.6002 | 99498.747 | 1262.5052 | 60360.6899 | 166.2814 | 190.982 | 0 | 14092.0051 | 72.935 | 0 | 64606.02 | 80.03% | 19.97% | 2447.4495 | 293.8197 | 254.5397 | 8.7776 | 47.5038 | 197.1348 | 239.606 | 48.004 | 3706.9254 | 18635.6723 | 78229.0746 | 100571.6723 | 417538.9248 | 520356.1156 | 4.846% | 546858.473
OFFICE BUILDINGS #2311 | TERTIARY | OFFICE BUILDINGS | 25328.1 | 2011 | 19238.4369 | 0 | 0 | 0 | 0 | 5643.3215 | 75508.9984 | 42122.8922 | 4 | 111930.057 | 99080.0524 | 25 | 153236.8848 | 117580.2971 | 4 | 0 | 0 | 0 | 38390.4907 | 2873.4903 | 396935.453 | 4144.6406 | 236241.2523 | 532.852 | 924.9432 | 0 | 41664.6547 | 177.8562 | 0 | 241329.7799 | 84.07% | 15.93% | 7656.5191 | 1188.0458 | 797.0274 | 27.0694 | 176.0772 | 924.7144 | 870.6784 | 221.7768 | 10230.6427 | 60925.8849 | 360090.4591 | 431246.9867 | 1470003.9144 | 1909978.7721 | 7.766% | 2070793.0146
OFFICE BUILDINGS #2312 | TERTIARY | OFFICE BUILDINGS | 26242.7438 | 2015 | 26062.7179 | 0 | 0 | 0 | 0 | 8482.2634 | 59441.1189 | 47273.4773 | 3 | 122443.2713 | 150933.0373 | 17 | 225748.5935 | 97304.575 | 4 | 0 | 0 | 0 | 43185.9814 | 2575.1345 | 419341.2044 | 3387.2643 | 225837.5589 | 580.7788 | 793.2039 | 0 | 58354.137 | 257.9339 | 0 | 278303.2469 | 93.16% | 6.84% | 8273.1606 | 956.6024 | 580.2221 | 29.2114 | 198.3945 | 672.8181 | 735.6563 | 189.6946 | 13296.9297 | 53179.2079 | 301069.127 | 367545.2647 | 1619515.374 | 1995780.0017 | 6.008% | 2123352.7199
OFFICE BUILDINGS #2313 | TERTIARY | OFFICE BUILDINGS | 22752.7129 | 2019 | 16655.6361 | 0 | 0 | 0 | 0 | 8446.0707 | 56125.7978 | 56842.2529 | 3 | 120570.6328 | 104843.0478 | 18 | 166845.5256 | 90841.3218 | 4 | 0 | 0 | 0 | 36515.9147 | 1854.6158 | 397295.0965 | 3903.9778 | 238238.4693 | 481.233 | 737.4348 | 0 | 34412.1711 | 225.9553 | 0 | 184743.6588 | 88.11% | 11.89% | 7036.4218 | 879.6297 | 572.9402 | 24.1633 | 130.6431 | 810.0589 | 880.9564 | 147.9987 | 9637.7025 | 57834.4957 | 230433.1733 | 297905.3716 | 1401554.3212 | 1706952.1605 | 4.076% | 1779484.4265
OFFICE BUILDINGS #2314 | TERTIARY | OFFICE BUILDINGS | 32845.6913 | 2016 | 27980.4384 | 0 | 0 | 0 | 0 | 9858.0718 | 72767.014 | 78188.2153 | 4 | 233305.1252 | 203163.3088 | 31 | 198525.7654 | 158954.2016 | 5 | 0 | 0 | 0 | 65227.5599 | 2964.1447 | 451530.7216 | 4995.6115 | 304222.4144 | 763.2846 | 1097.6251 | 0 | 63880.551 | 349.1875 | 0 | 289460.248 | 80.87% | 19.13% | 8920.8994 | 1420.3617 | 1011.9154 | 42.8994 | 250.0246 | 1279.7458 | 1083.7644 | 232.2509 | 12543.7768 | 68038.304 | 284199.1611 | 364781.2418 | 1900028.2114 | 2277020.1403 | 2.36% | 2332065.5709
OFFICE BUILDINGS #2315 | TERTIARY | OFFICE BUILDINGS | 5874.8674 | 2021 | 6508.6217 | 0 | 0 | 0 | 0 | 1791.9677 | 16123.9944 | 18707.9401 | 1 | 47512.0363 | 31092.7264 | 5 | 46274.2411 | 33776.9622 | 1 | 0 | 0 | 0 | 10711.6326 | 551.3539 | 72184.5516 | 970.1526 | 52083.3171 | 140.1175 | 170.9833 | 0 | 10473.9095 | 47.6456 | 0 | 57837.9401 | 86.99% | 13.01% | 1701.23 | 180.1833 | 123.1592 | 6.4436 | 32.9302 | 178.9229 | 140.0839 | 45.1388 | 2546.9589 | 12942.7248 | 54684.3482 | 70174.0318 | 356620.7711 | 429441.7369 | 6.402% | 458813.0905
OFFICE BUILDINGS #2316 | TERTIARY | OFFICE BUILDINGS | 23818.6601 | 2011 | 15311.9158 | 0 | 0 | 0 | 0 | 6129.0681 | 69258.6249 | 60113.0882 | 3 | 153189.7515 | 117045.6882 | 17 | 153062.1229 | 100013.3978 | 4 | 0 | 0 | 0 | 28562.4907 | 1720.5428 | 284993.4102 | 4083.7168 | 246073.5839 | 591.8826 | 710.739 | 0 | 44931.7829 | 247.2343 | 0 | 163719.5576 | 80.28% | 19.72% | 6940.5476 | 1073.5947 | 628.0225 | 30.5371 | 153.7425 | 916.2685 | 677.8418 | 140.3716 | 7603.7871 | 49840.0584 | 332043.092 | 389486.9375 | 1289811.1208 | 1685013.4478 | 3.035% | 1737752.0848
OFFICE BUILDINGS #2317 | TERTIARY | OFFICE BUILDINGS | 20898.5573 | 2019 | 20176.6861 | 0 | 0 | 0 | 0 | 6949.1084 | 71904.5671 | 46412.9686 | 3 | 154590.2934 | 125980.6005 | 18 | 168821.7319 | 82383.6297 | 2 | 0 | 0 | 0 | 44921.135 | 1650.537 | 303110.9569 | 2483.7203 | 183803.2605 | 421.8811 | 764.5231 | 0 | 39870.5375 | 231.29 | 0 | 240383.5383 | 78.59% | 21.41% | 7033.7335 | 858.8813 | 602.8311 | 22.6023 | 145.884 | 709.6504 | 573.339 | 184.4419 | 9891.4195 | 45251.3713 | 243603.6855 | 298746.4763 | 1363012.5875 | 1670191.684 | 5.753% | 1772143.3129
OFFICE BUILDINGS #2318 | TERTIARY | OFFICE BUILDINGS | 16744.3889 | 2014 | 14153.0844 | 0 | 0 | 0 | 0 | 5779.7168 | 39743.5487 | 40063.6983 | 2 | 79896.3589 | 91970.8575 | 13 | 136224.4344 | 54179.5758 | 2 | 0 | 0 | 0 | 30784.8794 | 1631.5753 | 275241.9248 | 2243.8006 | 166944.8989 | 417.3275 | 591.9073 | 0 | 24272.3932 | 177.79 | 0 | 142885.0959 | 91.64% | 8.364% | 3963.8068 | 639.3827 | 556.2044 | 21.3061 | 121.7251 | 396.8312 | 620.1406 | 109.7637 | 7331.522 | 39074.7656 | 158437.3703 | 204843.658 | 1016793.1041 | 1227678.5241 | 7.645% | 1329298.369
OFFICE BUILDINGS #2319 | TERTIARY | OFFICE BUILDINGS | 3691.7618 | 2021 | 3752.7428 | 0 | 0 | 0 | 0 | 1317.4961 | 11837.6283 | 7378.9978 | 1 | 28851.5539 | 15541.4797 | 2 | 27445.4935 | 20080.4617 | 1 | 0 | 0 | 0 | 7584.1226 | 370.4903 | 69722.6026 | 560.4387 | 40118.9593 | 79.9402 | 130.1263 | 0 | 8225.8523 | 26.7923 | 0 | 38617.3509 | 89.15% | 10.85% | 842.0092 | 142.5471 | 83.6791 | 2.9992 | 24.8314 | 93.0051 | 108.1576 | 27.0153 | 1786.0355 | 8737.7811 | 47335.8697 | 57859.6863 | 261482.9981 | 320376.4922 | 4.666% | 336055.8842
OFFICE BUILDINGS #2320 | TERTIARY | OFFICE BUILDINGS | 19110.5238 | 2023 | 17319.2599 | 0 | 0 | 0 | 0 | 6216.3911 | 75908.5781 | 64148.7496 | 3 | 101997.3603 | 119692.1641 | 19 | 150854.0632 | 118189.7806 | 2 | 0 | 0 | 0 | 42598.9015 | 1859.6427 | 234443.2695 | 2583.7136 | 168095.844 | 534.2102 | 553.5856 | 0 | 40214.7685 | 165.3718 | 0 | 192194.1221 | 91.17% | 8.828% | 4513.2044 | 837.8865 | 491.2225 | 17.8639 | 133.6864 | 493.636 | 698.5754 | 110.482 | 11087.7532 | 50348.5296 | 169520.2092 | 230956.492 | 1153127.7994 | 1391022.4022 | 4.131% | 1450955.7845
OFFICE BUILDINGS #2321 | TERTIARY | OFFICE BUILDINGS | 28795.8908 | 2008 | 20505.3752 | 0 | 0 | 0 | 0 | 5314.4906 | 54279.2495 | 58540.3734 | 4 | 131639.5567 | 134536.209 | 18 | 216080.7318 | 94766.0033 | 4 | 0 | 0 | 0 | 32004.2994 | 3248.0897 | 344748.1684 | 3008.4964 | 242083.3276 | 587.4139 | 1029.9024 | 0 | 34071.1794 | 229.9591 | 0 | 195203.7632 | 83.73% | 16.27% | 8919.9007 | 990.3568 | 846.0305 | 32.1331 | 199.467 | 826.745 | 1081.1282 | 192.9739 | 8045.5803 | 40149.4249 | 284202.3842 | 332397.3894 | 1398580.8966 | 1738834.9453 | 1.585% | 1766847.1016
OFFICE BUILDINGS #2322 | TERTIARY | OFFICE BUILDINGS | 30310.3048 | 2016 | 25957.589 | 0 | 0 | 0 | 0 | 10592.543 | 79412.8461 | 75489.4373 | 4 | 212480.649 | 185539.2957 | 28 | 237122.6964 | 117609.1199 | 4 | 0 | 0 | 0 | 59876.6359 | 2870.7058 | 372439.9202 | 3830.9882 | 287102.9185 | 635.6488 | 1143.7334 | 0 | 54475.7391 | 303.0454 | 0 | 264272.5713 | 89.79% | 10.21% | 9487.9814 | 1176.2062 | 959.2174 | 33.111 | 158.3476 | 838.8132 | 808.067 | 179.4623 | 10689.7817 | 66563.2497 | 412382.7179 | 489635.7492 | 1777099.2205 | 2278223.2778 | 4.811% | 2393376.7925
OFFICE BUILDINGS #2323 | TERTIARY | OFFICE BUILDINGS | 19868.5919 | 2019 | 13319.262 | 0 | 0 | 0 | 0 | 5333.9466 | 66153.4265 | 38809.1001 | 3 | 108904.0251 | 85387.0608 | 15 | 166395.4095 | 92944.9538 | 3 | 0 | 0 | 0 | 38949.2847 | 1587.8775 | 374054.9514 | 2695.6343 | 193700.105 | 422.8244 | 543.5462 | 0 | 41024.9223 | 166.6943 | 0 | 224916.772 | 87.5% | 12.5% | 5685.1043 | 993.1127 | 408.4051 | 22.8776 | 146.6925 | 756.5039 | 632.6861 | 180.2428 | 10877.6299 | 57139.9517 | 173512.3276 | 241529.9091 | 1373124.3395 | 1621622.0282 | 6.526% | 1734834.801
OFFICE BUILDINGS #2324 | TERTIARY | OFFICE BUILDINGS | 24035.978 | 2013 | 17757.938 | 0 | 0 | 0 | 0 | 7678.9308 | 75851.0794 | 41193.166 | 4 | 137383.7734 | 101995.9658 | 23 | 155368.8284 | 101655.3168 | 4 | 0 | 0 | 0 | 41139.2707 | 2236.7174 | 381252.6031 | 2488.8253 | 272502.3959 | 726.6555 | 857.2916 | 0 | 40013.9161 | 181.8723 | 0 | 216749.6699 | 86.42% | 13.58% | 6851.814 | 1023.1092 | 498.2004 | 24.9154 | 185.0203 | 745.2005 | 749.8548 | 189.1256 | 12087.5913 | 46620.1994 | 341465.571 | 400173.3617 | 1483226.0438 | 1891589.4412 | 1.138% | 1913370.8974
OFFICE BUILDINGS #2325 | TERTIARY | OFFICE BUILDINGS | 15704.8961 | 2016 | 13223.2968 | 0 | 0 | 0 | 0 | 3727.1798 | 48511.7666 | 33272.1101 | 2 | 94894.7283 | 69341.5305 | 14 | 125206.016 | 82498.1217 | 2 | 0 | 0 | 0 | 31065.1834 | 1538.6019 | 254834.0081 | 1637.774 | 130990.9493 | 421.548 | 416.7874 | 0 | 35933.571 | 167.7527 | 0 | 133461.9014 | 89.51% | 10.49% | 4154.1308 | 755.2865 | 457.3029 | 18.3166 | 111.1692 | 590.4617 | 476.7184 | 108.4648 | 6789.4096 | 42753.706 | 177611.7073 | 227154.8228 | 972007.5131 | 1203492.0606 | 6.963% | 1293564.9825
OFFICE BUILDINGS #2326 | TERTIARY | OFFICE BUILDINGS | 15926.1294 | 2020 | 14607.2094 | 0 | 0 | 0 | 0 | 5890.9697 | 47164.7473 | 37956.6688 | 2 | 115686.8645 | 91360.8821 | 13 | 154988.0603 | 62326.8399 | 3 | 0 | 0 | 0 | 30253.662 | 1098.2196 | 305665.7137 | 2211.1789 | 157914.4179 | 396.0344 | 413.5095 | 0 | 31995.0456 | 140.7735 | 0 | 139285.7518 | 96.37% | 3.629% | 3667.8621 | 498.8511 | 345.4537 | 14.8873 | 125.2867 | 389.9788 | 516.8526 | 135.1308 | 6494.0356 | 29892.806 | 210858.9839 | 247245.8256 | 1097128.7574 | 1349419.83 | 5.606% | 1429567.3176
OFFICE BUILDINGS #2327 | TERTIARY | OFFICE BUILDINGS | 27296.2643 | 2014 | 26361.5969 | 0 | 0 | 0 | 0 | 6516.1204 | 88135.5692 | 55779.5667 | 4 | 163132.0113 | 145439.0513 | 17 | 204371.1611 | 126350.9658 | 3 | 0 | 0 | 0 | 57299.3116 | 2473.1089 | 376553.9095 | 2869.4287 | 297231.966 | 872.4189 | 751.2656 | 0 | 45440.7722 | 270.1593 | 0 | 194383.8369 | 93.52% | 6.483% | 8069.3266 | 1156.637 | 891.0197 | 29.2026 | 186.8395 | 1001.6051 | 987.5855 | 185.7353 | 13612.4154 | 58288.6905 | 294541.9012 | 366443.0071 | 1618690.9963 | 1995417.1152 | 0.7103% | 2009692.5115
OFFICE BUILDINGS #2328 | TERTIARY | OFFICE BUILDINGS | 16140.3293 | 2015 | 16095.3609 | 0 | 0 | 0 | 0 | 4513.6611 | 54163.6673 | 37151.3572 | 2 | 88711.2794 | 91098.9419 | 13 | 152653.6807 | 63878.9495 | 2 | 0 | 0 | 0 | 32761.8526 | 1634.43 | 236854.4129 | 1864.2055 | 137515.741 | 471.688 | 443.1727 | 0 | 22455.0965 | 112.6958 | 0 | 160377.907 | 85.01% | 14.99% | 5391.7336 | 488.7848 | 337.2997 | 20.0718 | 120.2271 | 630.8101 | 387.1021 | 139.3735 | 8091.9082 | 37763.412 | 200912.998 | 246768.3182 | 1005089.6618 | 1257128.2498 | 3.908% | 1308254.4765
OFFICE BUILDINGS #2329 | TERTIARY | OFFICE BUILDINGS | 21725.2179 | 2016 | 14229.8638 | 0 | 0 | 0 | 0 | 6896.1508 | 45688.1544 | 51100.8902 | 3 | 143089.5732 | 99912.196 | 17 | 187028.7258 | 112679.0876 | 3 | 0 | 0 | 0 | 45735.8597 | 1929.805 | 237244.7721 | 2914.0571 | 161864.7892 | 508.1099 | 746.8344 | 0 | 32225.5629 | 228.1892 | 0 | 200445.0552 | 86.91% | 13.09% | 6327.8808 | 818.5385 | 572.0253 | 25.2356 | 112.9445 | 836.0818 | 848.0644 | 179.5483 | 8728.2928 | 41025.9037 | 188195.8404 | 237950.0369 | 1189347.147 | 1435806.0488 | 4.646% | 1505758.7373
OFFICE BUILDINGS #2330 | TERTIARY | OFFICE BUILDINGS | 20433.4342 | 2009 | 16675.0155 | 0 | 0 | 0 | 0 | 5130.6646 | 51590.9216 | 38118.6832 | 3 | 88432.0704 | 81711.3253 | 15 | 168904.2397 | 66661.5417 | 3 | 0 | 0 | 0 | 32034.2946 | 1782.1476 | 207755.2847 | 3030.1025 | 130321.7622 | 559.1429 | 550.5149 | 0 | 29481.8842 | 158.4068 | 0 | 185464.2887 | 76.35% | 23.65% | 5395.3651 | 948.4348 | 589.8747 | 25.3641 | 123.1009 | 684.3653 | 574.4956 | 146.5164 | 8851.5715 | 37977.1764 | 214513.799 | 261342.5468 | 1017292.8742 | 1284866.6037 | 2.076% | 1312111.9556
OFFICE BUILDINGS #2331 | TERTIARY | OFFICE BUILDINGS | 13680.9779 | 2008 | 9413.7932 | 0 | 0 | 0 | 0 | 3910.4884 | 28943.3634 | 33027.1438 | 2 | 79015.4976 | 61807.0704 | 8 | 83278.6068 | 56382.5505 | 2 | 0 | 0 | 0 | 24136.8303 | 1104.833 | 135880.1705 | 2182.9116 | 117976.0863 | 401.1978 | 510.6306 | 0 | 21008.6211 | 134.3213 | 0 | 84564.7473 | 89.67% | 10.33% | 3731.9099 | 557.4633 | 402.7821 | 18.0782 | 82.9021 | 420.2969 | 377.2672 | 111.2506 | 3912.8735 | 21921.5546 | 165221.5852 | 191056.0133 | 648063.2113 | 842359.65 | 7.511% | 910766.2814
OFFICE BUILDINGS #2332 | TERTIARY | OFFICE BUILDINGS | 21782.0637 | 2013 | 19065.7006 | 0 | 0 | 0 | 0 | 4826.1418 | 63312.6586 | 59499.6717 | 3 | 119762.141 | 106253.286 | 18 | 180476.3967 | 81536.9733 | 3 | 0 | 0 | 0 | 38139.1669 | 1976.6212 | 358898.2637 | 3457.0983 | 154467.3117 | 624.0233 | 756.8296 | 0 | 31772.9086 | 151.1293 | 0 | 170711.7981 | 91.07% | 8.934% | 5965.249 | 1042.7182 | 465.6562 | 23.2268 | 166.7928 | 727.2883 | 633.7981 | 134.8533 | 7525.4122 | 53536.4484 | 258859.4304 | 319921.291 | 1269480.4828 | 1595936.4569 | 1.682% | 1623232.5516
OFFICE BUILDINGS #2333 | TERTIARY | OFFICE BUILDINGS | 12013.393 | 2013 | 8975.2021 | 0 | 0 | 0 | 0 | 3972.4663 | 30878.9898 | 29108.548 | 2 | 70105.7737 | 61818.4948 | 8 | 77210.127 | 50183.7511 | 2 | 0 | 0 | 0 | 19357.2205 | 896.4186 | 146739.7566 | 1667.2241 | 138361.0501 | 237.2097 | 468.5486 | 0 | 21520.0203 | 116.9771 | 0 | 122553.0827 | 89.18% | 10.82% | 3086.5715 | 490.2842 | 288.7668 | 10.3315 | 88.6423 | 383.8277 | 290.9634 | 71.4566 | 3866.528 | 28798.1833 | 147558.6385 | 180223.3498 | 709600.5992 | 893295.6431 | 4.269% | 933132.122
OFFICE BUILDINGS #2334 | TERTIARY | OFFICE BUILDINGS | 18951.4899 | 2020 | 16853.8735 | 0 | 0 | 0 | 0 | 6806.8121 | 59575.0566 | 40440.3854 | 3 | 113916.9826 | 105068.5152 | 13 | 193951.0407 | 75495.984 | 3 | 0 | 0 | 0 | 42989.4639 | 1529.1673 | 278656.1444 | 2360.6187 | 190606.1853 | 578.5274 | 510.9162 | 0 | 29495.6377 | 182.1391 | 0 | 145677.7834 | 88.82% | 11.18% | 5165.8911 | 874.7263 | 620.2534 | 19.3011 | 143.5922 | 591.215 | 474.0597 | 122.8913 | 9127.824 | 53798.8308 | 193749.8188 | 256676.4736 | 1204881.301 | 1467608.1404 | 4.725% | 1540383.8823
OFFICE BUILDINGS #2335 | TERTIARY | OFFICE BUILDINGS | 11059.6708 | 2023 | 8890.7721 | 0 | 0 | 0 | 0 | 3527.6541 | 30788.2749 | 31670.4243 | 1 | 89543.9603 | 64814.7869 | 10 | 117794.8729 | 58135.9519 | 2 | 0 | 0 | 0 | 25827.7608 | 1220.3771 | 194153.3398 | 1615.9491 | 146791.4112 | 344.7899 | 292.3834 | 0 | 22918.134 | 78.0242 | 0 | 118561.159 | 84.95% | 15.05% | 3352.3227 | 495.3918 | 298.7324 | 10.598 | 60.8021 | 323.2613 | 288.9413 | 63.1501 | 5605.2118 | 31675.8374 | 142671.4707 | 179952.5199 | 839518.1272 | 1022933.3324 | 2.582% | 1050050.432
OFFICE BUILDINGS #2336 | TERTIARY | OFFICE BUILDINGS | 12408.4629 | 2016 | 8868.0815 | 0 | 0 | 0 | 0 | 3709.9039 | 29553.8165 | 33731.7133 | 2 | 57864.8578 | 55120.5943 | 12 | 95009.1702 | 48134.595 | 2 | 0 | 0 | 0 | 22101.804 | 893.3221 | 143413.3213 | 1531.9765 | 119891.2654 | 246.8673 | 298.8055 | 0 | 18754.7244 | 86.5446 | 0 | 128353.8914 | 85.54% | 14.46% | 3288.8944 | 541.9365 | 398.3937 | 14.4306 | 82.9455 | 419.8441 | 308.7939 | 98.8235 | 6742.6666 | 30392.3079 | 126186.5145 | 163321.4889 | 701438.7882 | 868141.4074 | 4.095% | 905211.2499
OFFICE BUILDINGS #2337 | TERTIARY | OFFICE BUILDINGS | 9738.1327 | 2008 | 7715.9638 | 0 | 0 | 0 | 0 | 1854.6115 | 27839.8908 | 16753.6242 | 1 | 46717.0367 | 39621.8002 | 8 | 58235.3424 | 30926.1177 | 2 | 0 | 0 | 0 | 14177.5448 | 855.6586 | 126556.4185 | 1129.7687 | 79572.3934 | 272.434 | 350.1956 | 0 | 16389.2123 | 69.4391 | 0 | 63192.4055 | 91.45% | 8.555% | 2419.8755 | 477.774 | 224.3617 | 10.9395 | 71.2803 | 307.3783 | 317.8609 | 63.3787 | 3915.8216 | 14977.3488 | 105114.4595 | 124007.6299 | 486560.7869 | 612815.6522 | 7.162% | 660087.8483
OFFICE BUILDINGS #2338 | TERTIARY | OFFICE BUILDINGS | 11814.2044 | 2021 | 8698.7606 | 0 | 0 | 0 | 0 | 4044.808 | 36022.869 | 33215.0493 | 2 | 68269.2664 | 52949.04 | 9 | 96696.7829 | 46110.7897 | 1 | 0 | 0 | 0 | 23276.592 | 1331.0622 | 214152.3671 | 1814.2242 | 137261.2139 | 313.9891 | 445.1699 | 0 | 19238.8036 | 98.0085 | 0 | 139973.6291 | 90.83% | 9.171% | 2709.2752 | 380.626 | 248.1658 | 11.7634 | 67.5881 | 286.6322 | 353.9669 | 89.0761 | 6527.6428 | 35453.3602 | 114175.7254 | 156156.7284 | 832631.8803 | 992155.2562 | 4.649% | 1040530.558
OFFICE BUILDINGS #2339 | TERTIARY | OFFICE BUILDINGS | 11390.2456 | 2020 | 10628.1258 | 0 | 0 | 0 | 0 | 3369.4218 | 28371.1766 | 25436.0896 | 1 | 57143.0125 | 76149.7113 | 11 | 119755.649 | 46200.1295 | 1 | 0 | 0 | 0 | 21507.6344 | 1023.6154 | 193897.8038 | 1599.0383 | 141429.1532 | 224.8693 | 405.8359 | 0 | 20704.2909 | 111.8773 | 0 | 103963.2361 | 87.32% | 12.68% | 2726.5888 | 456.4269 | 231.6307 | 9.5554 | 79.0917 | 357.7556 | 373.2405 | 83.2237 | 4452.7729 | 23292.6311 | 122671.775 | 150417.1789 | 769178.5208 | 923631.7639 | 4.536% | 967518.5159
OFFICE BUILDINGS #2340 | TERTIARY | OFFICE BUILDINGS | 29867.7139 | 2018 | 21591.8027 | 0 | 0 | 0 | 0 | 9791.1603 | 78473.7294 | 70564.818 | 5 | 140086.0264 | 135556.4646 | 28 | 231187.6562 | 113282.1234 | 4 | 0 | 0 | 0 | 42445.8914 | 2780.1856 | 367731.7496 | 4294.0723 | 282776.9942 | 818.9453 | 1080.2836 | 0 | 63727.1179 | 327.7386 | 0 | 281211.4932 | 84.84% | 15.16% | 9592.5242 | 1209.9181 | 662.3779 | 36.1748 | 161.9724 | 761.8266 | 1001.7751 | 221.6085 | 11184.8883 | 62233.1448 | 257678.0959 | 331096.129 | 1680188.0772 | 2019021.673 | 6.483% | 2158986.0949
OFFICE BUILDINGS #2341 | TERTIARY | OFFICE BUILDINGS | 7167.1249 | 2020 | 7945.0871 | 0 | 0 | 0 | 0 | 2426.8385 | 21380.1188 | 22745.37 | 1 | 56205.8764 | 37928.0206 | 6 | 75195.6762 | 41820.0299 | 1 | 0 | 0 | 0 | 14869.8078 | 644.0428 | 111876.0004 | 1140.7175 | 81759.0764 | 211.5824 | 266.7199 | 0 | 11328.6556 | 59.4419 | 0 | 65175.8593 | 88.31% | 11.69% | 1845.9998 | 279.8656 | 235.0517 | 6.0822 | 42.5636 | 278.1306 | 270.646 | 58.9979 | 3172.1654 | 17972.4951 | 86160.9051 | 107305.5657 | 495787.8313 | 605964.627 | 3.316% | 626748.3303
OFFICE BUILDINGS #2342 | TERTIARY | OFFICE BUILDINGS | 30135.808 | 2008 | 15625.9057 | 0 | 0 | 0 | 0 | 9100.201 | 73037.1454 | 50498.2234 | 3 | 168598.9206 | 151937.1533 | 21 | 178600.3261 | 131749.4942 | 3 | 0 | 0 | 0 | 51396.0655 | 2202.9828 | 377120.5449 | 4003.8065 | 208967.6127 | 871.857 | 812.0292 | 0 | 52162.9549 | 276.0046 | 0 | 239420.9786 | 86.77% | 13.23% | 9168.6212 | 916.5903 | 705.5705 | 39.5206 | 146.3385 | 883.5155 | 909.463 | 253.4309 | 9602.0393 | 59192.3631 | 378890.0261 | 447684.4285 | 1525596.2459 | 1983404.4224 | 1.332% | 2010187.0468
OFFICE BUILDINGS #2343 | TERTIARY | OFFICE BUILDINGS | 27407.0506 | 2019 | 21209.6754 | 0 | 0 | 0 | 0 | 9340.9766 | 64732.9555 | 81832.5498 | 4 | 172336.2869 | 152594.5089 | 20 | 214948.1429 | 121981.2586 | 3 | 0 | 0 | 0 | 45997.0346 | 2525.2364 | 374264.9543 | 3607.2923 | 232583.6709 | 806.8625 | 974.5769 | 0 | 43670.0749 | 209.8609 | 0 | 262331.9171 | 90.65% | 9.346% | 7663.5706 | 904.2036 | 589.4195 | 23.491 | 171.4768 | 862.2462 | 982.9259 | 189.5275 | 9779.1349 | 53348.6441 | 373047.6341 | 436175.4131 | 1587777.694 | 2031578.8713 | 6.984% | 2184129.1715
OFFICE BUILDINGS #2344 | TERTIARY | OFFICE BUILDINGS | 12121.9251 | 2013 | 7993.6864 | 0 | 0 | 0 | 0 | 2511.0592 | 32304.3426 | 33064.171 | 2 | 82672.6778 | 47492.4291 | 11 | 69726.3625 | 41568.8418 | 1 | 0 | 0 | 0 | 16528.185 | 1196.5258 | 174285.0842 | 1515.8008 | 123326.9979 | 279.8866 | 347.1492 | 0 | 25496.5955 | 109.6781 | 0 | 114347.2516 | 82.5% | 17.5% | 3401.6611 | 603.2391 | 343.4515 | 12.691 | 65.0327 | 352.0117 | 431.5493 | 110.2059 | 4294.7612 | 28877.5311 | 131335.8673 | 164508.1597 | 720293.1602 | 888430.2708 | 4.366% | 928985.5042
OFFICE BUILDINGS #2345 | TERTIARY | OFFICE BUILDINGS | 31105.4803 | 2021 | 27285.6943 | 0 | 0 | 0 | 0 | 9117.7904 | 103377.9503 | 71963.2788 | 4 | 157488.2425 | 178730.0111 | 27 | 265503.6755 | 177219.9949 | 3 | 0 | 0 | 0 | 62667.669 | 3289.7494 | 600280.8513 | 4922.7448 | 300961.3321 | 730.0188 | 936.8984 | 0 | 48162.6619 | 346.3604 | 0 | 238778.9361 | 89.32% | 10.68% | 10599.8457 | 1447.1374 | 987.1152 | 39.902 | 158.0833 | 1132.0146 | 886.9373 | 284.9498 | 15726.9657 | 78146.2053 | 306384.9099 | 400258.081 | 2016938.4788 | 2430592.3747 | 0.9298% | 2453404.7264
OFFICE BUILDINGS #2346 | TERTIARY | OFFICE BUILDINGS | 29292.86 | 2021 | 23668.8549 | 0 | 0 | 0 | 0 | 10752.9244 | 99090.8179 | 92065.8576 | 3 | 211058.3248 | 164010.2323 | 29 | 288153.334 | 162920.7554 | 5 | 0 | 0 | 0 | 48272.7845 | 2134.884 | 429847.5112 | 4886.7795 | 394890.5832 | 620.7283 | 735.9847 | 0 | 67267.276 | 305.7406 | 0 | 305869.6038 | 85.21% | 14.79% | 7885.7575 | 1341.0191 | 799.9442 | 38.6144 | 167.5832 | 846.7692 | 920.8361 | 179.9332 | 13082.8705 | 71327.5844 | 323176.6239 | 407587.0787 | 2073010.2618 | 2491610.3585 | 4.979% | 2622173.9041
OFFICE BUILDINGS #2347 | TERTIARY | OFFICE BUILDINGS | 7142.3253 | 2020 | 5781.6305 | 0 | 0 | 0 | 0 | 1857.619 | 26246.6587 | 19928.5603 | 1 | 47629.5591 | 35059.1124 | 7 | 58855.3025 | 40629.3168 | 1 | 0 | 0 | 0 | 11728.9145 | 808.1135 | 90210.5668 | 880.4692 | 94029.6053 | 156.5295 | 241.0691 | 0 | 15541.1388 | 55.8974 | 0 | 52252.9033 | 90.83% | 9.174% | 2457.8259 | 243.3131 | 211.6059 | 9.0313 | 50.3919 | 259.8911 | 229.6794 | 52.5609 | 3397.232 | 17784.4416 | 94244.268 | 115425.9416 | 449662.8698 | 568023.5915 | 1.656% | 577588.8929
OFFICE BUILDINGS #2348 | TERTIARY | OFFICE BUILDINGS | 28887.7738 | 2012 | 26754.7774 | 0 | 0 | 0 | 0 | 8025.9332 | 67987.8108 | 66416.0438 | 3 | 156763.5811 | 142522.5052 | 27 | 216287.9197 | 119368.8596 | 4 | 0 | 0 | 0 | 52506.5552 | 2813.9957 | 366877.5559 | 3828.9673 | 212741.71 | 929.2097 | 948.4045 | 0 | 59177.4314 | 260.6964 | 0 | 241714.4355 | 78.8% | 21.2% | 7818.7934 | 1412.1958 | 897.1545 | 28.3138 | 221.2541 | 857.3821 | 733.3408 | 203.8781 | 10704.7957 | 62493.6865 | 265668.6643 | 338867.1465 | 1564539.0647 | 1911407.2231 | 4.211% | 1995428.512
OFFICE BUILDINGS #2349 | TERTIARY | OFFICE BUILDINGS | 28822.1899 | 2023 | 31134.6733 | 0 | 0 | 0 | 0 | 7455.2503 | 85921.9558 | 83996.9373 | 5 | 185381.2034 | 156785.2099 | 19 | 258000.5634 | 150834.0404 | 4 | 0 | 0 | 0 | 45793.4571 | 3181.716 | 512240.9786 | 4143.5792 | 300080.7388 | 699.2668 | 769.3764 | 0 | 46658.1033 | 217.4411 | 0 | 262851.5156 | 93.31% | 6.695% | 9676.7581 | 1152.5352 | 817.2315 | 28.55 | 203.0035 | 704.501 | 770.8976 | 204.385 | 14055.3625 | 55414.136 | 330778.9752 | 400248.4737 | 1904740.0361 | 2314038.7014 | 2.263% | 2367628.6203
OFFICE BUILDINGS #2350 | TERTIARY | OFFICE BUILDINGS | 30197.7287 | 2013 | 24050.6021 | 0 | 0 | 0 | 0 | 9673.8769 | 93237.4431 | 58933.2161 | 5 | 138860.7821 | 134693.457 | 24 | 218895.4792 | 115709.9579 | 5 | 0 | 0 | 0 | 41792.9745 | 2765.6126 | 342958.8754 | 4524.331 | 265514.1035 | 596.7394 | 1068.6643 | 0 | 51256.193 | 280.8047 | 0 | 242795.251 | 85.21% | 14.79% | 7477.9101 | 978.98 | 959.8903 | 37.1967 | 233.4475 | 754.9309 | 865.4388 | 174.2325 | 10986.5807 | 61147.6744 | 263651.154 | 335785.4091 | 1583638.4656 | 1926481.1489 | 6.067% | 2050914.5162
OFFICE BUILDINGS #2351 | TERTIARY | OFFICE BUILDINGS | 5023.9658 | 2021 | 3816.575 | 0 | 0 | 0 | 0 | 1860.0578 | 19012.6965 | 10587.9766 | 1 | 24968.1091 | 33410.5881 | 3 | 49500.9507 | 26663.8472 | 1 | 0 | 0 | 0 | 10609.0195 | 512.1506 | 85816.7042 | 549.7783 | 58843.8359 | 154.877 | 140.3643 | 0 | 7943.7549 | 43.7341 | 0 | 54249.2502 | 87.38% | 12.62% | 1744.48 | 197.5263 | 127.4026 | 4.2788 | 27.3921 | 186.5265 | 142.2219 | 31.1265 | 3021.5708 | 10067.2636 | 69757.1014 | 82845.9358 | 348203.3323 | 432961.701 | 2.125% | 442361.4306
OFFICE BUILDINGS #2352 | TERTIARY | OFFICE BUILDINGS | 3044.0606 | 2024 | 2630.0695 | 0 | 0 | 0 | 0 | 915.1582 | 12024.0553 | 6888.4016 | 0 | 25855.0057 | 13643.351 | 3 | 24688.5559 | 18774.8053 | 0 | 0 | 0 | 0 | 6052.5765 | 295.6674 | 51307.8001 | 430.1399 | 26932.2723 | 83.9301 | 113.4333 | 0 | 7204.8482 | 33.0224 | 0 | 32683.3248 | 89.72% | 10.28% | 857.0319 | 100.2437 | 100.4204 | 2.9197 | 16.1973 | 96.4554 | 75.6976 | 25.0244 | 1790.144 | 9784.6584 | 35061.9864 | 46636.7888 | 213431.3238 | 261467.5712 | 3.214% | 270150.6362
OFFICE BUILDINGS #2353 | TERTIARY | OFFICE BUILDINGS | 10395.8533 | 2018 | 8150.1551 | 0 | 0 | 0 | 0 | 3587.3144 | 28929.1193 | 24363.167 | 1 | 53472.6897 | 56774.3233 | 9 | 67743.6816 | 48689.9814 | 1 | 0 | 0 | 0 | 17152.8636 | 748.3626 | 184652.1618 | 1637.5896 | 92755.495 | 262.845 | 330.7649 | 0 | 21488.0679 | 85.3028 | 0 | 73415.7339 | 87.09% | 12.91% | 2576.1285 | 476.2146 | 282.1933 | 10.8756 | 64.9739 | 247.9167 | 355.5341 | 70.5609 | 3758.4472 | 22321.5083 | 99458.958 | 125538.9135 | 610825.7736 | 740676.281 | 7.376% | 799663.258
OFFICE BUILDINGS #2354 | TERTIARY | OFFICE BUILDINGS | 21426.925 | 2019 | 18275.9967 | 0 | 0 | 0 | 0 | 7245.2762 | 66628.225 | 55702.8244 | 3 | 135744.7075 | 137131.5789 | 20 | 220633.5208 | 92846.9882 | 3 | 0 | 0 | 0 | 43157.2268 | 2081.5556 | 311751.7136 | 3070.3622 | 184067.6284 | 526.9324 | 678.4895 | 0 | 49524.2073 | 240.1992 | 0 | 182461.5929 | 92.93% | 7.072% | 6417.7064 | 684.2758 | 507.4099 | 26.4532 | 149.0927 | 820.5611 | 725.5847 | 165.7772 | 8597.4504 | 48325.954 | 289033.2947 | 345956.6991 | 1348655.5121 | 1702632.5327 | 1.521% | 1728935.9086
OFFICE BUILDINGS #2355 | TERTIARY | OFFICE BUILDINGS | 32337.4381 | 2013 | 28241.7858 | 0 | 0 | 0 | 0 | 10524.5496 | 65043.7557 | 89034.5617 | 5 | 137641.8933 | 146759.1646 | 22 | 274651.2124 | 146897.2093 | 4 | 0 | 0 | 0 | 59813.2631 | 2780.5494 | 354120.6293 | 4394.5671 | 299631.0512 | 844.7777 | 1180.6069 | 0 | 42047.3177 | 359.5485 | 0 | 242966.786 | 86.35% | 13.65% | 8824.3292 | 1125.6589 | 663.6192 | 35.9837 | 256.0781 | 760.6155 | 1024.4166 | 196.6393 | 11489.6536 | 57786.8984 | 372657.2203 | 441933.7723 | 1676201.1133 | 2130558.1023 | 3.655% | 2211386.0678
OFFICE BUILDINGS #2356 | TERTIARY | OFFICE BUILDINGS | 31409.0457 | 2008 | 20915.2262 | 0 | 0 | 0 | 0 | 8063.0034 | 55601.0251 | 46844.2915 | 4 | 145371.711 | 131650.4783 | 22 | 171763.6411 | 104508.4931 | 4 | 0 | 0 | 0 | 48079.5179 | 2543.1824 | 326401.1221 | 3693.7027 | 279038.6084 | 956.6291 | 1214.4875 | 0 | 49963.7359 | 335.2318 | 0 | 231587.7292 | 81.01% | 18.99% | 6858.0458 | 1451.8773 | 800.4768 | 29.6821 | 239.422 | 1121.2988 | 1130.2767 | 285.0383 | 12712.0996 | 67969.2555 | 356826.0027 | 437507.3578 | 1498116.3701 | 1944934.548 | 2.685% | 1998605.985
OFFICE BUILDINGS #2357 | TERTIARY | OFFICE BUILDINGS | 29763.6476 | 2012 | 27531.8633 | 0 | 0 | 0 | 0 | 9512.6006 | 59796.7624 | 76248.4987 | 5 | 136232.0691 | 170316.2433 | 23 | 179301.3046 | 134819.5167 | 4 | 0 | 0 | 0 | 48975.4354 | 2688.4764 | 474473.0997 | 4697.2654 | 303717.6238 | 915.981 | 956.0369 | 0 | 43814.7792 | 203.0203 | 0 | 244768.7675 | 87.27% | 12.73% | 8672.1968 | 1449.0467 | 807.1544 | 32.0478 | 233.1277 | 1113.7061 | 999.431 | 227.9693 | 12714.4614 | 74242.7037 | 369795.5941 | 456752.7593 | 1705820.5453 | 2172082.8293 | 5.559% | 2299938.9835
OFFICE BUILDINGS #2358 | TERTIARY | OFFICE BUILDINGS | 8681.7863 | 2022 | 8003.1271 | 0 | 0 | 0 | 0 | 3027.8538 | 31090.8584 | 23865.5688 | 1 | 51117.8059 | 53964.8239 | 8 | 83168.492 | 45092.9364 | 1 | 0 | 0 | 0 | 17480.7903 | 962.5766 | 110496.3629 | 1339.4362 | 100798.999 | 187.6466 | 333.7668 | 0 | 16474.0354 | 63.9354 | 0 | 71780.187 | 88.86% | 11.14% | 2925.0152 | 329.116 | 289.1339 | 8.714 | 64.1554 | 246.7916 | 206.8298 | 65.7222 | 5130.7537 | 16726.5224 | 103348.7408 | 125206.0169 | 544711.525 | 673394.6349 | 0.6379% | 677717.9602
OFFICE BUILDINGS #2359 | TERTIARY | OFFICE BUILDINGS | 16277.6294 | 2015 | 13819.2156 | 0 | 0 | 0 | 0 | 3592.9054 | 46883.6563 | 34311.8576 | 3 | 95156.4209 | 67140.9444 | 13 | 155280.7593 | 63943.0079 | 3 | 0 | 0 | 0 | 21577.6562 | 1235.0014 | 180244.8017 | 2511.1608 | 168350.1478 | 439.0359 | 491.3933 | 0 | 30636.0554 | 162.7071 | 0 | 166108.4885 | 86.06% | 13.94% | 4760.2558 | 542.4662 | 475.7311 | 19.0814 | 106.8587 | 413.953 | 634.4716 | 148.572 | 8073.5408 | 37517.0316 | 208672.1103 | 254262.6827 | 980139.4018 | 1240627.502 | 5.733% | 1316072.3777
OFFICE BUILDINGS #2360 | TERTIARY | OFFICE BUILDINGS | 4356.9209 | 2014 | 2884.2669 | 0 | 0 | 0 | 0 | 1364.4328 | 11976.96 | 10060.8742 | 1 | 29255.0226 | 20989.0641 | 3 | 30926.8238 | 15996.9687 | 0 | 0 | 0 | 0 | 6774.2158 | 453.2466 | 59014.781 | 578.1783 | 34434.7428 | 98.3071 | 150.2695 | 0 | 6917.8725 | 44.5506 | 0 | 33369.9494 | 84.53% | 15.47% | 1364.5066 | 211.9535 | 100.0056 | 4.455 | 22.5301 | 154.3589 | 154.6456 | 35.9782 | 2146.5149 | 7912.4481 | 42362.5115 | 52421.4745 | 239491.3098 | 293021.7154 | 4.01% | 305261.7416
OFFICE BUILDINGS #2361 | TERTIARY | OFFICE BUILDINGS | 4831.4008 | 2014 | 4207.0067 | 0 | 0 | 0 | 0 | 1078.5851 | 11231.4097 | 13316.5486 | 1 | 22122.9276 | 20777.3514 | 4 | 33814.8619 | 20625.3059 | 1 | 0 | 0 | 0 | 7284.1729 | 395.581 | 72115.202 | 581.0689 | 42552.6165 | 125.0012 | 126.7766 | 0 | 8071.3362 | 49.2188 | 0 | 33431.0769 | 82.1% | 17.9% | 1478.9856 | 156.4246 | 150.1031 | 3.8963 | 34.6621 | 147.0384 | 151.244 | 42.343 | 1755.2044 | 8005.8339 | 43685.0937 | 53446.1319 | 259675.4034 | 314761.2096 | 6.532% | 336757.7563
OFFICE BUILDINGS #2362 | TERTIARY | OFFICE BUILDINGS | 6358.772 | 2019 | 6025.5147 | 0 | 0 | 0 | 0 | 2267.6785 | 17933.9594 | 16244.5346 | 1 | 41457.4295 | 40910.9116 | 4 | 60432.3898 | 32436.776 | 1 | 0 | 0 | 0 | 11517.3108 | 509.7455 | 76099.2747 | 811.2879 | 75838.4561 | 169.11 | 223.5483 | 0 | 9508.2349 | 46.1471 | 0 | 47721.6231 | 92.59% | 7.415% | 1861.4783 | 265.074 | 127.6804 | 5.7806 | 43.4731 | 232.0357 | 187.7016 | 47.4673 | 3692.3144 | 13980.3612 | 62938.9843 | 80611.66 | 386894.5462 | 469502.6556 | 4.342% | 490811.7969
OFFICE BUILDINGS #2363 | TERTIARY | OFFICE BUILDINGS | 6607.2378 | 2015 | 4241.2382 | 0 | 0 | 0 | 0 | 1459.0894 | 19505.93 | 15938.4963 | 1 | 39854.1737 | 25677.8702 | 4 | 48509.8132 | 22357.6345 | 1 | 0 | 0 | 0 | 11300.1434 | 615.8914 | 103958.276 | 1084.9812 | 76993.4255 | 186.1588 | 208.5697 | 0 | 10503.1124 | 46.2737 | 0 | 43832.7426 | 93.42% | 6.577% | 1538.789 | 204.5723 | 160.8146 | 7.3923 | 39.1063 | 173.3386 | 155.6273 | 39.2185 | 2313.2113 | 12934.7989 | 72581.6265 | 87829.6367 | 396499.656 | 486542.058 | 7.557% | 526317.9702
OFFICE BUILDINGS #2364 | TERTIARY | OFFICE BUILDINGS | 28369.4168 | 2016 | 25273.0194 | 0 | 0 | 0 | 0 | 7773.3007 | 87716.7589 | 78054.2594 | 4 | 172944.0305 | 134044.6222 | 28 | 240214.8791 | 137847.4139 | 5 | 0 | 0 | 0 | 58034.2964 | 3200.2364 | 388782.9706 | 3882.673 | 298492.1736 | 698.352 | 1030.4297 | 0 | 46319.7711 | 198.5165 | 0 | 229274.1949 | 80.91% | 19.09% | 8404.0235 | 1272.5663 | 837.9827 | 36.9364 | 156.3613 | 1022.7527 | 1090.4645 | 168.5196 | 13727.6655 | 47480.3785 | 392653.4187 | 453861.4627 | 1704570.4651 | 2165798.9316 | 2.069% | 2211550.3376
OFFICE BUILDINGS #2365 | TERTIARY | OFFICE BUILDINGS | 19788.3211 | 2017 | 13363.953 | 0 | 0 | 0 | 0 | 6541.3473 | 64813.0197 | 46458.1981 | 2 | 120365.8888 | 115381.772 | 18 | 181488.5237 | 104341.0841 | 3 | 0 | 0 | 0 | 33798.8896 | 1470.0812 | 251891.9972 | 3350.36 | 235320.3095 | 502.7734 | 546.7619 | 0 | 27933.2769 | 162.1246 | 0 | 181997.5095 | 85.13% | 14.87% | 5533.2271 | 720.1722 | 506.9016 | 21.1572 | 127.6887 | 606.0885 | 709.3947 | 169.6227 | 7323.1137 | 41440.0474 | 249531.0972 | 298294.2584 | 1232096.8218 | 1537538.7485 | 1.819% | 1566030.8173
OFFICE BUILDINGS #2366 | TERTIARY | OFFICE BUILDINGS | 9621.6421 | 2020 | 10588.3556 | 0 | 0 | 0 | 0 | 2926.9613 | 29581.4536 | 20783.9132 | 1 | 72442.4852 | 52406.2616 | 8 | 80854.8159 | 40047.0821 | 1 | 0 | 0 | 0 | 14403.8669 | 700.4583 | 112221.0382 | 1526.6424 | 92229.1501 | 277.3566 | 288.1265 | 0 | 22867.5491 | 92.6571 | 0 | 97191.5057 | 87.17% | 12.83% | 2745.5474 | 311.1704 | 264.2258 | 10.3108 | 48.7332 | 242.1506 | 274.605 | 66.4215 | 5597.6712 | 22698.9523 | 102095.4611 | 130392.0846 | 595399.4677 | 729234.8594 | 5.891% | 774879.1177
OFFICE BUILDINGS #2367 | TERTIARY | OFFICE BUILDINGS | 32893.8649 | 2012 | 19718.0872 | 0 | 0 | 0 | 0 | 10501.6604 | 70270.6306 | 61717.3956 | 5 | 177291.5405 | 189102.1522 | 31 | 273184.246 | 161490.3269 | 5 | 0 | 0 | 0 | 49659.8631 | 3510.4274 | 388182.2167 | 4944.3273 | 311662.7268 | 729.4555 | 1103.9067 | 0 | 42861.9573 | 285.4608 | 0 | 204267.4105 | 79.97% | 20.03% | 9469.1562 | 1404.6752 | 702.5077 | 31.5073 | 220.5939 | 1105.6939 | 1285.9769 | 224.3776 | 16309.1627 | 72597.87 | 330407.805 | 419314.8377 | 1729748.8575 | 2159936.1876 | 0.904% | 2179639.3524
OFFICE BUILDINGS #2368 | TERTIARY | OFFICE BUILDINGS | 6402.2499 | 2018 | 5324.1396 | 0 | 0 | 0 | 0 | 2283.4621 | 22434.193 | 15173.5187 | 1 | 39247.8999 | 36909.0555 | 6 | 49110.0513 | 23905.2653 | 1 | 0 | 0 | 0 | 11167.3263 | 568.3249 | 109230.1438 | 999.0242 | 49225.4344 | 197.0671 | 228.0077 | 0 | 9234.6113 | 69.235 | 0 | 44543.1234 | 83.15% | 16.85% | 1386.0869 | 249.5607 | 189.0978 | 5.4671 | 31.1156 | 168.5189 | 218.1135 | 51.0482 | 2637.7963 | 17696.629 | 90234.0326 | 110568.458 | 382455.7212 | 495132.9125 | 5.918% | 526279.8982
OFFICE BUILDINGS #2369 | TERTIARY | OFFICE BUILDINGS | 29003.7975 | 2011 | 21724.2334 | 0 | 0 | 0 | 0 | 8828.676 | 64559.8143 | 61874.8239 | 4 | 189866.0056 | 142709.2074 | 27 | 184884.0358 | 139117.564 | 4 | 0 | 0 | 0 | 36675.6728 | 2065.0783 | 410952.4884 | 3192.1885 | 251664.9057 | 689.4802 | 1067.2112 | 0 | 46118.9919 | 322.5845 | 0 | 251470.7864 | 87.44% | 12.56% | 6600.758 | 1218.7613 | 920.0245 | 26.1761 | 226.0684 | 868.0475 | 895.0407 | 218.955 | 8722.5866 | 45318.4892 | 250028.7452 | 304069.821 | 1605001.9387 | 1916858.3486 | 3.749% | 1991521.1549
OFFICE BUILDINGS #2370 | TERTIARY | OFFICE BUILDINGS | 8144.1163 | 2015 | 5554.8518 | 0 | 0 | 0 | 0 | 2874.3546 | 25888.5505 | 22962.7144 | 1 | 46657.5572 | 46451.7887 | 7 | 57949.728 | 37486.1738 | 1 | 0 | 0 | 0 | 10841.7821 | 716.6037 | 110316.3529 | 1401.1252 | 89561.21 | 232.2353 | 311.0701 | 0 | 16858.4091 | 83.2934 | 0 | 71845.8369 | 90.1% | 9.896% | 1825.9206 | 351.2375 | 216.2579 | 9.539 | 47.2856 | 257.224 | 220.5418 | 63.4867 | 4353.0318 | 15213.1764 | 74480.0481 | 94046.2563 | 482880.7026 | 578898.5009 | 7.497% | 625815.827
OFFICE BUILDINGS #2371 | TERTIARY | OFFICE BUILDINGS | 25574.6271 | 2015 | 22695.7916 | 0 | 0 | 0 | 0 | 7092.8013 | 81818.2381 | 56178.7115 | 4 | 184631.3359 | 153011.546 | 25 | 197503.9484 | 107809.0163 | 4 | 0 | 0 | 0 | 52023.6155 | 2584.6781 | 332077.9276 | 3128.5041 | 219700.783 | 752.5213 | 970.2268 | 0 | 53842.3961 | 228.8276 | 0 | 238055.6329 | 77.67% | 22.33% | 8647.7782 | 1154.1966 | 584.2407 | 26.6263 | 195.8299 | 668.5409 | 777.9651 | 221.9951 | 12213.6807 | 47134.7752 | 317658.9296 | 377007.3855 | 1528454.675 | 1912342.2532 | 3.825% | 1988390.0307
OFFICE BUILDINGS #2372 | TERTIARY | OFFICE BUILDINGS | 18303.0518 | 2022 | 19394.2142 | 0 | 0 | 0 | 0 | 5578.8966 | 55156.1847 | 55290.7438 | 2 | 133157.5621 | 110511.0031 | 18 | 177487.2972 | 84198.7014 | 2 | 0 | 0 | 0 | 29311.9703 | 1339.5979 | 295886.1283 | 3019.58 | 245126.9283 | 356.9537 | 720.9171 | 0 | 28503.7506 | 135.2947 | 0 | 191900.8754 | 86.19% | 13.81% | 3866.1177 | 753.6813 | 398.7359 | 19.7205 | 113.016 | 469.6153 | 467.6086 | 108.5402 | 7815.092 | 53284.9447 | 177918.6285 | 239018.6652 | 1313155.2159 | 1560194.0516 | 1.284% | 1580485.7124
OFFICE BUILDINGS #2373 | TERTIARY | OFFICE BUILDINGS | 17851.7124 | 2017 | 17210.1313 | 0 | 0 | 0 | 0 | 4720.9552 | 59472.6002 | 44785.7105 | 2 | 128680.4969 | 94393.9761 | 18 | 147209.1733 | 89970.095 | 3 | 0 | 0 | 0 | 30875.5625 | 1519.6864 | 221483.4348 | 1847.6087 | 149645.3713 | 410.5551 | 663.4976 | 0 | 30946.0824 | 126.0336 | 0 | 128320.6486 | 89.69% | 10.31% | 3802.9415 | 629.1117 | 557.3613 | 23.5018 | 98.7191 | 459.7323 | 594.5498 | 151.0481 | 7401.2738 | 50121.5346 | 248900.7903 | 306423.5987 | 1031667.4109 | 1344544.1362 | 6.695% | 1441022.6191
OFFICE BUILDINGS #2374 | TERTIARY | OFFICE BUILDINGS | 27099.4068 | 2012 | 25109.2612 | 0 | 0 | 0 | 0 | 8456.5934 | 79652.459 | 49485.1768 | 3 | 179906.3914 | 103842.6923 | 20 | 230303.4034 | 106077.3102 | 3 | 0 | 0 | 0 | 45856.8616 | 2702.0602 | 291944.599 | 3352.2617 | 281241.2198 | 594.1846 | 909.0917 | 0 | 55043.362 | 194.0342 | 0 | 185645.2816 | 89.41% | 10.59% | 5812.1123 | 1331.4266 | 701.0058 | 27.638 | 167.4708 | 878.2648 | 999.568 | 238.4043 | 9058.022 | 57896.2094 | 370403.5131 | 437357.7446 | 1531622.4029 | 1977554.4862 | 0.5603% | 1988696.7799
OFFICE BUILDINGS #2375 | TERTIARY | OFFICE BUILDINGS | 29397.2972 | 2024 | 27470.8182 | 0 | 0 | 0 | 0 | 9363.3999 | 109309.367 | 66072.5409 | 4 | 173106.0277 | 207937.2819 | 27 | 223332.8887 | 128009.9762 | 4 | 0 | 0 | 0 | 59361.2551 | 3202.7447 | 588957.7703 | 4469.8437 | 360674.888 | 647.1963 | 789.9052 | 0 | 73697.0851 | 323.6393 | 0 | 368136.72 | 88.4% | 11.6% | 10102.5023 | 1355.469 | 949.4736 | 28.8233 | 151.6253 | 848.1604 | 789.284 | 176.7467 | 15188.8807 | 82209.1771 | 363728.2667 | 461126.3245 | 2209482.3577 | 2684069.3166 | 7.47% | 2900752.6719
OFFICE BUILDINGS #2376 | TERTIARY | OFFICE BUILDINGS | 17457.4526 | 2018 | 15314.5939 | 0 | 0 | 0 | 0 | 4578.3719 | 49317.3452 | 40210.7108 | 2 | 108704.5713 | 71105.404 | 12 | 134914.5783 | 61121.8284 | 3 | 0 | 0 | 0 | 38607.2086 | 1566.962 | 316365.187 | 2936.9759 | 223190.8704 | 494.2736 | 627.2442 | 0 | 31163.2735 | 169.3223 | 0 | 128729.2793 | 84.84% | 15.16% | 5326.5134 | 709.6072 | 538.9855 | 23.142 | 97.8389 | 488.1996 | 539.348 | 105.8247 | 7134.4351 | 46642.3745 | 182064.6974 | 235841.5071 | 1165781.3102 | 1407228.6428 | 5.528% | 1489573.417
OFFICE BUILDINGS #2377 | TERTIARY | OFFICE BUILDINGS | 32006.7607 | 2009 | 26540.9105 | 0 | 0 | 0 | 0 | 9102.8936 | 82544.5403 | 77299.4772 | 5 | 191454.5955 | 152872.4582 | 27 | 198295.635 | 97617.7761 | 4 | 0 | 0 | 0 | 55433.8929 | 3147.759 | 314241.3629 | 4297.9843 | 240715.4523 | 698.9135 | 1130.738 | 0 | 60117.8759 | 322.984 | 0 | 189683.7816 | 88.67% | 11.33% | 10459.7921 | 1054.7575 | 826.7172 | 41.8158 | 181.7791 | 911.5522 | 1118.6967 | 243.2265 | 12642.7084 | 71606.1113 | 356232.3214 | 440481.1411 | 1532277.9322 | 1979691.6296 | 0.7371% | 1994392.6896
OFFICE BUILDINGS #2378 | TERTIARY | OFFICE BUILDINGS | 32823.1485 | 2015 | 23639.7388 | 0 | 0 | 0 | 0 | 8621.3584 | 108857.8369 | 78059.6807 | 5 | 150432.2922 | 183206.5504 | 27 | 272511.9728 | 115889.5924 | 5 | 0 | 0 | 0 | 70543.1063 | 2979.5521 | 526664.8946 | 3868.3814 | 338180.8015 | 764.4927 | 1081.0492 | 0 | 52767.7928 | 270.0148 | 0 | 255472.5611 | 80.24% | 19.76% | 11123.405 | 1400.5271 | 998.3604 | 42.2453 | 216.9737 | 1122.3794 | 1244.0692 | 199.5332 | 14565.7066 | 84176.802 | 326478.5511 | 425221.0597 | 2010167.7883 | 2443399.4967 | 0.5884% | 2457861.6699
OFFICE BUILDINGS #2379 | TERTIARY | OFFICE BUILDINGS | 21727.8853 | 2015 | 13433.9286 | 0 | 0 | 0 | 0 | 6992.1899 | 50242.7562 | 56782.7998 | 2 | 146683.3348 | 104800.3583 | 19 | 191434.0481 | 89250.7635 | 3 | 0 | 0 | 0 | 46816.6491 | 2347.7756 | 281292.8633 | 2255.5107 | 168317.4885 | 678.9405 | 689.7227 | 0 | 39067.966 | 169.9811 | 0 | 159768.6575 | 83.84% | 16.16% | 5869.5785 | 911.486 | 592.1127 | 27.2681 | 117.4641 | 677.0394 | 648.2981 | 137.4089 | 8856.4096 | 38834.8265 | 193446.3001 | 241137.5363 | 1217202.5055 | 1465839.4049 | 2.471% | 1502982.631
OFFICE BUILDINGS #2380 | TERTIARY | OFFICE BUILDINGS | 21854.1343 | 2023 | 22501.5858 | 0 | 0 | 0 | 0 | 8882.1004 | 69870.5506 | 70749.7497 | 3 | 113396.3501 | 106465.2836 | 21 | 244965.2476 | 127995.8886 | 2 | 0 | 0 | 0 | 54919.3017 | 1637.9627 | 294190.9354 | 3030.0172 | 215863.17 | 444.0237 | 837.3873 | 0 | 55647.6317 | 246.4808 | 0 | 267871.6559 | 92.12% | 7.876% | 4604.405 | 1003.9106 | 677.634 | 28.2161 | 145.3967 | 743.8894 | 655.4948 | 186.2892 | 9237.7028 | 61190.1338 | 210837.5258 | 281265.3623 | 1498241.9514 | 1787868.0446 | 4.109% | 1864476.9906
OFFICE BUILDINGS #2381 | TERTIARY | OFFICE BUILDINGS | 14135.6425 | 2021 | 14708.7706 | 0 | 0 | 0 | 0 | 4982.1871 | 46059.3877 | 42417.8795 | 2 | 96890.9514 | 95084.9961 | 11 | 95453.6184 | 55112.0363 | 2 | 0 | 0 | 0 | 29011.8795 | 1546.6683 | 271352.859 | 2429.7919 | 144431.4572 | 273.8735 | 398.9763 | 0 | 25608.2768 | 121.2814 | 0 | 166560.7212 | 82.04% | 17.96% | 4419.8853 | 459.1681 | 355.9401 | 13.0625 | 82.387 | 477.9251 | 389.1594 | 112.6339 | 7172.7511 | 26915.4972 | 163186.744 | 197274.9923 | 980888.0883 | 1183193.8551 | 7.558% | 1279934.6689
OFFICE BUILDINGS #2382 | TERTIARY | OFFICE BUILDINGS | 12822.5617 | 2019 | 9687.6403 | 0 | 0 | 0 | 0 | 3990.9026 | 46689.858 | 34159.7624 | 2 | 63467.4062 | 72631.3581 | 11 | 100703.1298 | 47085.3473 | 2 | 0 | 0 | 0 | 30056.9612 | 1246.2225 | 192862.0053 | 1712.2776 | 161383.4605 | 359.1243 | 380.5938 | 0 | 22775.1819 | 122.4136 | 0 | 94682.7533 | 89.35% | 10.65% | 4412.92 | 396.7782 | 257.2253 | 10.5111 | 84.2032 | 456.44 | 466.7698 | 91.7128 | 7074.4794 | 24652.251 | 136074.7436 | 167801.4739 | 799691.2019 | 971077.3149 | 6.657% | 1040337.7721
OFFICE BUILDINGS #2383 | TERTIARY | OFFICE BUILDINGS | 11028.3613 | 2020 | 8685.1717 | 0 | 0 | 0 | 0 | 3515.44 | 32511.2836 | 29918.1182 | 2 | 66240.7253 | 46992.4885 | 10 | 105467.812 | 45175.7529 | 2 | 0 | 0 | 0 | 16112.1023 | 1217.5357 | 173196.521 | 1187.4801 | 88743.5186 | 308.6965 | 369.2435 | 0 | 17905.9202 | 123.6974 | 0 | 100952.3581 | 93.88% | 6.115% | 3038.4971 | 353.001 | 339.2054 | 11.4346 | 77.4129 | 384.1809 | 386.1923 | 73.2639 | 5974.5223 | 28851.1027 | 125332.736 | 160158.3609 | 684275.7292 | 847968.7829 | 3.661% | 880192.7171
OFFICE BUILDINGS #2384 | TERTIARY | OFFICE BUILDINGS | 21440.1187 | 2011 | 15242.8305 | 0 | 0 | 0 | 0 | 6028.3913 | 44483.506 | 55800.7771 | 3 | 130500.5837 | 96832.5661 | 14 | 136674.0569 | 96922.4523 | 2 | 0 | 0 | 0 | 30599.5239 | 1695.9795 | 227765.8247 | 3437.9889 | 180376.0754 | 538.653 | 814.0499 | 0 | 36626.1811 | 178.0083 | 0 | 203934.5903 | 73.89% | 26.11% | 6961.7894 | 694.3628 | 622.2702 | 20.2915 | 162.3392 | 584.4356 | 803.2408 | 177.0224 | 6521.2615 | 36753.4669 | 184941.3386 | 228216.067 | 1115948.565 | 1351466.497 | 1.071% | 1366092.0857
OFFICE BUILDINGS #2385 | TERTIARY | OFFICE BUILDINGS | 29789.3211 | 2018 | 31207.0486 | 0 | 0 | 0 | 0 | 10057.4304 | 75655.0783 | 57139.4874 | 4 | 194723.1344 | 183359.7028 | 25 | 204403.3755 | 137320.878 | 3 | 0 | 0 | 0 | 60046.0123 | 2729.3587 | 537479.1137 | 3274.0017 | 303288.841 | 726.5325 | 817.2133 | 0 | 61199.8152 | 237.9094 | 0 | 314147.5449 | 83.2% | 16.8% | 9881.8744 | 1439.0043 | 936.3837 | 34.4185 | 196.13 | 942.7506 | 849.5435 | 168.8689 | 16927.8353 | 60207.3624 | 396464.5839 | 473599.7816 | 1972168.7242 | 2454681.8416 | 1.4% | 2489544.5278
OFFICE BUILDINGS #2386 | TERTIARY | OFFICE BUILDINGS | 27723.4524 | 2015 | 26280.7602 | 0 | 0 | 0 | 0 | 7565.7103 | 79636.3436 | 51301.7629 | 4 | 186201.2521 | 118478.0382 | 20 | 206160.4723 | 125185.3033 | 4 | 0 | 0 | 0 | 46358.1055 | 2231.0157 | 423267.5848 | 3155.3779 | 303580.0396 | 774.7853 | 1087.5647 | 0 | 58905.9844 | 263.1648 | 0 | 216348.3925 | 83.55% | 16.45% | 8204.852 | 984.1084 | 829.2554 | 34.2206 | 218.8919 | 795.825 | 834.2225 | 245.9445 | 13684.0075 | 48657.0971 | 272283.0433 | 334624.1478 | 1704988.7938 | 2046766.0432 | 2.227% | 2093378.5831
OFFICE BUILDINGS #2387 | TERTIARY | OFFICE BUILDINGS | 11156.5256 | 2012 | 9817.3107 | 0 | 0 | 0 | 0 | 2232.1095 | 32331.0504 | 24942.9355 | 2 | 53448.903 | 45517.9476 | 10 | 89010.4457 | 33511.8513 | 2 | 0 | 0 | 0 | 19566.4946 | 1084.9125 | 143374.8653 | 1847.2339 | 120694.9411 | 277.7811 | 425.273 | 0 | 21179.4438 | 85.3478 | 0 | 81596.777 | 89.97% | 10.03% | 3212.7852 | 517.0349 | 242.9325 | 13.3999 | 83.3434 | 300.5967 | 272.4776 | 62.7187 | 5340.5839 | 23177.2293 | 99918.3675 | 128436.1806 | 636187.1676 | 768745.7345 | 6.813% | 824948.0305
OFFICE BUILDINGS #2388 | TERTIARY | OFFICE BUILDINGS | 29240.1659 | 2018 | 31093.3568 | 0 | 0 | 0 | 0 | 9314.124 | 89081.7258 | 58947.1793 | 4 | 164325.9415 | 117720.2015 | 24 | 208806.9288 | 156981.4442 | 4 | 0 | 0 | 0 | 55315.8683 | 2614.6207 | 513166.3637 | 3407.2137 | 367302.6571 | 655.6191 | 964.486 | 0 | 47544.8257 | 278.8415 | 0 | 232225.466 | 89.8% | 10.2% | 8726.4106 | 946.7278 | 786.0054 | 27.5224 | 144.7803 | 985.3561 | 1035.3626 | 189.9161 | 16604.4186 | 83092.5044 | 399623.7823 | 499320.7053 | 1918417.6326 | 2426928.5691 | 5.498% | 2568120.9874
OFFICE BUILDINGS #2389 | TERTIARY | OFFICE BUILDINGS | 20669.7651 | 2016 | 16418.3852 | 0 | 0 | 0 | 0 | 6111.4841 | 62801.757 | 41804.3158 | 3 | 144985.2201 | 108636.825 | 15 | 194245.4203 | 107932.363 | 3 | 0 | 0 | 0 | 45250.6617 | 2113.589 | 255712.0019 | 2934.3479 | 230191.7762 | 404.3703 | 597.138 | 0 | 42976.5958 | 189.4118 | 0 | 165163.5398 | 94.88% | 5.119% | 5825.7092 | 661.2361 | 620.0997 | 24.9794 | 121.0899 | 590.3011 | 750.0273 | 149.444 | 10818.398 | 48562.4634 | 268446.3137 | 327827.1751 | 1291007.8388 | 1625128.5856 | 7.584% | 1758487.94
OFFICE BUILDINGS #2390 | TERTIARY | OFFICE BUILDINGS | 9639.8004 | 2020 | 10376.67 | 0 | 0 | 0 | 0 | 2871.9431 | 31318.4973 | 24134.3348 | 1 | 73943.5238 | 52165.1378 | 9 | 96502.6288 | 42442.2301 | 2 | 0 | 0 | 0 | 20550.7364 | 1087.7472 | 112169.9914 | 1186.3988 | 126292.7452 | 249.2994 | 269.121 | 0 | 15918.9122 | 66.6524 | 0 | 78881.6102 | 88.03% | 11.97% | 2094.5995 | 369.0555 | 206.7616 | 11.791 | 58.5327 | 314.4061 | 318.7333 | 71.6749 | 5449.6197 | 20589.0146 | 130273.7698 | 156312.4042 | 627983.8782 | 787510.2735 | 5.073% | 829598.8567
OFFICE BUILDINGS #2391 | TERTIARY | OFFICE BUILDINGS | 3993.3371 | 2022 | 3903.0262 | 0 | 0 | 0 | 0 | 1110.936 | 13677.969 | 12950.2507 | 0 | 26695.6186 | 17536.8055 | 3 | 40554.0585 | 21713.841 | 1 | 0 | 0 | 0 | 8311.2275 | 280.5229 | 50182.486 | 602.976 | 41883.453 | 94.647 | 99.6334 | 0 | 9372.1038 | 41.6561 | 0 | 44053.9645 | 84.04% | 15.96% | 1311.5932 | 181.4946 | 126.3479 | 4.3305 | 28.5725 | 138.3893 | 132.6875 | 31.9658 | 2259.8738 | 10710.8787 | 44236.0641 | 57206.8166 | 267037.8852 | 325850.9015 | 1.395% | 330460.7777
OFFICE BUILDINGS #2392 | TERTIARY | OFFICE BUILDINGS | 15794.884 | 2018 | 14719.1217 | 0 | 0 | 0 | 0 | 4263.4082 | 55250.8752 | 47304.3728 | 2 | 88578.1062 | 99436.7728 | 10 | 114753.5289 | 61348.4381 | 3 | 0 | 0 | 0 | 27160.5978 | 1601.7192 | 238316.6884 | 2718.023 | 193085.5158 | 385.2328 | 536.7175 | 0 | 24772.8979 | 170.8202 | 0 | 119739.644 | 84.96% | 15.04% | 4196.4411 | 620.8692 | 373.9931 | 18.212 | 107.7318 | 586.844 | 471.569 | 146.823 | 7642.2904 | 27540.8011 | 212238.9717 | 247422.0632 | 968211.3694 | 1221916.023 | 5.436% | 1292161.5288
OFFICE BUILDINGS #2393 | TERTIARY | OFFICE BUILDINGS | 4185.0569 | 2014 | 2715.1213 | 0 | 0 | 0 | 0 | 1088.6903 | 9652.9662 | 9806.0514 | 1 | 25609.8274 | 16039.9373 | 3 | 31992.9234 | 13160.072 | 1 | 0 | 0 | 0 | 8814.6667 | 374.7972 | 44922.5877 | 482.5087 | 48882.0233 | 129.1588 | 121.3118 | 0 | 8304.2868 | 28.5916 | 0 | 29608.4648 | 89.03% | 10.97% | 939.7365 | 145.1518 | 119.8087 | 3.8674 | 23.8506 | 143.6093 | 109.8789 | 23.792 | 2184.5043 | 7309.4452 | 43530.0478 | 53023.9974 | 233329.2199 | 287486.0143 | 7.27% | 310025.1448
OFFICE BUILDINGS #2394 | TERTIARY | OFFICE BUILDINGS | 26770.5469 | 2011 | 20393.2307 | 0 | 0 | 0 | 0 | 7589.4321 | 60608.5303 | 63212.3341 | 4 | 168307.4431 | 125661.593 | 21 | 153121.4207 | 105732.2644 | 3 | 0 | 0 | 0 | 32505.2192 | 2143.5792 | 333572.6955 | 2869.1263 | 185820.9091 | 553.7798 | 808.6431 | 0 | 41132.5328 | 206.0766 | 0 | 219340.0173 | 88.66% | 11.34% | 8423.8429 | 991.2734 | 821.2761 | 34.0299 | 194.5105 | 882.1519 | 996.3223 | 238.0295 | 12205.7565 | 52875.7826 | 305622.4005 | 370703.9395 | 1358291.2578 | 1735132.9494 | 6.573% | 1857208.0153
OFFICE BUILDINGS #2395 | TERTIARY | OFFICE BUILDINGS | 25622.2027 | 2023 | 27486.2334 | 0 | 0 | 0 | 0 | 8729.6935 | 75739.7459 | 78131.0254 | 4 | 214656.0514 | 177083.8501 | 18 | 181982.0529 | 126472.6091 | 4 | 0 | 0 | 0 | 49320.9589 | 2184.886 | 354681.9148 | 3445.8778 | 259123.6936 | 544.0851 | 653.4461 | 0 | 58033.9337 | 216.2021 | 0 | 292318.6445 | 91.81% | 8.188% | 8402.2086 | 1004.8565 | 681.3941 | 31.0322 | 191.2474 | 700.172 | 642.202 | 200.474 | 14598.4715 | 60061.807 | 277097.2796 | 351757.558 | 1688277.0801 | 2051184.3705 | 5.117% | 2161797.0305
OFFICE BUILDINGS #2396 | TERTIARY | OFFICE BUILDINGS | 24631.9002 | 2020 | 22280.0342 | 0 | 0 | 0 | 0 | 7541.3317 | 79716.2965 | 56410.0624 | 3 | 196794.3353 | 106236.3751 | 18 | 230730.5395 | 86904.1094 | 3 | 0 | 0 | 0 | 46551.4488 | 2014.695 | 340744.2677 | 4155.3454 | 234855.0816 | 677.1586 | 840.0727 | 0 | 39988.1395 | 236.7698 | 0 | 201987.9806 | 88.92% | 11.08% | 6782.314 | 938.3525 | 594.3522 | 27.6354 | 141.1036 | 584.7015 | 762.7248 | 198.604 | 9831.6733 | 66589.8282 | 306349.1997 | 382770.7012 | 1559260.6533 | 1949430.5434 | 4.297% | 2036956.7533
OFFICE BUILDINGS #2397 | TERTIARY | OFFICE BUILDINGS | 21717.2766 | 2009 | 15806.9107 | 0 | 0 | 0 | 0 | 6152.6119 | 53565.5597 | 49198.5099 | 3 | 102335.5509 | 79595.3664 | 18 | 119571.5362 | 63715.1137 | 3 | 0 | 0 | 0 | 27098.5685 | 2292.1646 | 247464.654 | 2954.4186 | 182706.1457 | 483.6729 | 515.7949 | 0 | 39028.8565 | 175.704 | 0 | 165149.7605 | 73.46% | 26.54% | 6717.7118 | 1080.1644 | 662.9582 | 27.8957 | 108.5507 | 600.4127 | 744.3908 | 142.9087 | 6651.6103 | 46067.4858 | 261874.5892 | 314593.6854 | 1069049.7326 | 1390186.7698 | 0.7049% | 1400055.3709
OFFICE BUILDINGS #2398 | TERTIARY | OFFICE BUILDINGS | 14462.7452 | 2016 | 13818.8652 | 0 | 0 | 0 | 0 | 5189.4373 | 39074.9984 | 34071.3791 | 2 | 98217.5071 | 87613.0758 | 14 | 95337.3909 | 63983.7241 | 1 | 0 | 0 | 0 | 21046.7987 | 1501.3202 | 218311.8149 | 1598.2189 | 123240.8663 | 348.2072 | 359.832 | 0 | 33040.3985 | 145.1604 | 0 | 99578.7223 | 79.26% | 20.74% | 4865.101 | 614.0913 | 369.6196 | 14.4404 | 71.4334 | 527.5166 | 401.6114 | 106.2484 | 5324.0457 | 28115.9983 | 131901.268 | 165341.312 | 824497.4703 | 994777.6248 | 5.109% | 1048335.52
OFFICE BUILDINGS #2399 | TERTIARY | OFFICE BUILDINGS | 20897.1361 | 2020 | 14486.8758 | 0 | 0 | 0 | 0 | 5375.3822 | 54359.7839 | 40452.037 | 3 | 163235.3288 | 127748.4763 | 14 | 134182.0878 | 92291.3923 | 2 | 0 | 0 | 0 | 42140.4469 | 1977.0016 | 379613.6524 | 3093.852 | 210470.2662 | 427.6293 | 581.4239 | 0 | 51874.3625 | 210.4628 | 0 | 202783.3995 | 92.08% | 7.922% | 6934.0418 | 734.2548 | 585.1338 | 27.8147 | 151.1491 | 809.2241 | 751.1691 | 181.6537 | 11545.4972 | 46408.5044 | 186319.8094 | 244273.8111 | 1389905.159 | 1641422.5816 | 0.998% | 1657968.683
OFFICE BUILDINGS #2400 | TERTIARY | OFFICE BUILDINGS | 24257.2824 | 2024 | 25021.9201 | 0 | 0 | 0 | 0 | 7190.707 | 76982.7669 | 80952.0826 | 3 | 157787.8498 | 120061.883 | 24 | 174370.3093 | 101983.0893 | 3 | 0 | 0 | 0 | 46449.6155 | 2755.3646 | 400934.7756 | 3992.5783 | 328789.06 | 736.3915 | 803.661 | 0 | 63659.3302 | 266.429 | 0 | 273796.9223 | 91.09% | 8.911% | 5379.2979 | 839.3774 | 685.6665 | 30.9381 | 122.4621 | 754.4605 | 783.1894 | 219.4488 | 11126.1568 | 61994.9509 | 214806.6025 | 287927.7102 | 1720592.1921 | 2019074.7686 | 4.808% | 2121057.4087
OFFICE BUILDINGS #2401 | TERTIARY | OFFICE BUILDINGS | 21230.6521 | 2012 | 14331.3706 | 0 | 0 | 0 | 0 | 7042.0914 | 54520.7992 | 51997.6485 | 3 | 114480.7259 | 114391.8697 | 14 | 150989.9193 | 100795.9809 | 2 | 0 | 0 | 0 | 28782.9883 | 1857.7225 | 208939.8544 | 3174.8003 | 222160.7212 | 591.0771 | 679.888 | 0 | 35462.9175 | 221.2701 | 0 | 182073.1907 | 92.73% | 7.275% | 6356.4772 | 825.7126 | 476.7717 | 27.6777 | 132.4718 | 599.031 | 671.0212 | 136.4569 | 8991.6967 | 33353.9867 | 282766.9876 | 325112.671 | 1119520.3724 | 1449712.6599 | 6.715% | 1554068.0428
OFFICE BUILDINGS #2402 | TERTIARY | OFFICE BUILDINGS | 27095.4248 | 2023 | 28187.7671 | 0 | 0 | 0 | 0 | 8525.7157 | 68429.3353 | 64383.1655 | 4 | 177516.8847 | 121449.5762 | 16 | 285102.83 | 111366.6882 | 3 | 0 | 0 | 0 | 68044.9043 | 2138.8691 | 536057.3165 | 2812.2497 | 330709.4796 | 668.2556 | 937.8656 | 0 | 68843.9448 | 284.8183 | 0 | 291542.69 | 84.01% | 15.99% | 7507.6268 | 1306.7526 | 741.938 | 35.0653 | 197.7823 | 967.4077 | 972.327 | 236.1419 | 16319.8262 | 52212.8189 | 328997.5574 | 397530.2025 | 2038060.8148 | 2445107.804 | 6.748% | 2622050.3569
OFFICE BUILDINGS #2403 | TERTIARY | OFFICE BUILDINGS | 30911.8399 | 2021 | 23759.7512 | 0 | 0 | 0 | 0 | 9695.5596 | 103114.9623 | 86689.5524 | 4 | 171093.7793 | 131699.8311 | 27 | 279421.4313 | 152753.0458 | 5 | 0 | 0 | 0 | 48243.1266 | 3086.4299 | 600674.4189 | 4877.8938 | 402988.2294 | 701.8232 | 1213.9991 | 0 | 47981.0288 | 222.8408 | 0 | 314638.0381 | 81.25% | 18.75% | 9645.267 | 1262.0501 | 733.0396 | 36.1025 | 199.0111 | 1078.7677 | 970.7954 | 230.2017 | 13820.6063 | 73894.758 | 374295.8248 | 462011.1892 | 2205856.9759 | 2679358.6427 | 6.464% | 2864520.7556
OFFICE BUILDINGS #2404 | TERTIARY | OFFICE BUILDINGS | 4509.5029 | 2021 | 3165.9014 | 0 | 0 | 0 | 0 | 1562.3003 | 14621.0661 | 13155.8081 | 1 | 22349.5679 | 25448.7408 | 4 | 30593.9708 | 25451.7615 | 0 | 0 | 0 | 0 | 10000.696 | 317.1571 | 55249.7374 | 509.6952 | 42556.5135 | 111.3904 | 175.8296 | 0 | 9547.3531 | 32.6985 | 0 | 41754.6137 | 74.99% | 25.01% | 1506.9782 | 193.042 | 122.2659 | 3.7907 | 32.0322 | 118.8223 | 136.0859 | 39.0783 | 2057.9854 | 9596.6263 | 43551.3729 | 55205.9846 | 256877.4291 | 313672.2526 | 2.435% | 321499.1569
OFFICE BUILDINGS #2405 | TERTIARY | OFFICE BUILDINGS | 22379.9735 | 2012 | 20178.5768 | 0 | 0 | 0 | 0 | 5899.1143 | 70663.8739 | 51685.2342 | 3 | 94515.8506 | 90546.473 | 21 | 128212.5718 | 95637.0813 | 3 | 0 | 0 | 0 | 35817.0924 | 1901.2382 | 253964.9398 | 2780.6767 | 193424.293 | 649.8026 | 549.7792 | 0 | 32736.4921 | 184.6742 | 0 | 151745.025 | 85.55% | 14.45% | 7597.7161 | 1115.8521 | 737.9881 | 21.7521 | 142.9823 | 617.835 | 727.1643 | 150.9498 | 9245.9377 | 47510.251 | 224394.6 | 281150.7887 | 1101536.5502 | 1387855.7494 | 0.8312% | 1399488.94
OFFICE BUILDINGS #2406 | TERTIARY | OFFICE BUILDINGS | 8434.2966 | 2011 | 4698.5232 | 0 | 0 | 0 | 0 | 2085.1327 | 23910.4412 | 19706.5556 | 1 | 42377.1253 | 30660.1122 | 7 | 51294.0723 | 26533.7383 | 1 | 0 | 0 | 0 | 14784.8658 | 671.9529 | 108864.286 | 1203.6296 | 66797.9156 | 262.1219 | 329.7253 | 0 | 15513.4143 | 58.3977 | 0 | 53791.4277 | 82.06% | 17.94% | 2794.2168 | 261.8824 | 203.627 | 8.1557 | 61.1158 | 231.5039 | 247.1249 | 63.1421 | 3049.2115 | 17321.96 | 75297.6509 | 95668.8224 | 427330.4884 | 525492.3528 | 3.978% | 547261.6268
OFFICE BUILDINGS #2407 | TERTIARY | OFFICE BUILDINGS | 30322.8483 | 2018 | 22733.5119 | 0 | 0 | 0 | 0 | 9316.7156 | 103200.1599 | 88469.9452 | 4 | 191173.3131 | 161906.2189 | 26 | 247247.1886 | 134935.4919 | 3 | 0 | 0 | 0 | 43385.7833 | 3086.7622 | 554047.4211 | 4617.142 | 354108.1454 | 851.6972 | 971.9715 | 0 | 45940.0494 | 243.7022 | 0 | 288885.2653 | 87.47% | 12.53% | 7675.711 | 1446.9712 | 1003.8485 | 40.3561 | 219.8362 | 1180.1506 | 1020.4748 | 216.3674 | 10880.5791 | 67166.0818 | 424146.3997 | 502193.0606 | 2043564.157 | 2553924.5812 | 2.106% | 2608872.7356
OFFICE BUILDINGS #2408 | TERTIARY | OFFICE BUILDINGS | 26347.5208 | 2014 | 18031.7472 | 0 | 0 | 0 | 0 | 7946.5494 | 66086.3255 | 73940.5989 | 4 | 183470.7977 | 140433.5941 | 17 | 197743.719 | 133567.7477 | 3 | 0 | 0 | 0 | 55699.7384 | 2162.5601 | 380008.3157 | 3603.891 | 215044.937 | 612.9303 | 963.1197 | 0 | 37681.6485 | 220.4802 | 0 | 219533.5542 | 90.18% | 9.822% | 7364.3781 | 921.1939 | 868.5142 | 34 | 144.9896 | 686.3667 | 963.7897 | 238.3737 | 12170.7145 | 65222.9363 | 328309.0584 | 405702.7092 | 1541399.6999 | 1956461.1398 | 3.712% | 2031893.6527
OFFICE BUILDINGS #2409 | TERTIARY | OFFICE BUILDINGS | 5786.6401 | 2016 | 5556.8555 | 0 | 0 | 0 | 0 | 1305.8682 | 12955.7479 | 13694.0138 | 1 | 29839.6581 | 25743.2232 | 4 | 36198.398 | 20176.8791 | 1 | 0 | 0 | 0 | 9065.7679 | 514.0773 | 97267.707 | 765.5776 | 59007.0147 | 167.1275 | 139.3092 | 0 | 11093.0492 | 60.311 | 0 | 43669.8995 | 90.52% | 9.481% | 1242.0258 | 211.724 | 173.004 | 7.0413 | 38.1899 | 209.9354 | 165.0543 | 35.1765 | 2628.7574 | 12732.135 | 60294.6526 | 75655.5451 | 339107.4909 | 416401.6925 | 4.006% | 433779.4976
OFFICE BUILDINGS #2410 | TERTIARY | OFFICE BUILDINGS | 4596.2854 | 2023 | 4268.4237 | 0 | 0 | 0 | 0 | 1517.9622 | 11164.5329 | 12915.2279 | 1 | 34873.7248 | 25701.0246 | 4 | 41793.7607 | 18237.4315 | 0 | 0 | 0 | 0 | 9686.1438 | 443.6186 | 86534.2276 | 483.2902 | 49645.3975 | 107.6406 | 124.1581 | 0 | 7948.1732 | 44.5506 | 0 | 41267.3433 | 82.58% | 17.42% | 1353.2898 | 148.627 | 95.1771 | 5.1809 | 33.884 | 153.9523 | 108.6009 | 33.8687 | 2395.1623 | 10328.8545 | 62628.0365 | 75352.0533 | 318408.2064 | 395582.4641 | 3.45% | 409717.6518
OFFICE BUILDINGS #2411 | TERTIARY | OFFICE BUILDINGS | 17251.8295 | 2016 | 12591.2114 | 0 | 0 | 0 | 0 | 4561.2216 | 41374.5344 | 42079.4371 | 2 | 109296.0313 | 85306.5998 | 15 | 111258.5654 | 66862.6226 | 2 | 0 | 0 | 0 | 27528.29 | 1797.9954 | 284061.5112 | 1786.8693 | 188096.1428 | 515.9282 | 665.1507 | 0 | 27357.2244 | 152.1955 | 0 | 141330.1239 | 95% | 5.004% | 4403.1631 | 808.1591 | 351.2866 | 16.8751 | 86.4246 | 419.3153 | 588.3975 | 99.1289 | 7307.7633 | 46263.2817 | 203810.2749 | 257381.3199 | 1057746.5611 | 1321479.6567 | 6.668% | 1415892.6373
OFFICE BUILDINGS #2412 | TERTIARY | OFFICE BUILDINGS | 14007.2743 | 2013 | 11177.2614 | 0 | 0 | 0 | 0 | 3332.4242 | 44765.9061 | 35084.0624 | 2 | 94810.7203 | 71422.0956 | 10 | 107497.3504 | 68832.4103 | 2 | 0 | 0 | 0 | 24375.5539 | 1537.8292 | 199728.4637 | 2353.9357 | 156492.677 | 444.7169 | 370.7456 | 0 | 19516.9251 | 97.8942 | 0 | 98854.1654 | 92.07% | 7.929% | 4277.4879 | 609.2278 | 439.4808 | 13.0649 | 94.7313 | 487.7933 | 534.4425 | 84.9599 | 5337.8106 | 25135.4878 | 188447.6578 | 218920.9563 | 835841.0864 | 1059776.4265 | 0.6148% | 1066331.8336
OFFICE BUILDINGS #2413 | TERTIARY | OFFICE BUILDINGS | 14852.3426 | 2015 | 12151.6274 | 0 | 0 | 0 | 0 | 5254.7804 | 41766.048 | 40190.3877 | 2 | 78521.7506 | 64269.5464 | 10 | 101794.8831 | 61360.7606 | 2 | 0 | 0 | 0 | 20303.2519 | 1596.6107 | 171054.4981 | 1879.0978 | 145038.8302 | 415.9957 | 394.3432 | 0 | 23375.5127 | 109.7212 | 0 | 138335.0731 | 78.64% | 21.36% | 4461.6141 | 618.6671 | 487.3547 | 15.761 | 107.6731 | 580.6863 | 432.0461 | 116.9945 | 7818.3904 | 37392.6137 | 188137.8387 | 233348.8429 | 826048.4726 | 1063302.8869 | 4.449% | 1112812.9347
OFFICE BUILDINGS #2414 | TERTIARY | OFFICE BUILDINGS | 29777.9544 | 2011 | 19833.5847 | 0 | 0 | 0 | 0 | 8166.1203 | 81389.9785 | 76158.8131 | 5 | 151656.3864 | 108496.6405 | 19 | 194951.7512 | 118781.0989 | 4 | 0 | 0 | 0 | 53408.0591 | 2393.8853 | 421388.7171 | 4320.8004 | 325951.2907 | 611.9376 | 963.7623 | 0 | 58466.6561 | 321.6589 | 0 | 291943.2205 | 88.61% | 11.39% | 9961.1913 | 1291.858 | 769.5722 | 28.9691 | 198.4797 | 1021.134 | 711.3726 | 275.5373 | 11294.9893 | 49501.3833 | 312451.4243 | 373247.7969 | 1759826.8665 | 2141148.1134 | 6.833% | 2298171.2444
OFFICE BUILDINGS #2415 | TERTIARY | OFFICE BUILDINGS | 12311.0964 | 2021 | 12347.4052 | 0 | 0 | 0 | 0 | 4706.7329 | 41168.2143 | 24974.2836 | 2 | 69707.1712 | 80526.2741 | 9 | 84266.6105 | 45754.732 | 2 | 0 | 0 | 0 | 29270.6202 | 1320.0145 | 167962.379 | 1312.6085 | 136411.9592 | 256.6348 | 460.8169 | 0 | 23814.1807 | 125.2817 | 0 | 96186.6779 | 81.97% | 18.03% | 3407.0263 | 454.9425 | 357.4644 | 13.849 | 65.3429 | 453.3425 | 313.0504 | 101.5637 | 6270.799 | 33045.7785 | 137184.0632 | 176500.6407 | 745818.5057 | 927463.9566 | 2.126% | 947613.8722
OFFICE BUILDINGS #2416 | TERTIARY | OFFICE BUILDINGS | 16528.185 | 2009 | 10885.1565 | 0 | 0 | 0 | 0 | 3193.224 | 47782.1841 | 40244.6037 | 3 | 83458.3543 | 74416.6069 | 11 | 100182.5172 | 46753.0826 | 2 | 0 | 0 | 0 | 25341.716 | 1401.8684 | 231283.6186 | 2200.5171 | 167545.881 | 476.5759 | 430.6361 | 0 | 22567.5892 | 120.0553 | 0 | 105116.0451 | 85.64% | 14.36% | 3607.0983 | 695.446 | 492.2579 | 18.4544 | 96.9977 | 609.6368 | 430.4039 | 145.7855 | 5507.1121 | 34233.1919 | 160609.167 | 200349.4711 | 883499.1311 | 1088179.7561 | 0.9593% | 1098719.9541
OFFICE BUILDINGS #2417 | TERTIARY | OFFICE BUILDINGS | 15956.5666 | 2009 | 8400.9182 | 0 | 0 | 0 | 0 | 3516.9261 | 40965.3378 | 34482.9915 | 2 | 94512.1444 | 74991.1902 | 12 | 132091.7495 | 58261.8733 | 2 | 0 | 0 | 0 | 25682.2792 | 1235.8794 | 224936.2853 | 2451.3941 | 143842.7005 | 503.4104 | 544.3051 | 0 | 30768.2324 | 168.5495 | 0 | 117205.7291 | 93.98% | 6.017% | 3903.0807 | 565.1615 | 480.4947 | 15.9421 | 121.2915 | 565.8438 | 498.4938 | 147.7045 | 5058.2782 | 24186.0227 | 219600.8812 | 248845.1821 | 897822.0782 | 1150569.3028 | 0.6159% | 1157699.9145
OFFICE BUILDINGS #2418 | TERTIARY | OFFICE BUILDINGS | 32969.523 | 2023 | 24082.0569 | 0 | 0 | 0 | 0 | 12494.0024 | 111586.1714 | 67464.0842 | 5 | 210560.5014 | 207791.4456 | 23 | 302874.0622 | 163675.5349 | 5 | 0 | 0 | 0 | 72455.6354 | 2336.6355 | 549275.2794 | 4491.5808 | 279252.4623 | 833.4893 | 973.5578 | 0 | 85045.5282 | 250.7823 | 0 | 391265.0163 | 85.14% | 14.86% | 11109.5853 | 1427.6505 | 703.2584 | 40.02 | 198.7735 | 776.5639 | 1028.091 | 280.6181 | 16632.5501 | 79571.4481 | 427653.3143 | 523857.3124 | 2254130.5837 | 2789684.2141 | 6.318% | 2977819.6095
OFFICE BUILDINGS #2419 | TERTIARY | OFFICE BUILDINGS | 17441.9352 | 2021 | 13768.3882 | 0 | 0 | 0 | 0 | 4214.4944 | 49533.1165 | 46300.5955 | 2 | 104390.3768 | 78927.8187 | 14 | 121142.2876 | 101767.3819 | 2 | 0 | 0 | 0 | 39969.6 | 1840.6946 | 308015.6913 | 2889.2766 | 143726.2258 | 449.6336 | 490.368 | 0 | 33828.3813 | 163.9446 | 0 | 160308.0811 | 93.28% | 6.723% | 5042.6247 | 812.2229 | 426.8761 | 21.0609 | 122.1061 | 615.4186 | 504.9029 | 99.348 | 7168.5779 | 34762.2624 | 186510.109 | 228440.9493 | 1077121.0385 | 1310564.0649 | 1.135% | 1325603.6248
OFFICE BUILDINGS #2420 | TERTIARY | OFFICE BUILDINGS | 8608.3828 | 2010 | 4861.1856 | 0 | 0 | 0 | 0 | 2681.656 | 16604.5573 | 19600.7286 | 1 | 44699.9401 | 32669.0312 | 7 | 51307.7175 | 39223.9909 | 1 | 0 | 0 | 0 | 11149.7478 | 750.3791 | 86797.9867 | 1128.6827 | 56556.6859 | 247.8519 | 281.6317 | 0 | 17007.218 | 60.0881 | 0 | 59190.5784 | 89.5% | 10.5% | 1804.7799 | 310.9404 | 202.142 | 10.939 | 52.9173 | 237.9558 | 242.6265 | 52.2259 | 3555.7066 | 16321.9058 | 101775.7532 | 121653.3656 | 392335.1501 | 516906.1538 | 5.847% | 549005.4415
OFFICE BUILDINGS #2421 | TERTIARY | OFFICE BUILDINGS | 18410.2591 | 2016 | 16456.483 | 0 | 0 | 0 | 0 | 5222.7106 | 48441.6848 | 34394.9239 | 2 | 100153.8608 | 107114.2968 | 16 | 164264.6895 | 61543.4189 | 3 | 0 | 0 | 0 | 33503.2324 | 1697.47 | 198405.1186 | 2984.3976 | 177242.3799 | 562.5262 | 690.7064 | 0 | 38500.0444 | 129.4811 | 0 | 179186.5062 | 88.59% | 11.41% | 4933.7438 | 581.7096 | 473.8467 | 15.5975 | 108.2556 | 536.8522 | 619.2042 | 159.4873 | 6243.7669 | 34254.1797 | 249569.6427 | 290067.5893 | 1057666.048 | 1353159.9785 | 1.013% | 1367014.1023
OFFICE BUILDINGS #2422 | TERTIARY | OFFICE BUILDINGS | 7462.7872 | 2022 | 6856.3955 | 0 | 0 | 0 | 0 | 2461.8968 | 17772.4211 | 18808.1713 | 1 | 50426.2124 | 51966.7469 | 5 | 65333.1903 | 31216.0997 | 1 | 0 | 0 | 0 | 16314.1787 | 528.2231 | 119418.331 | 994.6861 | 63815.3538 | 221.5691 | 180.7309 | 0 | 18078.0671 | 57.2822 | 0 | 88313.4456 | 80.59% | 19.41% | 2356.3173 | 318.549 | 246.7969 | 9.9256 | 43.0798 | 179.4779 | 212.8397 | 68.6242 | 2816.9846 | 15801.1239 | 88345.5512 | 106963.6596 | 493213.2785 | 602496.2691 | 4.359% | 629954.9615
OFFICE BUILDINGS #2423 | TERTIARY | OFFICE BUILDINGS | 29325.8169 | 2018 | 26798.5359 | 0 | 0 | 0 | 0 | 7191.1544 | 100366.2163 | 65573.2473 | 4 | 206925.2134 | 153794.7433 | 19 | 250852.0125 | 114462.8427 | 3 | 0 | 0 | 0 | 60036.7134 | 2982.2003 | 437592.4027 | 4124.5645 | 271924.8227 | 571.6678 | 833.9479 | 0 | 64836.6988 | 253.1195 | 0 | 245598.0319 | 88.88% | 11.12% | 6148.2655 | 1421.7974 | 669.9824 | 38.2887 | 178.1672 | 961.6398 | 1096.458 | 188.4941 | 14399.4621 | 55924.8494 | 332987.2526 | 403311.5641 | 1839364.0582 | 2252004.8025 | 0.6831% | 2267493.2903
OFFICE BUILDINGS #2424 | TERTIARY | OFFICE BUILDINGS | 25630.9814 | 2018 | 18524.6653 | 0 | 0 | 0 | 0 | 7309.265 | 88060.8435 | 60565.265 | 3 | 153546.4562 | 149256.0178 | 19 | 250971.8245 | 101242.4433 | 4 | 0 | 0 | 0 | 52163.0827 | 2651.9698 | 305405.3452 | 3529.3953 | 298284.769 | 710.8876 | 774.4839 | 0 | 43290.0006 | 273.9224 | 0 | 253352.9089 | 83.68% | 16.32% | 7215.5488 | 1068.728 | 760.2936 | 27.1885 | 199.829 | 727.4722 | 812.9632 | 235.5053 | 13915.5683 | 71225.5635 | 233545.1323 | 318686.2642 | 1641070.0402 | 1966629.8592 | 7.698% | 2130647.7364
OFFICE BUILDINGS #2425 | TERTIARY | OFFICE BUILDINGS | 31103.147 | 2019 | 22640.7464 | 0 | 0 | 0 | 0 | 11891.385 | 91954.5633 | 78061.8304 | 3 | 189590.3071 | 158228.2456 | 28 | 277301.7226 | 141674.1044 | 4 | 0 | 0 | 0 | 64048.6247 | 3120.5291 | 471887.3191 | 4722.0258 | 296747.3831 | 899.3936 | 877.1465 | 0 | 70887.5774 | 296.2447 | 0 | 221126.8779 | 94.11% | 5.892% | 8691.4526 | 1287.4694 | 648.1592 | 38.8791 | 236.6967 | 787.6492 | 883.1428 | 204.5462 | 17116.9114 | 67181.9672 | 377480.8459 | 461779.7246 | 1901299.3834 | 2371465.0401 | 1.216% | 2400663.0738
OFFICE BUILDINGS #2426 | TERTIARY | OFFICE BUILDINGS | 22204.0166 | 2021 | 21267.8839 | 0 | 0 | 0 | 0 | 8143.9825 | 67383.3416 | 66002.5471 | 2 | 165396.1902 | 146574.7923 | 15 | 147353.5298 | 88670.4954 | 3 | 0 | 0 | 0 | 48788.0801 | 2407.4224 | 296232.9146 | 3009.4853 | 226615.2515 | 685.4543 | 823.8737 | 0 | 46717.3932 | 153.6972 | 0 | 248554.8573 | 94.94% | 5.055% | 6550.0704 | 1066.8254 | 613.6658 | 19.2747 | 111.9033 | 839.3612 | 785.9195 | 172.5714 | 11508.1832 | 64431.834 | 313183.9082 | 389123.9254 | 1427364.7127 | 1823490.1607 | 1.309% | 1847669.7705
OFFICE BUILDINGS #2427 | TERTIARY | OFFICE BUILDINGS | 8714.9528 | 2015 | 7522.1317 | 0 | 0 | 0 | 0 | 2824.6439 | 18373.7931 | 18720.1687 | 1 | 53209.2389 | 38014.5075 | 5 | 59806.9282 | 31103.5465 | 1 | 0 | 0 | 0 | 15367.7668 | 885.986 | 108540.9897 | 1294.9151 | 66094.5901 | 261.1546 | 290.8952 | 0 | 17207.4538 | 79.9916 | 0 | 84331.1714 | 89.2% | 10.8% | 2760.2001 | 435.6384 | 228.2308 | 9.3463 | 52.3275 | 247.4557 | 298.3457 | 67.0551 | 3894.8861 | 14772.7986 | 84710.4052 | 103378.0899 | 477908.4884 | 584491.1275 | 1.276% | 592047.1017
OFFICE BUILDINGS #2428 | TERTIARY | OFFICE BUILDINGS | 13742.4947 | 2020 | 9450.8436 | 0 | 0 | 0 | 0 | 5345.963 | 50458.2131 | 40779.9145 | 2 | 78258.3139 | 68223.7979 | 9 | 88096.7012 | 63668.3978 | 2 | 0 | 0 | 0 | 21396.2796 | 1339.4128 | 233901.1728 | 2111.233 | 170216.3844 | 298.5073 | 523.3407 | 0 | 28498.8775 | 105.2232 | 0 | 149981.9687 | 90.32% | 9.677% | 3966.8804 | 682.4433 | 425.551 | 16.8262 | 75.7608 | 352.5148 | 369.2868 | 103.192 | 7525.1771 | 24901.2598 | 195199.6479 | 227626.0849 | 915727.9085 | 1147444.6562 | 5.877% | 1219086.4021
OFFICE BUILDINGS #2429 | TERTIARY | OFFICE BUILDINGS | 28875.5458 | 2020 | 31126.6245 | 0 | 0 | 0 | 0 | 8646.7571 | 100445.8524 | 79119.3239 | 3 | 166734.2765 | 136115.0068 | 26 | 302682.6059 | 105453.965 | 4 | 0 | 0 | 0 | 42288.7166 | 2126.4049 | 474295.3003 | 3705.5375 | 232617.9488 | 586.5654 | 790.1019 | 0 | 70672.0476 | 280.6728 | 0 | 277242.2686 | 91.71% | 8.289% | 8150.2404 | 1084.537 | 735.4754 | 24.8039 | 153.859 | 787.1362 | 707.6633 | 190.0859 | 16402.868 | 68466.4388 | 267536.3131 | 352405.62 | 1891219.4336 | 2253164.7138 | 4.351% | 2355653.461
OFFICE BUILDINGS #2430 | TERTIARY | OFFICE BUILDINGS | 27645.0306 | 2019 | 27164.2515 | 0 | 0 | 0 | 0 | 9277.2289 | 78065.7688 | 62571.776 | 4 | 172186.9776 | 160549.9401 | 22 | 243637.0663 | 118083.3516 | 5 | 0 | 0 | 0 | 63340.1444 | 2017.0964 | 426721.0656 | 4651.2683 | 293694.7035 | 604.8915 | 968.8712 | 0 | 55524.3095 | 273.635 | 0 | 315196.3467 | 91.33% | 8.671% | 7387.4586 | 866.427 | 803.6459 | 32.9801 | 167.6107 | 1037.5546 | 691.9981 | 251.2065 | 9690.6227 | 70594.4394 | 323111.3142 | 403396.3763 | 1861254.4934 | 2272181.272 | 5.879% | 2414110.7579
OFFICE BUILDINGS #2431 | TERTIARY | OFFICE BUILDINGS | 14735.6498 | 2009 | 10294.6482 | 0 | 0 | 0 | 0 | 4445.8675 | 28988.116 | 29500.5241 | 2 | 58878.088 | 79219.0561 | 10 | 74822.0428 | 56613.0348 | 2 | 0 | 0 | 0 | 22494.6868 | 1594.8363 | 215249.7902 | 2246.8965 | 144725.0473 | 450.3932 | 577.0231 | 0 | 26658.8919 | 144.4411 | 0 | 92955.9347 | 88.5% | 11.5% | 5061.523 | 600.4202 | 410.8683 | 17.2163 | 80.9722 | 352.3688 | 430.4412 | 96.5345 | 6443.7659 | 22480.2617 | 144168.6806 | 173092.7082 | 747150.4315 | 923377.8382 | 6.892% | 991726.7448
OFFICE BUILDINGS #2432 | TERTIARY | OFFICE BUILDINGS | 9569.6054 | 2021 | 8066.1151 | 0 | 0 | 0 | 0 | 2600.3251 | 31944.1702 | 19758.5411 | 1 | 76205.4766 | 43038.9903 | 6 | 70973.471 | 51519.9662 | 1 | 0 | 0 | 0 | 23246.8816 | 817.1272 | 179335.4452 | 1174.9127 | 113004.0598 | 225.6766 | 307.6661 | 0 | 17610.9905 | 84.0066 | 0 | 97112.8882 | 93.31% | 6.689% | 2336.6994 | 375.9133 | 229.3194 | 8.5441 | 60.6938 | 325.6096 | 325.8256 | 59.2596 | 4030.898 | 25675.0105 | 97669.5196 | 127375.4281 | 686525.2734 | 817928.5636 | 1.391% | 829467.3581
OFFICE BUILDINGS #2433 | TERTIARY | OFFICE BUILDINGS | 26700.8355 | 2019 | 18293.4459 | 0 | 0 | 0 | 0 | 7075.0508 | 78383.382 | 80603.0154 | 3 | 191522.676 | 111822.7091 | 20 | 196169.6312 | 144566.8972 | 4 | 0 | 0 | 0 | 45030.5389 | 2449.6611 | 328176.8005 | 3960.6732 | 276360.9149 | 567.1568 | 654.2328 | 0 | 44790.1098 | 249.5827 | 0 | 265875.1299 | 88.99% | 11.01% | 6046.8335 | 1019.8151 | 874.3056 | 21.5893 | 137.8501 | 1042.6919 | 1035.0225 | 240.924 | 13406.3763 | 76117.9171 | 310059.7376 | 399584.031 | 1628559.6056 | 2037950.8115 | 2.755% | 2095681.5245
OFFICE BUILDINGS #2434 | TERTIARY | OFFICE BUILDINGS | 16810.4936 | 2021 | 13699.2293 | 0 | 0 | 0 | 0 | 5001.1815 | 54465.3356 | 54043.2548 | 2 | 122195.911 | 106203.9853 | 16 | 180173.4578 | 77682.8029 | 2 | 0 | 0 | 0 | 37834.183 | 1175.7273 | 262429.6193 | 2303.2075 | 146638.1663 | 325.2543 | 411.0685 | 0 | 32282.2723 | 117.9006 | 0 | 181799.9443 | 94.36% | 5.639% | 5569.0037 | 818.8206 | 542.0651 | 18.4516 | 107.7785 | 596.5599 | 507.628 | 125.0639 | 8338.9211 | 47862.8598 | 176406.433 | 232608.2139 | 1152939.5751 | 1390864.3983 | 4.752% | 1460255.9967
OFFICE BUILDINGS #2435 | TERTIARY | OFFICE BUILDINGS | 24251.2126 | 2020 | 16816.2011 | 0 | 0 | 0 | 0 | 9447.7792 | 69518.0528 | 53133.866 | 3 | 161198.8911 | 118838.073 | 22 | 211347.3535 | 126440.5049 | 4 | 0 | 0 | 0 | 47002.6031 | 2623.433 | 381540.5677 | 2849.4614 | 306168.7329 | 617.3772 | 907.0584 | 0 | 38854.3373 | 225.7514 | 0 | 243855.6336 | 80.17% | 19.83% | 7582.5687 | 946.5746 | 630.6733 | 30.0087 | 162.0303 | 796.8552 | 618.4272 | 183.8848 | 10715.8174 | 70921.1841 | 335061.6285 | 416698.63 | 1653724.0405 | 2078010.7934 | 5.422% | 2197147.9205
OFFICE BUILDINGS #2436 | TERTIARY | OFFICE BUILDINGS | 17337.7494 | 2009 | 12340.7304 | 0 | 0 | 0 | 0 | 4721.9024 | 37197.5599 | 27104.2731 | 2 | 93088.267 | 69027.157 | 12 | 105819.8639 | 56933.6189 | 2 | 0 | 0 | 0 | 32588.6014 | 1773.8961 | 231197.9782 | 2274.9364 | 158843.8193 | 376.8788 | 615.2794 | 0 | 29760.3743 | 138.6656 | 0 | 139888.9313 | 88.95% | 11.05% | 4078.6911 | 717.6143 | 562.0023 | 17.1312 | 126.0804 | 624.3505 | 515.6216 | 108.4461 | 6344.5595 | 38650.3961 | 230465.0694 | 275460.025 | 940824.4114 | 1221864.7015 | 0.6793% | 1230221.5841
OFFICE BUILDINGS #2437 | TERTIARY | OFFICE BUILDINGS | 10155.1849 | 2018 | 9730.3455 | 0 | 0 | 0 | 0 | 3478.2377 | 34257.7627 | 22831.0944 | 1 | 78287.7315 | 63932.1038 | 10 | 89043.7253 | 52138.7631 | 1 | 0 | 0 | 0 | 21359.3664 | 934.2763 | 156343.5338 | 1737.7516 | 97387.5706 | 242.7024 | 285.3313 | 0 | 23099.296 | 71.9343 | 0 | 97962.7582 | 86.72% | 13.28% | 2161.9732 | 454.4824 | 331.8401 | 10.3568 | 57.4055 | 251.9378 | 346.484 | 92.4417 | 5436.2317 | 22080.6712 | 98770.9881 | 126287.8911 | 674323.0549 | 804356.1486 | 1.446% | 816155.2174
OFFICE BUILDINGS #2438 | TERTIARY | OFFICE BUILDINGS | 14589.5772 | 2022 | 13286.3866 | 0 | 0 | 0 | 0 | 4624.0115 | 49046.6365 | 31284.019 | 2 | 97472.0971 | 63943.554 | 9 | 149585.6857 | 65347.2903 | 1 | 0 | 0 | 0 | 27571.5458 | 1054.6013 | 175680.7092 | 1795.3793 | 176031.6063 | 393.9443 | 510.7715 | 0 | 24951.9305 | 109.9862 | 0 | 164098.5715 | 83.59% | 16.41% | 3626.697 | 622.687 | 457.9682 | 14.8277 | 97.5061 | 532.9706 | 507.138 | 100.6325 | 8753.9879 | 42466.6412 | 173533.265 | 224753.8941 | 985249.7191 | 1214766.8692 | 0.938% | 1226269.3656
OFFICE BUILDINGS #2439 | TERTIARY | OFFICE BUILDINGS | 23831.1189 | 2015 | 17182.2092 | 0 | 0 | 0 | 0 | 5465.4036 | 51298.5962 | 63625.0614 | 3 | 159574.2804 | 93205.4912 | 15 | 149164.8507 | 107413.1362 | 4 | 0 | 0 | 0 | 31404.3404 | 2517.4581 | 323325.4438 | 2649.3341 | 212632.4175 | 580.8233 | 939.4043 | 0 | 42391.2509 | 191.9297 | 0 | 227551.8353 | 78.88% | 21.12% | 6849.9394 | 743.5626 | 535.7762 | 29.2687 | 183.0718 | 678.0974 | 860.2825 | 178.9279 | 8230.3311 | 45216.7122 | 212843.9214 | 266290.9646 | 1343597.8663 | 1616068.175 | 0.6953% | 1627383.3702
OFFICE BUILDINGS #2440 | TERTIARY | OFFICE BUILDINGS | 12599.0664 | 2022 | 12898.2304 | 0 | 0 | 0 | 0 | 3264.0147 | 48674.7165 | 39596.8444 | 1 | 85152.1638 | 58030.5145 | 11 | 119563.6165 | 72863.5977 | 2 | 0 | 0 | 0 | 21205.042 | 1030.4409 | 207280.0219 | 1393.3259 | 133310.2023 | 400.415 | 361.9113 | 0 | 21312.6923 | 88.4451 | 0 | 119430.4064 | 85.59% | 14.41% | 3375.2524 | 532.0746 | 357.8573 | 12.5819 | 62.9107 | 412.012 | 378.1175 | 93.4192 | 5562.5312 | 39035.0689 | 170386.6632 | 214984.2633 | 861546.3005 | 1080362.143 | 1.515% | 1096981.0804
OFFICE BUILDINGS #2441 | TERTIARY | OFFICE BUILDINGS | 31767.961 | 2015 | 19172.565 | 0 | 0 | 0 | 0 | 8084.9477 | 92566.0987 | 60709.3067 | 4 | 160690.4858 | 181092.7126 | 19 | 281647.5787 | 130271.7251 | 4 | 0 | 0 | 0 | 66401.0909 | 2957.0875 | 393760.0066 | 3477.7398 | 374920.9959 | 633.1836 | 869.6803 | 0 | 49902.967 | 344.9771 | 0 | 256051.9034 | 85.52% | 14.48% | 6983.5898 | 1022.565 | 721.6343 | 26.3308 | 243.3638 | 1211.6853 | 961.408 | 278.396 | 11656.7452 | 73992.5165 | 309394.3994 | 395043.6611 | 1886514.7009 | 2289391.1281 | 1.692% | 2328784.7819
OFFICE BUILDINGS #2442 | TERTIARY | OFFICE BUILDINGS | 17198.5704 | 2021 | 12937.6706 | 0 | 0 | 0 | 0 | 4210.1409 | 53794.587 | 41490.3813 | 3 | 88329.0438 | 94637.5492 | 15 | 113712.5558 | 101117.1257 | 2 | 0 | 0 | 0 | 33044.555 | 1808.738 | 212872.564 | 2393.6587 | 211026.0051 | 365.9269 | 604.7618 | 0 | 38870.3465 | 142.5529 | 0 | 138824.6364 | 88.93% | 11.07% | 5693.6067 | 664.8054 | 433.9709 | 19.3006 | 131.9444 | 627.6759 | 564.2752 | 134.2218 | 9680.1911 | 47341.4947 | 243622.8287 | 300644.5145 | 1019200.6802 | 1325868.7181 | 3.781% | 1377965.9643
OFFICE BUILDINGS #2443 | TERTIARY | OFFICE BUILDINGS | 27198.3991 | 2022 | 28243.6088 | 0 | 0 | 0 | 0 | 7701.9647 | 93464.1985 | 88303.3631 | 3 | 172513.3348 | 145551.5041 | 25 | 207007.0721 | 124575.4543 | 4 | 0 | 0 | 0 | 57998.8054 | 2500.512 | 356720.1617 | 3133.1094 | 306781.4529 | 770.6505 | 765.1374 | 0 | 51890.0087 | 202.6923 | 0 | 294311.0296 | 87.24% | 12.76% | 5890.2789 | 1202.8674 | 695.6124 | 32.4042 | 173.8363 | 775.292 | 1060.9243 | 176.7663 | 12191.0648 | 72320.518 | 371739.6132 | 456251.196 | 1755657.1676 | 2222819.5889 | 6.538% | 2378326.2821
OFFICE BUILDINGS #2444 | TERTIARY | OFFICE BUILDINGS | 25700.3917 | 2015 | 18392.4852 | 0 | 0 | 0 | 0 | 6493.0687 | 85263.2673 | 64644.1552 | 4 | 160093.3557 | 96193.5521 | 23 | 152350.9481 | 107034.5881 | 3 | 0 | 0 | 0 | 48300.1695 | 2470.7666 | 306754.9513 | 3787.0974 | 222413.8773 | 624.4681 | 749.8222 | 0 | 45199.93 | 271.3843 | 0 | 191691.8643 | 90.75% | 9.253% | 5916.4286 | 1221.3601 | 637.515 | 27.8686 | 160.1829 | 781.7081 | 670.3195 | 167.6258 | 13213.6168 | 65436.1789 | 307403.5332 | 386053.3289 | 1391253.097 | 1786705.6622 | 3.7% | 1855355.3384
OFFICE BUILDINGS #2445 | TERTIARY | OFFICE BUILDINGS | 11166.1833 | 2022 | 11177.7978 | 0 | 0 | 0 | 0 | 3514.3625 | 33262.1121 | 33500.3245 | 2 | 63306.3764 | 65820.9574 | 11 | 86085.2044 | 46388.472 | 2 | 0 | 0 | 0 | 27366.5322 | 1152.2074 | 166755.9392 | 1544.9123 | 128601.7229 | 288.0621 | 356.1765 | 0 | 27254.9986 | 118.013 | 0 | 83807.8818 | 89.12% | 10.88% | 3319.8797 | 487.3995 | 277.245 | 13.1877 | 62.7001 | 331.2882 | 289.0598 | 78.7031 | 6504.3599 | 22914.943 | 145685.1565 | 175104.4594 | 698297.8336 | 877895.618 | 5.793% | 931881.8209
OFFICE BUILDINGS #2446 | TERTIARY | OFFICE BUILDINGS | 16831.6812 | 2021 | 15186.8272 | 0 | 0 | 0 | 0 | 4995.113 | 56792.0111 | 33815.3798 | 3 | 131398.2685 | 86034.9426 | 12 | 159097.321 | 84585.5343 | 2 | 0 | 0 | 0 | 40770.8051 | 1635.2023 | 289595.1008 | 2390.931 | 146134.5688 | 520.1731 | 609.2945 | 0 | 28697.4215 | 143.3054 | 0 | 171693.1351 | 89% | 11% | 4015.36 | 564.7625 | 387.9529 | 17.0889 | 120.8883 | 419.3549 | 500.5123 | 96.5899 | 9472.6694 | 46558.1129 | 207707.1545 | 263737.9369 | 1160865.7267 | 1429798.7154 | 3.719% | 1485026.9358
OFFICE BUILDINGS #2447 | TERTIARY | OFFICE BUILDINGS | 28944.5333 | 2018 | 22493.5368 | 0 | 0 | 0 | 0 | 10101.572 | 69817.1753 | 88803.9515 | 4 | 158558.9279 | 163394.1502 | 24 | 245668.8451 | 160355.6786 | 3 | 0 | 0 | 0 | 63560.7054 | 2597.6951 | 430805.8894 | 3381.5701 | 262706.4904 | 583.5033 | 1056.517 | 0 | 62669.5229 | 297.2202 | 0 | 308840.4125 | 86.01% | 13.99% | 7520.7308 | 1319.3175 | 940.4281 | 28.9117 | 188.9399 | 1122.7389 | 721.8052 | 181.9635 | 12963.0126 | 72249.4177 | 396736.7506 | 481949.1809 | 1817004.1157 | 2308997.8987 | 3.426% | 2390911.7357
OFFICE BUILDINGS #2448 | TERTIARY | OFFICE BUILDINGS | 6134.789 | 2020 | 5549.6584 | 0 | 0 | 0 | 0 | 2316.4589 | 20871.794 | 17661.8851 | 1 | 33454.3946 | 37825.1061 | 5 | 55269.2999 | 34699.0114 | 1 | 0 | 0 | 0 | 11713.4507 | 432.098 | 92011.1488 | 848.9101 | 54814.2241 | 184.0252 | 186.9608 | 0 | 14467.8961 | 52.7249 | 0 | 57589.6163 | 87.62% | 12.38% | 1991.7264 | 224.624 | 173.6085 | 5.5088 | 44.1149 | 175.5623 | 162.5533 | 41.6551 | 2219.792 | 12433.0017 | 80663.9035 | 95316.6972 | 383036.7789 | 480439.673 | 2.629% | 493410.8188
OFFICE BUILDINGS #2449 | TERTIARY | OFFICE BUILDINGS | 27132.3529 | 2011 | 17619.2712 | 0 | 0 | 0 | 0 | 5303.3869 | 61302.4428 | 63562.2486 | 3 | 164876.6977 | 150141.71 | 19 | 227677.8045 | 82967.7201 | 3 | 0 | 0 | 0 | 43154.7916 | 2237.8165 | 296705.2845 | 4560.5146 | 199210.6116 | 847.428 | 930.9956 | 0 | 53604.2836 | 248.7165 | 0 | 165411.5218 | 77.78% | 22.22% | 7673.4063 | 1199.9293 | 802.0415 | 23.067 | 172.7167 | 704.0925 | 1006.9298 | 169.4553 | 12803.6013 | 52417.4321 | 240967.413 | 306188.4464 | 1374010.562 | 1688693.3664 | 3.134% | 1743329.9045
OFFICE BUILDINGS #2450 | TERTIARY | OFFICE BUILDINGS | 10654.8866 | 2018 | 11113.5519 | 0 | 0 | 0 | 0 | 3349.6865 | 31117.0832 | 28093.621 | 2 | 71583.0727 | 45278.7593 | 10 | 82237.5004 | 53876.5231 | 1 | 0 | 0 | 0 | 15868.7985 | 923.5743 | 158201.0412 | 1420.4149 | 127266.7977 | 217.8801 | 291.7704 | 0 | 23414.3185 | 101.9188 | 0 | 79272.7902 | 84.89% | 15.11% | 3699.5348 | 413.2394 | 252.1565 | 14.1387 | 79.4675 | 260.5424 | 337.0358 | 74.5526 | 4273.5343 | 25167.2868 | 126964.6944 | 156405.5155 | 668925.7368 | 829537.9209 | 7.19% | 893799.7384
OFFICE BUILDINGS #2451 | TERTIARY | OFFICE BUILDINGS | 5509.807 | 2015 | 5337.196 | 0 | 0 | 0 | 0 | 1826.386 | 18048.0024 | 10231.136 | 1 | 32855.4358 | 24507.7866 | 4 | 35264.3075 | 27335.9618 | 1 | 0 | 0 | 0 | 8071.4898 | 505.1041 | 76937.8267 | 706.2787 | 54926.9782 | 158.1083 | 160.0796 | 0 | 8538.3589 | 52.2732 | 0 | 56388.768 | 81.5% | 18.5% | 1716.8536 | 203.6291 | 143.5406 | 5.7942 | 35.6592 | 148.3105 | 154.8637 | 50.4796 | 2457.8353 | 9353.9401 | 64968.3453 | 76780.1207 | 327482.7599 | 406144.6987 | 3.837% | 422350.2721
OFFICE BUILDINGS #2452 | TERTIARY | OFFICE BUILDINGS | 5458.219 | 2013 | 3573.2263 | 0 | 0 | 0 | 0 | 1170.815 | 14904.0907 | 14497.0049 | 1 | 24782.4407 | 20675.957 | 4 | 47416.5688 | 21702.8406 | 1 | 0 | 0 | 0 | 8739.4397 | 402.7633 | 75863.1321 | 853.3145 | 42777.3783 | 145.6346 | 176.9275 | 0 | 8193.8467 | 55.857 | 0 | 34932.0755 | 83.61% | 16.39% | 1515.1199 | 220.9748 | 132.4905 | 4.8971 | 40.2703 | 207.3035 | 160.7619 | 34.1619 | 2391.0169 | 10325.1032 | 53493.8167 | 66209.9368 | 290729.2057 | 358754.9663 | 4.868% | 377114.4286
OFFICE BUILDINGS #2453 | TERTIARY | OFFICE BUILDINGS | 17780.9449 | 2020 | 17544.0509 | 0 | 0 | 0 | 0 | 5315.2005 | 41506.3963 | 46152.2513 | 2 | 127794.4591 | 119446.3354 | 11 | 173305.1132 | 94529.7184 | 3 | 0 | 0 | 0 | 30804.7897 | 1350.4313 | 266293.7534 | 2167.1968 | 176560.8588 | 513.2953 | 646.3969 | 0 | 34292.4745 | 176.6094 | 0 | 198807.5426 | 85.75% | 14.25% | 5666.8282 | 548.3362 | 371.638 | 17.7185 | 87.314 | 495.6219 | 534.7914 | 138.0486 | 10126.721 | 48921.895 | 168168.3572 | 227216.9732 | 1194187.0526 | 1427451.7732 | 0.5466% | 1435297.592
OFFICE BUILDINGS #2454 | TERTIARY | OFFICE BUILDINGS | 12780.5894 | 2018 | 8866.1448 | 0 | 0 | 0 | 0 | 4797.0729 | 45494.306 | 30678.6504 | 2 | 97290.6712 | 71330.0686 | 9 | 105236.6609 | 58302.6284 | 2 | 0 | 0 | 0 | 18066.7729 | 981.2895 | 182623.5877 | 1327.6124 | 148377.4091 | 311.6649 | 340.4596 | 0 | 18698.6147 | 111.2991 | 0 | 117698.3488 | 87.41% | 12.59% | 3455.3841 | 481.0134 | 341.9399 | 15.8848 | 95.0036 | 338.5713 | 308.8469 | 94.5312 | 5004.1991 | 22537.0016 | 133435.9997 | 160977.2004 | 817706.1895 | 982760.3997 | 3.924% | 1022895.099
OFFICE BUILDINGS #2455 | TERTIARY | OFFICE BUILDINGS | 23891.595 | 2013 | 13869.8958 | 0 | 0 | 0 | 0 | 5390.9422 | 56525.3877 | 45693.115 | 3 | 133795.1978 | 108241.0697 | 20 | 171748.6489 | 74296.9884 | 3 | 0 | 0 | 0 | 46852.2299 | 2460.9197 | 278108.0681 | 3619.1303 | 234036.4731 | 636.8463 | 621.3495 | 0 | 41338.1762 | 249.1999 | 0 | 151289.3708 | 80.82% | 19.18% | 6619.018 | 1112.4623 | 611.0083 | 23.4099 | 152.0084 | 699.633 | 817.2741 | 211.2346 | 10954.1655 | 61750.3683 | 206139.8278 | 278844.3616 | 1274440.6539 | 1561379.0949 | 6.058% | 1662070.9671
OFFICE BUILDINGS #2456 | TERTIARY | OFFICE BUILDINGS | 16386.2592 | 2011 | 9492.1385 | 0 | 0 | 0 | 0 | 4814.3927 | 37631.3928 | 32097.5563 | 3 | 90414.0551 | 79134.1228 | 12 | 138051.1724 | 61530.7346 | 2 | 0 | 0 | 0 | 29011.5875 | 1638.4093 | 156904.3893 | 2807.3483 | 166071.6663 | 512.2559 | 557.6346 | 0 | 24428.7858 | 115.5689 | 0 | 104091.1801 | 75.36% | 24.64% | 5521.5649 | 750.9636 | 458.0598 | 20.5781 | 93.859 | 508.5156 | 396.4353 | 133.425 | 7782.1179 | 38226.3644 | 181207.5266 | 227216.0089 | 851077.7359 | 1081924.7267 | 5.761% | 1148068.2473
OFFICE BUILDINGS #2457 | TERTIARY | OFFICE BUILDINGS | 10778.0065 | 2018 | 7969.9905 | 0 | 0 | 0 | 0 | 3025.5887 | 35419.8724 | 31108.8173 | 1 | 68294.0147 | 62668.5956 | 9 | 90231.7805 | 38060.1036 | 1 | 0 | 0 | 0 | 23361.564 | 999.6392 | 154234.9945 | 1606.5661 | 107973.214 | 250.8631 | 400.1701 | 0 | 16451.9174 | 116.9185 | 0 | 111475.1055 | 93.15% | 6.85% | 3000.5201 | 508.0357 | 304.9476 | 13.171 | 74.9962 | 354.1621 | 411.2029 | 82.6293 | 4392.6979 | 24068.0759 | 141031.9538 | 169492.7277 | 682714.4158 | 855512.5329 | 5.545% | 905736.5995
OFFICE BUILDINGS #2458 | TERTIARY | OFFICE BUILDINGS | 24372.7098 | 2013 | 16889.359 | 0 | 0 | 0 | 0 | 8175.198 | 73088.2804 | 44652.3944 | 4 | 146205.9816 | 140592.6539 | 23 | 202982.8182 | 87808.6949 | 3 | 0 | 0 | 0 | 38549.6211 | 2075.9974 | 260949.5741 | 3936.0363 | 194619.4748 | 476.6798 | 752.9007 | 0 | 46299.3784 | 206.5278 | 0 | 228127.1711 | 85.87% | 14.13% | 7684.6081 | 1175.5833 | 700.8329 | 26.7986 | 172.4844 | 786.4716 | 591.7232 | 146.7191 | 11353.0104 | 49225.6865 | 210173.3623 | 270752.0592 | 1348799.8614 | 1627657.6634 | 1.527% | 1652902.7272
OFFICE BUILDINGS #2459 | TERTIARY | OFFICE BUILDINGS | 11475.8442 | 2010 | 8408.1868 | 0 | 0 | 0 | 0 | 3602.0088 | 23518.8814 | 28314.9102 | 2 | 50546.9138 | 56875.2417 | 9 | 78877.0079 | 49055.0595 | 1 | 0 | 0 | 0 | 20482.0328 | 1240.4045 | 112902.9366 | 1239.3582 | 83180.4107 | 289.483 | 294.2778 | 0 | 20394.8054 | 105.5363 | 0 | 104368.7035 | 94.02% | 5.976% | 3210.4839 | 372.7243 | 279.0502 | 13.9306 | 58.1666 | 354.4804 | 299.8888 | 72.153 | 4219.8485 | 25534.9505 | 145101.1489 | 174855.9478 | 566395.5453 | 744639.1354 | 6.239% | 794191.8474
OFFICE BUILDINGS #2460 | TERTIARY | OFFICE BUILDINGS | 31891.9556 | 2018 | 32019.9567 | 0 | 0 | 0 | 0 | 11898.1693 | 93592.6633 | 93348.9094 | 4 | 227543.0465 | 141368.7912 | 20 | 310666.8149 | 139408.3646 | 3 | 0 | 0 | 0 | 49558.6614 | 2904.2049 | 518467.8968 | 4831.0827 | 256308.9367 | 646.4709 | 962.6237 | 0 | 48632.1997 | 360.0536 | 0 | 358550.0525 | 88.24% | 11.76% | 8108.8829 | 1010.7901 | 692.3353 | 36.8273 | 243.4648 | 981.0258 | 1017.9915 | 270.4403 | 11792.1889 | 63901.8626 | 352582.0542 | 428276.1056 | 2091128.8396 | 2528023.7717 | 6.351% | 2699452.5279
OFFICE BUILDINGS #2461 | TERTIARY | OFFICE BUILDINGS | 16537.3906 | 2022 | 18303.8644 | 0 | 0 | 0 | 0 | 5296.8026 | 45500.6497 | 47984.7771 | 2 | 129204.234 | 77861.7425 | 11 | 119177.9628 | 68426.7416 | 3 | 0 | 0 | 0 | 25193.701 | 1338.3456 | 224166.0355 | 1730.5125 | 145130.9947 | 370.9927 | 429.6314 | 0 | 27160.2496 | 125.9908 | 0 | 197545.2959 | 83.51% | 16.49% | 4059.0278 | 742.0362 | 487.2237 | 14.9486 | 129.9495 | 639.3256 | 544.6681 | 122.2647 | 10189.0403 | 36798.6542 | 182198.4245 | 229186.119 | 1037819.8557 | 1271738.3527 | 2.699% | 1307011.1072
OFFICE BUILDINGS #2462 | TERTIARY | OFFICE BUILDINGS | 4723.2528 | 2016 | 4484.8612 | 0 | 0 | 0 | 0 | 1413.5651 | 13886.4296 | 12759.5926 | 1 | 27152.9936 | 23156.4238 | 3 | 34931.8743 | 18927.9129 | 1 | 0 | 0 | 0 | 7292.766 | 326.3358 | 51294.2495 | 745.867 | 57075.567 | 93.2095 | 157.7168 | 0 | 9621.5417 | 46.938 | 0 | 33103.2096 | 82.51% | 17.49% | 1464.1162 | 182.958 | 144.6701 | 5.915 | 34.9277 | 147.7171 | 184.8986 | 33.9477 | 1677.2412 | 10988.2675 | 55880.6361 | 68546.1448 | 266804.9149 | 336528.4124 | 5.693% | 356842.6701
OFFICE BUILDINGS #2463 | TERTIARY | OFFICE BUILDINGS | 18519.3296 | 2011 | 16663.3016 | 0 | 0 | 0 | 0 | 5477.7283 | 48315.873 | 34572.7567 | 2 | 112334.6692 | 99462.1231 | 11 | 138652.0079 | 68185.4365 | 2 | 0 | 0 | 0 | 35403.3221 | 2083.2646 | 217722.4131 | 1946.469 | 125237.6627 | 455.4199 | 494.2809 | 0 | 37688.7247 | 171.3232 | 0 | 124873.888 | 92.35% | 7.653% | 5781.0902 | 684.9623 | 494.2842 | 16.2863 | 147.8953 | 699.387 | 609.8413 | 170.8384 | 7792.9936 | 42041.3461 | 228177.308 | 278011.6477 | 964466.2721 | 1248813.2963 | 4.349% | 1305595.8998
OFFICE BUILDINGS #2464 | TERTIARY | OFFICE BUILDINGS | 31808.8327 | 2014 | 28644.4621 | 0 | 0 | 0 | 0 | 8060.5476 | 69231.2566 | 88025.5566 | 4 | 179567.4167 | 161798.8408 | 20 | 199523.9478 | 138283.6484 | 3 | 0 | 0 | 0 | 63299.9105 | 2491.8467 | 348358.4478 | 5072.9618 | 368983.2723 | 686.2901 | 967.1437 | 0 | 67061.3345 | 280.9798 | 0 | 217513.9751 | 81.24% | 18.76% | 10322.4041 | 1491.8135 | 909.6875 | 41.911 | 206.5363 | 798.5319 | 1214.4292 | 261.0559 | 14313.1979 | 83440.7482 | 401187.1858 | 498941.132 | 1743349.3428 | 2254624.6651 | 4.021% | 2349078.097
OFFICE BUILDINGS #2465 | TERTIARY | OFFICE BUILDINGS | 7590.7014 | 2017 | 6994.7264 | 0 | 0 | 0 | 0 | 2240.6347 | 19659.7266 | 16343.5414 | 1 | 36024.8218 | 43337.7022 | 5 | 69546.7096 | 25579.2063 | 1 | 0 | 0 | 0 | 10734.6057 | 541.5235 | 126498.0926 | 1159.023 | 67331.8319 | 229.6398 | 293.7556 | 0 | 17051.8817 | 78.3158 | 0 | 81213.2997 | 94.32% | 5.678% | 1642.9878 | 237.2706 | 218.9849 | 8.7773 | 43.0303 | 223.1762 | 221.5482 | 54.2711 | 3934.0574 | 18475.3565 | 84607.7077 | 107017.1216 | 485101.7883 | 594414.8685 | 6.765% | 637543.6278
OFFICE BUILDINGS #2466 | TERTIARY | OFFICE BUILDINGS | 3631.6987 | 2015 | 3126.1881 | 0 | 0 | 0 | 0 | 991.3877 | 11999.3874 | 7400.7842 | 0 | 21781.7084 | 15140.0808 | 2 | 26726.1617 | 18618.6864 | 1 | 0 | 0 | 0 | 6962.9523 | 323.824 | 60502.9605 | 383.5912 | 28674.8004 | 91.0751 | 93.5535 | 0 | 5903.2816 | 30.6856 | 0 | 37981.2347 | 86.01% | 13.99% | 1262.1207 | 144.8012 | 94.471 | 3.7744 | 22.1869 | 127.0875 | 113.2709 | 30.6474 | 1321.3699 | 8687.4352 | 41489.1784 | 51497.9834 | 226685.2871 | 279415.1523 | 1.645% | 284088.6632
OFFICE BUILDINGS #2467 | TERTIARY | OFFICE BUILDINGS | 8833.9654 | 2010 | 7689.0299 | 0 | 0 | 0 | 0 | 2205.0523 | 23876.6663 | 20036.68 | 1 | 42355.449 | 37952.8507 | 6 | 55203.1974 | 28918.5429 | 1 | 0 | 0 | 0 | 13492.4894 | 890.962 | 102645.1723 | 947.2502 | 86570.4549 | 209.5958 | 258.1217 | 0 | 12212.8511 | 97.6965 | 0 | 75014.9767 | 88.13% | 11.87% | 2820.907 | 378.7391 | 246.4961 | 10.6548 | 43.6592 | 286.117 | 242.1981 | 68.0131 | 4136.8543 | 21079.9848 | 101757.0128 | 126973.8519 | 470827.4896 | 599726.296 | 3.105% | 618942.2944
OFFICE BUILDINGS #2468 | TERTIARY | OFFICE BUILDINGS | 30460.7532 | 2015 | 25790.4059 | 0 | 0 | 0 | 0 | 9649.2075 | 99995.694 | 82384.2097 | 4 | 188562.1341 | 133168.5712 | 27 | 219623.0984 | 155635.2336 | 4 | 0 | 0 | 0 | 55669.4421 | 2559.9714 | 468702.6116 | 3360.7728 | 296470.9811 | 943.6826 | 755.0555 | 0 | 54701.2233 | 267.1787 | 0 | 243262.8492 | 82.75% | 17.25% | 9801.9087 | 1094.6311 | 852.4058 | 25.8118 | 226.2127 | 841.3894 | 1090.9687 | 240.7018 | 13478.8844 | 56851.2868 | 335826.0246 | 406156.1958 | 1827217.5537 | 2240823.125 | 5.012% | 2359060.0423
OFFICE BUILDINGS #2469 | TERTIARY | OFFICE BUILDINGS | 21334.0624 | 2009 | 11649.4363 | 0 | 0 | 0 | 0 | 5843.6351 | 58567.4683 | 37784.7591 | 3 | 98038.6656 | 92761.7718 | 15 | 124763.0437 | 65074.8011 | 3 | 0 | 0 | 0 | 38900.9006 | 2039.6911 | 286286.0991 | 3611.2799 | 158880.5428 | 652.0317 | 735.0403 | 0 | 30544.2555 | 218.6128 | 0 | 126309.571 | 75.86% | 24.14% | 6665.241 | 693.274 | 606.9731 | 20.0809 | 122.8657 | 697.4701 | 617.6292 | 147.6464 | 9644.2432 | 31102.8649 | 184459.103 | 225206.2112 | 1034605.1356 | 1264618.8451 | 1.766% | 1287359.2151
OFFICE BUILDINGS #2470 | TERTIARY | OFFICE BUILDINGS | 8830.411 | 2011 | 7789.466 | 0 | 0 | 0 | 0 | 2094.6584 | 18519.413 | 22317.7005 | 1 | 51706.323 | 42834.7328 | 8 | 52523.2924 | 37974.904 | 1 | 0 | 0 | 0 | 11535.0316 | 917.757 | 118332.7852 | 1496.0299 | 66565.378 | 275.8772 | 295.2843 | 0 | 17519.3822 | 87.675 | 0 | 83816.2217 | 82.64% | 17.36% | 2655.354 | 273.1887 | 231.3566 | 9.2644 | 60.9167 | 303.1758 | 263.4378 | 79.8168 | 3164.4549 | 13543.6598 | 80732.316 | 97440.4307 | 472503.2257 | 572836.6623 | 5.947% | 609056.5399
OFFICE BUILDINGS #2471 | TERTIARY | OFFICE BUILDINGS | 18293.0868 | 2023 | 20066.8082 | 0 | 0 | 0 | 0 | 5253.6575 | 47741.6255 | 38608.775 | 3 | 143586.7032 | 114201.9987 | 12 | 140933.8987 | 109030.985 | 3 | 0 | 0 | 0 | 38607.657 | 1287.4105 | 231605.5697 | 3000.4703 | 181983.9424 | 584.5691 | 677.8529 | 0 | 30197.1658 | 146.8079 | 0 | 172823.943 | 88.82% | 11.18% | 4689.9088 | 608.5167 | 432.6016 | 19.5811 | 88.8575 | 627.3224 | 541.8052 | 117.2136 | 10867.9741 | 50637.4018 | 173280.3616 | 234785.7375 | 1133902.1575 | 1374288.3648 | 2.143% | 1404391.4074
OFFICE BUILDINGS #2472 | TERTIARY | OFFICE BUILDINGS | 32749.5617 | 2010 | 24557.8558 | 0 | 0 | 0 | 0 | 8504.4518 | 69613.7723 | 85005.7827 | 4 | 167367.7728 | 169696.8 | 30 | 236614.8075 | 98869.635 | 4 | 0 | 0 | 0 | 55347.6461 | 2842.2585 | 352755.3824 | 4682.4616 | 228584.6562 | 637.2744 | 1025.5118 | 0 | 41353.6814 | 319.7592 | 0 | 218194.7551 | 86.93% | 13.07% | 11082.0216 | 1428.6504 | 1004.4555 | 28.1459 | 241.869 | 1112.9028 | 1262.312 | 207.9395 | 12712.355 | 74370.8394 | 408647.8557 | 495731.0501 | 1573626.4645 | 2078071.4097 | 5.081% | 2189308.6604
OFFICE BUILDINGS #2473 | TERTIARY | OFFICE BUILDINGS | 5234.6164 | 2020 | 4201.4147 | 0 | 0 | 0 | 0 | 1553.6425 | 18708.6639 | 14024.423 | 1 | 39812.8067 | 28692.0525 | 4 | 42012.1033 | 22691.3596 | 1 | 0 | 0 | 0 | 9458.4813 | 558.485 | 81828.1659 | 870.4754 | 48425.7248 | 122.9811 | 182.4908 | 0 | 12028.5433 | 53.0815 | 0 | 37893.7551 | 77.52% | 22.48% | 1718.6167 | 210.5856 | 138.9789 | 6.8779 | 34.8094 | 204.1037 | 163.0336 | 45.691 | 2249.46 | 12103.3205 | 54947.1923 | 69299.9729 | 327332.3358 | 398101.3082 | 5.061% | 419322.8124
OFFICE BUILDINGS #2474 | TERTIARY | OFFICE BUILDINGS | 4211.5971 | 2023 | 3535.2422 | 0 | 0 | 0 | 0 | 1448.3228 | 13260.119 | 12263.6339 | 1 | 30584.4102 | 29595.1354 | 3 | 36261.9858 | 16383.4178 | 1 | 0 | 0 | 0 | 6748.2904 | 478.1732 | 82986.3953 | 566.5233 | 46317.3455 | 113.6884 | 147.0602 | 0 | 7212.2105 | 43.9235 | 0 | 36446.587 | 91.64% | 8.364% | 1337.9503 | 191.8459 | 94.9804 | 5.1211 | 28.0492 | 139.0551 | 156.7204 | 29.9905 | 2550.9313 | 13025.1951 | 43104.2083 | 58680.3348 | 295670.8101 | 355565.3574 | 5.552% | 376465.2965
OFFICE BUILDINGS #2475 | TERTIARY | OFFICE BUILDINGS | 23823.7411 | 2009 | 14579.2039 | 0 | 0 | 0 | 0 | 5744.1747 | 42671.2551 | 50565.907 | 3 | 124667.2842 | 99350.5562 | 18 | 160862.8145 | 94190.2997 | 3 | 0 | 0 | 0 | 29384.4796 | 2217.2474 | 323319.5451 | 3932.1596 | 207306.1688 | 678.7622 | 633.3694 | 0 | 46079.5177 | 262.8969 | 0 | 136331.7047 | 94.39% | 5.606% | 5920.959 | 1125.1039 | 682.1985 | 29.3663 | 186.1379 | 747.3855 | 666.5174 | 208.316 | 9830.1186 | 42168.3013 | 339306.4482 | 391304.8681 | 1206664.6685 | 1604229.4145 | 1.95% | 1636133.3628
OFFICE BUILDINGS #2476 | TERTIARY | OFFICE BUILDINGS | 4400 | 2008 | 5311 | 0 | 0 | 0 | 0 | 1854 | 5039 | 4760 | 1 | 15982 | 13853 | 12 | 0 | 0 | 0 | 0 | 0 | 0 | 14840 | 420 | 107167 | 756 | 13226 | 63 | 909 | 0 | 12308 | 156 | 0 | 27490 | 95% | 5% | 481 | 0 | 100 | 8 | 200 | 176 | 200 | 45 | 554 | 9179 | 57152 | 66885 | 212670 | 279555 | 5.594% | 296120
OFFICE BUILDINGS #2477 | TERTIARY | OFFICE BUILDINGS | 15570.4908 | 2018 | 19709.7644 | 0 | 0 | 0 | 0 | 5474.7871 | 19524.3157 | 18333.1743 | 3 | 69033.5905 | 47202.9412 | 34 | 0 | 0 | 0 | 0 | 0 | 0 | 61786.8628 | 1117.5433 | 458497.3226 | 2464.0268 | 48059.1777 | 206.0452 | 2085.4592 | 0 | 43515.3117 | 405.5144 | 0 | 119963.6502 | 96.36% | 3.637% | 1673.9981 | 0 | 348.7621 | 25.5962 | 528.9107 | 546.6952 | 609.1735 | 157.8497 | 1980.258 | 25848.9876 | 136383.5469 | 164212.7926 | 922346.0984 | 1091589.7181 | 1.345% | 1106477.2353
OFFICE BUILDINGS #2478 | TERTIARY | OFFICE BUILDINGS | 15020.0515 | 2012 | 15658.7222 | 0 | 0 | 0 | 0 | 6276.9925 | 18095.9566 | 17415.7828 | 3 | 56124.8638 | 34847.4528 | 39 | 0 | 0 | 0 | 0 | 0 | 0 | 51353.4861 | 1003.3577 | 243122.782 | 1994.0072 | 36667.2871 | 158.554 | 2165.6625 | 0 | 36446.0416 | 381.1566 | 0 | 94999.3802 | 87.98% | 12.02% | 1266.1795 | 0 | 298.4704 | 24.168 | 645.9416 | 390.2535 | 571.5267 | 121.5562 | 1925.9245 | 32884.0035 | 143316.0708 | 178125.9988 | 627948.6292 | 810565.5012 | 7.384% | 875191.3364
OFFICE BUILDINGS #2479 | TERTIARY | OFFICE BUILDINGS | 6830.2023 | 2016 | 6277.3369 | 0 | 0 | 0 | 0 | 3108.3146 | 8630.3567 | 7033.0081 | 1 | 24982.2504 | 18754.1183 | 18 | 0 | 0 | 0 | 0 | 0 | 0 | 21714.9479 | 504.493 | 145217.7698 | 1065.9102 | 16721.0547 | 77.9224 | 1278.9041 | 0 | 21255.489 | 185.0407 | 0 | 35537.5652 | 92.23% | 7.77% | 602.1146 | 0 | 151.267 | 10.7468 | 290.0064 | 208.5813 | 210.0236 | 51.44 | 770.5821 | 12977.3552 | 85269.1723 | 99017.1096 | 314836.0479 | 416503.9904 | 8.357% | 454483.0447
OFFICE BUILDINGS #2480 | TERTIARY | OFFICE BUILDINGS | 10471.6369 | 2018 | 11407.4051 | 0 | 0 | 0 | 0 | 4828.0709 | 14441.7434 | 13759.2087 | 2 | 41423.1025 | 28088.8428 | 20 | 0 | 0 | 0 | 0 | 0 | 0 | 39993.4581 | 628.0243 | 289897.0089 | 1223.84 | 32537.6701 | 113.2731 | 1700.9936 | 0 | 24191.2491 | 293.2947 | 0 | 70178.4584 | 89.42% | 10.58% | 1040.0817 | 0 | 145.4454 | 13.5809 | 449.9664 | 289.1392 | 446.1028 | 96.9976 | 1091.7958 | 26728.9455 | 125090.5227 | 152911.2639 | 588600.9959 | 745365.7291 | 7.365% | 804623.4981
OFFICE BUILDINGS #2481 | TERTIARY | OFFICE BUILDINGS | 16884.1227 | 2022 | 25392.3819 | 0 | 0 | 0 | 0 | 5941.0335 | 19210.4368 | 23374.0229 | 3 | 64606.7967 | 55003.8122 | 44 | 0 | 0 | 0 | 0 | 0 | 0 | 60416.1859 | 1273.9051 | 480599.3816 | 1781.9032 | 46375.3546 | 161.6024 | 3238.8029 | 0 | 57948.4976 | 383.6353 | 0 | 88751.7568 | 90.71% | 9.289% | 1739.8742 | 0 | 238.1793 | 29.023 | 628.7536 | 609.0138 | 677.2449 | 132.78 | 2160.7599 | 40073.0287 | 211179.6811 | 253413.4697 | 942502.3766 | 1202061.5435 | 5.921% | 1277715.2637
OFFICE BUILDINGS #2482 | TERTIARY | OFFICE BUILDINGS | 6025.4117 | 2009 | 5366.0715 | 0 | 0 | 0 | 0 | 1917.4605 | 6137.4992 | 5685.8895 | 1 | 18806.2648 | 16569.553 | 11 | 0 | 0 | 0 | 0 | 0 | 0 | 12971.5194 | 435.2124 | 90853.5033 | 651.3504 | 15799.2235 | 67.5613 | 1025.4999 | 0 | 16676.1394 | 187.7883 | 0 | 25943.1032 | 88.7% | 11.3% | 602.8838 | 0 | 120.4798 | 9.114 | 215.3831 | 208.1989 | 233.6647 | 37.5915 | 540.8517 | 11936.4554 | 57908.9495 | 70386.2565 | 219029.4223 | 291067.0369 | 4.683% | 305366.3634
OFFICE BUILDINGS #2483 | TERTIARY | OFFICE BUILDINGS | 18335.7992 | 2017 | 17512.192 | 0 | 0 | 0 | 0 | 7626.1033 | 16372.5835 | 24240.0018 | 4 | 49881.1508 | 65209.0608 | 46 | 0 | 0 | 0 | 0 | 0 | 0 | 61506.9432 | 1274.2133 | 332049.2471 | 2863.638 | 57201.6405 | 203.3638 | 2842.5237 | 0 | 43165.4881 | 517.1545 | 0 | 88642.4861 | 87.1% | 12.9% | 1713.5119 | 0 | 301.9327 | 27.416 | 692.9261 | 537.0759 | 707.6514 | 148.9982 | 1883.3754 | 35566.5196 | 196532.046 | 233981.9409 | 752405.6669 | 991556.704 | 4.02% | 1033083.154
OFFICE BUILDINGS #2484 | TERTIARY | OFFICE BUILDINGS | 20019.2722 | 2019 | 25706.9078 | 0 | 0 | 0 | 0 | 9352.8377 | 23718.2988 | 18851.0379 | 3 | 66149.0125 | 74630.3623 | 38 | 0 | 0 | 0 | 0 | 0 | 0 | 52495.2882 | 1640.9524 | 449317.2114 | 2864.7262 | 48543.0772 | 180.7888 | 3255.7166 | 0 | 43431.1694 | 671.7099 | 0 | 116738.4655 | 96.26% | 3.736% | 1727.9163 | 0 | 309.5908 | 29.6628 | 590.0097 | 728.8128 | 896.7917 | 143.4572 | 2403.1245 | 36391.1792 | 215867.2669 | 254661.5707 | 924168.4316 | 1184743.8411 | 6.611% | 1268611.4661
OFFICE BUILDINGS #2485 | TERTIARY | OFFICE BUILDINGS | 4628.7166 | 2020 | 5718.7252 | 0 | 0 | 0 | 0 | 1606.7582 | 5832.5341 | 6200.9533 | 1 | 21596.6814 | 13638.0254 | 10 | 0 | 0 | 0 | 0 | 0 | 0 | 20228.1353 | 287.4372 | 110521.2411 | 751.7574 | 17211.4395 | 48.7864 | 824.9844 | 0 | 14514.6518 | 144.3646 | 0 | 30213.1414 | 94.45% | 5.545% | 324.3631 | 0 | 95.7704 | 5.9593 | 176.05 | 139.1929 | 147.776 | 35.6157 | 542.8447 | 12100.2028 | 57177.8316 | 69820.8792 | 254031.2265 | 325700.2516 | 4.308% | 340362.4229
OFFICE BUILDINGS #2486 | TERTIARY | OFFICE BUILDINGS | 13191.4269 | 2015 | 17469.4046 | 0 | 0 | 0 | 0 | 4402.9943 | 11766.5092 | 16090.0032 | 3 | 49103.7059 | 32542.4416 | 26 | 0 | 0 | 0 | 0 | 0 | 0 | 47437.5917 | 865.051 | 313714.3018 | 1928.867 | 45800.3467 | 144.5362 | 1682.4225 | 0 | 36356.9431 | 297.6299 | 0 | 82346.2203 | 92.12% | 7.879% | 1215.8812 | 0 | 239.168 | 18.6429 | 463.8147 | 505.7917 | 479.9646 | 127.9248 | 1357.7934 | 22875.5983 | 143694.9029 | 167928.2946 | 668823.0582 | 841094.2847 | 4.337% | 879229.5746
OFFICE BUILDINGS #2487 | TERTIARY | OFFICE BUILDINGS | 23568.0085 | 2018 | 30614.0168 | 0 | 0 | 0 | 0 | 10745.4818 | 33238.4097 | 21195.2782 | 5 | 73065.2228 | 71600.5841 | 55 | 0 | 0 | 0 | 0 | 0 | 0 | 90758.3614 | 1415.3205 | 445903.8785 | 3822.7589 | 77188.852 | 209.3919 | 4668.3649 | 0 | 51152.3368 | 536.7658 | 0 | 130850.2898 | 93.19% | 6.808% | 2447.0441 | 0 | 488.5215 | 41.1366 | 1019.1326 | 576.4136 | 984.8745 | 174.6711 | 2869.4616 | 36947.8701 | 290945.4264 | 330762.7581 | 1040524.2354 | 1378928.2744 | 2.907% | 1420216.7778
OFFICE BUILDINGS #2488 | TERTIARY | OFFICE BUILDINGS | 8281.8872 | 2017 | 9950.992 | 0 | 0 | 0 | 0 | 3977.3195 | 7481.9867 | 10703.76 | 1 | 23963.1424 | 25300.3153 | 14 | 0 | 0 | 0 | 0 | 0 | 0 | 32270.6235 | 731.7335 | 197627.7662 | 1257.5128 | 22289.8171 | 99.7384 | 1288.0729 | 0 | 25095.173 | 282.9771 | 0 | 56120.0495 | 95.9% | 4.104% | 812.3208 | 0 | 132.6122 | 11.6891 | 286.1169 | 276.6939 | 235.4275 | 74.7147 | 1186.26 | 16251.9666 | 72323.8616 | 89762.0883 | 418521.3837 | 510660.1694 | 4.497% | 534704.898
OFFICE BUILDINGS #2489 | TERTIARY | OFFICE BUILDINGS | 15450.3236 | 2016 | 16948.9083 | 0 | 0 | 0 | 0 | 5050.1994 | 20598.6568 | 12886.5833 | 2 | 60394.7623 | 38873.3846 | 29 | 0 | 0 | 0 | 0 | 0 | 0 | 47430.7616 | 973.4164 | 309898.92 | 2599.7102 | 47064.658 | 173.6138 | 2370.3449 | 0 | 39988.2887 | 469.8254 | 0 | 107580.7576 | 96.8% | 3.204% | 1213.9789 | 0 | 282.0142 | 23.9717 | 455.6635 | 399.1618 | 652.6583 | 129.3802 | 1712.8268 | 24923.0302 | 129595.4488 | 156231.3059 | 721377.9245 | 883044.0553 | 7.012% | 949632.0656
OFFICE BUILDINGS #2490 | TERTIARY | OFFICE BUILDINGS | 22090.4328 | 2020 | 26030.3121 | 0 | 0 | 0 | 0 | 12061.3553 | 21877.048 | 20423.2926 | 4 | 81100.7495 | 76288.1512 | 59 | 0 | 0 | 0 | 0 | 0 | 0 | 86813.72 | 1383.302 | 601337.7618 | 3288.312 | 85677.2018 | 304.3694 | 3927.6422 | 0 | 66554.484 | 643.172 | 0 | 134789.0953 | 90.56% | 9.439% | 1802.8369 | 0 | 416.1909 | 37.032 | 791.6554 | 664.5662 | 625.3292 | 200.8708 | 2290.2434 | 41441.4929 | 271898.923 | 315630.6593 | 1227448.6852 | 1552104.6282 | 6.966% | 1668324.711
OFFICE BUILDINGS #2491 | TERTIARY | OFFICE BUILDINGS | 3462.2493 | 2023 | 5631.7331 | 0 | 0 | 0 | 0 | 1558.0553 | 5254.2999 | 4133.5959 | 1 | 13588.5451 | 11754.7626 | 6 | 0 | 0 | 0 | 0 | 0 | 0 | 12308.5255 | 269.941 | 76719.8141 | 375.6044 | 11506.3904 | 37.0278 | 527.7361 | 0 | 11672.0298 | 88.4663 | 0 | 19718.5112 | 93.48% | 6.519% | 322.3217 | 0 | 59.4365 | 6.0128 | 141.9946 | 106.5251 | 149.708 | 35.1815 | 496.7035 | 8574.6968 | 39483.9578 | 48555.3581 | 176413.2355 | 225951.8941 | 1.768% | 230017.5692
OFFICE BUILDINGS #2492 | TERTIARY | OFFICE BUILDINGS | 3312.0932 | 2020 | 4467.3886 | 0 | 0 | 0 | 0 | 1269.3744 | 4150.7018 | 4107.5041 | 1 | 9491.265 | 10247.0942 | 6 | 0 | 0 | 0 | 0 | 0 | 0 | 11125.9236 | 302.3646 | 93526.2617 | 400.5727 | 8990.7341 | 30.0105 | 569.6122 | 0 | 9739.7793 | 83.2639 | 0 | 17939.5852 | 96.66% | 3.338% | 284.1474 | 0 | 55.8682 | 5.0105 | 146.8374 | 120.3885 | 91.7021 | 31.6448 | 442.3451 | 6525.9638 | 36588.3621 | 43556.671 | 177492.2467 | 222419.8302 | 1.072% | 224829.4526
OFFICE BUILDINGS #2493 | TERTIARY | OFFICE BUILDINGS | 23048.7287 | 2015 | 20271.5117 | 0 | 0 | 0 | 0 | 8271.2357 | 30274.4659 | 26022.7545 | 5 | 90494.0997 | 66131.4637 | 59 | 0 | 0 | 0 | 0 | 0 | 0 | 55214.9437 | 1610.3233 | 420416.7035 | 3005.2599 | 49781.2532 | 232.0823 | 3528.0875 | 0 | 58016.8795 | 613.1044 | 0 | 152088.0575 | 95.24% | 4.764% | 2052.0781 | 0 | 410.2896 | 34.603 | 1045.3631 | 897.0791 | 640.2212 | 200.5257 | 2415.0447 | 42718.1818 | 287127.7389 | 332260.9654 | 984205.2168 | 1323842.1069 | 7.635% | 1433270.0091
OFFICE BUILDINGS #2494 | TERTIARY | OFFICE BUILDINGS | 15209.7972 | 2020 | 19635.9582 | 0 | 0 | 0 | 0 | 5651.3891 | 18213.1459 | 18844.7113 | 3 | 63658.0771 | 46532.2638 | 40 | 0 | 0 | 0 | 0 | 0 | 0 | 46933.8839 | 1374.6471 | 417131.4176 | 1572.2109 | 39104.7866 | 176.1435 | 2754.0924 | 0 | 39384.7437 | 484.5631 | 0 | 87969.2768 | 94.51% | 5.488% | 1368.4767 | 0 | 283.0706 | 25.8088 | 461.8218 | 504.6878 | 433.5419 | 105.9057 | 2050.4761 | 27917.1625 | 152197.5235 | 182165.162 | 810824.5395 | 997553.2313 | 7.62% | 1079834.8061
OFFICE BUILDINGS #2495 | TERTIARY | OFFICE BUILDINGS | 10993.2017 | 2021 | 13468.9854 | 0 | 0 | 0 | 0 | 5443.9514 | 13971.3538 | 10612.7763 | 2 | 40538.5761 | 36790.8953 | 24 | 0 | 0 | 0 | 0 | 0 | 0 | 48069.3836 | 879.1783 | 286910.7275 | 1169.9286 | 41786.1899 | 124.216 | 1636.6825 | 0 | 32142.5886 | 384.2318 | 0 | 80621.1527 | 95.43% | 4.567% | 1075.0552 | 0 | 221.4509 | 15.5776 | 413.4815 | 350.8402 | 306.8737 | 77.1797 | 1248.0228 | 24576.1835 | 129821.8584 | 155646.0647 | 622108.2583 | 781461.2633 | 5.198% | 824312.2684
OFFICE BUILDINGS #2496 | TERTIARY | OFFICE BUILDINGS | 19800.889 | 2009 | 14768.3005 | 0 | 0 | 0 | 0 | 5303.8346 | 15412.4075 | 19145.629 | 3 | 53977.8839 | 46982.2159 | 40 | 0 | 0 | 0 | 0 | 0 | 0 | 45614.883 | 1372.2405 | 465237.2372 | 3032.199 | 52743.9929 | 265.4343 | 3165.1321 | 0 | 37169.7322 | 596.1448 | 0 | 87493.2546 | 95.22% | 4.783% | 1836.7569 | 0 | 280.922 | 34.1686 | 613.5413 | 665.382 | 599.9567 | 160.3162 | 1923.7501 | 40488.0619 | 171797.2359 | 214209.0478 | 866330.9042 | 1085483.665 | 0.8595% | 1094894.0279
OFFICE BUILDINGS #2497 | TERTIARY | OFFICE BUILDINGS | 23665.084 | 2009 | 20136.6566 | 0 | 0 | 0 | 0 | 8979.5037 | 21951.2362 | 16991.626 | 3 | 79205.9092 | 75967.7072 | 59 | 0 | 0 | 0 | 0 | 0 | 0 | 79783.2451 | 2018.5286 | 562512.55 | 3370.0102 | 51269.9192 | 248.8346 | 4015.1488 | 0 | 51189.9339 | 529.6281 | 0 | 124545.9732 | 95.96% | 4.042% | 2291.2874 | 0 | 373.1093 | 41.3073 | 933.9856 | 945.4869 | 1048.192 | 166.0526 | 2002.0433 | 50104.6157 | 288386.6625 | 340493.3216 | 1111304.188 | 1458500.8644 | 6.9% | 1566603.7295
OFFICE BUILDINGS #2498 | TERTIARY | OFFICE BUILDINGS | 17505.4686 | 2022 | 23508.3048 | 0 | 0 | 0 | 0 | 8357.0589 | 21483.7026 | 17668.5394 | 4 | 62744.0575 | 46982.8965 | 34 | 0 | 0 | 0 | 0 | 0 | 0 | 60528.6743 | 1192.729 | 559247.6084 | 2502.0365 | 53314.026 | 186.0048 | 3416.171 | 0 | 60731.5974 | 437.8833 | 0 | 140177.5408 | 97.61% | 2.394% | 1488.2875 | 0 | 312.9977 | 31.5251 | 507.9784 | 489.172 | 679.3624 | 165.3998 | 2067.8305 | 33509.8142 | 196982.1179 | 232559.7626 | 1083270.6311 | 1321846.4936 | 5.463% | 1398234.0624
OFFICE BUILDINGS #2499 | TERTIARY | OFFICE BUILDINGS | 22973.6781 | 2019 | 34417.3572 | 0 | 0 | 0 | 0 | 11093.2274 | 28209.4726 | 22302.5584 | 5 | 101185.9905 | 78542.8056 | 62 | 0 | 0 | 0 | 0 | 0 | 0 | 86629.2221 | 2012.4737 | 708116.8339 | 3588.2109 | 78723.7338 | 225.5995 | 4078.2225 | 0 | 80999.296 | 781.0286 | 0 | 149337.1485 | 97.56% | 2.435% | 2175.9605 | 0 | 341.5882 | 35.6502 | 924.1379 | 791.9166 | 959.8598 | 175.186 | 2881.9767 | 58355.7875 | 236583.7762 | 297821.5404 | 1415216.0336 | 1720912.3216 | 6.468% | 1839917.8647
OFFICE BUILDINGS #2500 | TERTIARY | OFFICE BUILDINGS | 2325.4498 | 2016 | 3198.3828 | 0 | 0 | 0 | 0 | 808.492 | 2139.0983 | 2739.2542 | 0 | 9981.4436 | 8781.2499 | 5 | 0 | 0 | 0 | 0 | 0 | 0 | 8230.2121 | 144.6664 | 49544.085 | 338.7106 | 7089.7535 | 20.4107 | 373.6686 | 0 | 6468.2723 | 59.8198 | 0 | 14850.2125 | 90.07% | 9.931% | 251.5714 | 0 | 38.9061 | 3.3115 | 64.1393 | 73.6788 | 88.288 | 15.6594 | 293.988 | 5152.092 | 28941.8511 | 34387.9311 | 114128.5049 | 149454.2181 | 1.373% | 151535.1481
OFFICE BUILDINGS #2501 | TERTIARY | OFFICE BUILDINGS | 8933.9059 | 2012 | 10388.6831 | 0 | 0 | 0 | 0 | 3704.5597 | 10069.5066 | 10364.5295 | 2 | 25842.4018 | 20169.4653 | 22 | 0 | 0 | 0 | 0 | 0 | 0 | 20721.0319 | 579.3698 | 173161.5303 | 1210.5196 | 27643.265 | 91.4276 | 1291.4515 | 0 | 25969.3938 | 306.6431 | 0 | 43812.1976 | 95.76% | 4.244% | 912.95 | 0 | 156.994 | 15.3262 | 268.993 | 276.6831 | 340.6921 | 76.7246 | 1127.988 | 19254.3885 | 98168.6056 | 118550.9822 | 382514.5127 | 503670.0844 | 3.979% | 524541.3027
OFFICE BUILDINGS #2502 | TERTIARY | OFFICE BUILDINGS | 15413.7 | 2016 | 14121.229 | 0 | 0 | 0 | 0 | 6665.1531 | 18135.3581 | 12406.703 | 2 | 56810.7821 | 36747.7497 | 39 | 0 | 0 | 0 | 0 | 0 | 0 | 60516.1923 | 1053.5949 | 396643.3756 | 2609.5379 | 37577.2551 | 168.7856 | 2311.2088 | 0 | 32465.7955 | 407.7368 | 0 | 85057.0971 | 91.25% | 8.75% | 1029.2805 | 0 | 307.5474 | 26.9784 | 695.0703 | 582.9093 | 524.6255 | 110.0702 | 1506.6426 | 26994.0566 | 158530.2135 | 187030.9127 | 779019.17 | 971480.1645 | 1.668% | 987955.9322
OFFICE BUILDINGS #2503 | TERTIARY | OFFICE BUILDINGS | 18071.2974 | 2014 | 19716.0364 | 0 | 0 | 0 | 0 | 7255.1061 | 22927.3214 | 18543.1731 | 3 | 55083.4307 | 54745.8605 | 45 | 0 | 0 | 0 | 0 | 0 | 0 | 53735.1565 | 1624.982 | 343865.7349 | 3042.7885 | 48330.4518 | 228.8321 | 3263.0599 | 0 | 51666.5737 | 586.36 | 0 | 100288.1425 | 94.35% | 5.651% | 1335.5728 | 0 | 396.0544 | 30.094 | 669.3242 | 522.4151 | 504.8387 | 111.0609 | 1767.8625 | 28578.2669 | 148670.351 | 179016.4804 | 775063.2786 | 959021.1791 | 1.97% | 978293.0797
OFFICE BUILDINGS #2504 | TERTIARY | OFFICE BUILDINGS | 15932.4031 | 2024 | 22112.0266 | 0 | 0 | 0 | 0 | 8137.3594 | 24821.2 | 23592.9128 | 2 | 59724.5873 | 47889.5205 | 32 | 0 | 0 | 0 | 0 | 0 | 0 | 72881.4261 | 1115.6404 | 459409.7563 | 1808.055 | 62739.9936 | 137.0846 | 2433.4749 | 0 | 55971.9712 | 384.1955 | 0 | 105761.7299 | 96.14% | 3.856% | 1070.7116 | 0 | 245.8339 | 18.7584 | 517.4629 | 479.3268 | 542.4297 | 121.3007 | 2797.2625 | 39726.5382 | 187977.1505 | 230500.9512 | 965405.7019 | 1201256.804 | 5.532% | 1271605.2785
OFFICE BUILDINGS #2505 | TERTIARY | OFFICE BUILDINGS | 9563.6282 | 2019 | 9671.5211 | 0 | 0 | 0 | 0 | 3587.22 | 13504.6876 | 8402.7783 | 2 | 43754.4097 | 28925.9661 | 20 | 0 | 0 | 0 | 0 | 0 | 0 | 38708.7466 | 554.5641 | 201310.6037 | 1586.9693 | 32868.2594 | 132.8403 | 1828.6708 | 0 | 28631.9128 | 251.2541 | 0 | 58895.874 | 92.55% | 7.451% | 973.029 | 0 | 200.3 | 14.049 | 334.0051 | 301.926 | 382.5496 | 58.8918 | 1088.4177 | 22168.476 | 98380.6337 | 121637.5273 | 479904.9477 | 604404.6777 | 5.61% | 640327.2151
OFFICE BUILDINGS #2506 | TERTIARY | OFFICE BUILDINGS | 6008.5012 | 2011 | 4871.8673 | 0 | 0 | 0 | 0 | 2210.4009 | 5455.1542 | 6216.7233 | 1 | 14464.1337 | 17392.2306 | 13 | 0 | 0 | 0 | 0 | 0 | 0 | 14466.4576 | 536.7184 | 127142.8813 | 678.1119 | 16609.4271 | 56.4349 | 971.1619 | 0 | 13545.9943 | 174.1375 | 0 | 24289.15 | 88.9% | 11.1% | 607.6637 | 0 | 94.6918 | 10.2818 | 184.1545 | 212.9734 | 216.6595 | 61.145 | 750.8538 | 13191.755 | 49351.7729 | 63294.3817 | 250897.4574 | 316143.7233 | 4.803% | 332094.7656
OFFICE BUILDINGS #2507 | TERTIARY | OFFICE BUILDINGS | 10010.448 | 2022 | 16177.5572 | 0 | 0 | 0 | 0 | 5303.0927 | 15410.9041 | 10291.7953 | 2 | 33030.8755 | 31210.1645 | 24 | 0 | 0 | 0 | 0 | 0 | 0 | 28263.3009 | 861.2686 | 259739.3585 | 1676.1858 | 27334.8884 | 112.8108 | 1806.7863 | 0 | 29887.902 | 240.5133 | 0 | 82674.0656 | 95.8% | 4.201% | 889.1654 | 0 | 189.4852 | 11.6199 | 451.4161 | 341.0628 | 277.2001 | 79.9339 | 1620.6466 | 25574.2512 | 113284.9613 | 140479.8591 | 554373.3809 | 697811.0456 | 5.122% | 735479.3238
OFFICE BUILDINGS #2508 | TERTIARY | OFFICE BUILDINGS | 7299.3799 | 2021 | 9370.8195 | 0 | 0 | 0 | 0 | 2581.0592 | 10619.6152 | 6583.926 | 1 | 25992.6858 | 18882.6244 | 14 | 0 | 0 | 0 | 0 | 0 | 0 | 24881.7516 | 636.142 | 159746.7112 | 901.586 | 21065.7801 | 78.6659 | 1159.3535 | 0 | 24420.7319 | 177.3587 | 0 | 53301.013 | 94.79% | 5.207% | 714.6527 | 0 | 162.135 | 10.4213 | 256.4067 | 192.3177 | 224.9445 | 57.2326 | 830.1099 | 16670.1338 | 70458.0403 | 87958.284 | 370388.7709 | 461617.8539 | 5.27% | 487300.8394
OFFICE BUILDINGS #2509 | TERTIARY | OFFICE BUILDINGS | 12709.8161 | 2010 | 9988.8082 | 0 | 0 | 0 | 0 | 4194.764 | 10978.9143 | 13075.6874 | 2 | 41041.1972 | 31127.8142 | 22 | 0 | 0 | 0 | 0 | 0 | 0 | 37395.249 | 880.184 | 212060.132 | 2178.8454 | 38748.3176 | 152.3139 | 2326.0489 | 0 | 28309.0589 | 439.1662 | 0 | 65696.7691 | 95.66% | 4.344% | 920.6975 | 0 | 262.1716 | 14.8569 | 560.2895 | 418.6769 | 518.1443 | 112.9393 | 1580.4454 | 26366.7649 | 136905.6072 | 164852.8175 | 503179.289 | 670890.0564 | 3.495% | 695188.2533
OFFICE BUILDINGS #2510 | TERTIARY | OFFICE BUILDINGS | 9997.3259 | 2012 | 10204.8731 | 0 | 0 | 0 | 0 | 3239.4888 | 8093.5376 | 9823.0038 | 1 | 24959.9885 | 21858.1365 | 17 | 0 | 0 | 0 | 0 | 0 | 0 | 34848.8186 | 817.1814 | 183214.9188 | 1574.6788 | 24032.7999 | 112.8402 | 1782.6643 | 0 | 28922.0698 | 317.5563 | 0 | 52987.7222 | 89.45% | 10.55% | 930.2772 | 0 | 224.9735 | 11.7325 | 283.0057 | 241.2209 | 358.8696 | 76.4863 | 975.2983 | 15054.5732 | 127559.8578 | 143589.7292 | 408428.6057 | 554463.8706 | 5.623% | 587495.8445
OFFICE BUILDINGS #2511 | TERTIARY | OFFICE BUILDINGS | 3696.8708 | 2018 | 3599.3223 | 0 | 0 | 0 | 0 | 1422.7724 | 4081.5685 | 3925.5227 | 1 | 15224.2457 | 11021.1058 | 9 | 0 | 0 | 0 | 0 | 0 | 0 | 12543.8984 | 222.6901 | 77866.9435 | 618.4416 | 10333.513 | 42.9414 | 682.4933 | 0 | 12301.2686 | 97.8974 | 0 | 18967.7295 | 93.44% | 6.564% | 383.9458 | 0 | 50.5321 | 4.3888 | 160.5515 | 89.0101 | 147.919 | 30.4262 | 576.3192 | 8172.8082 | 40772.9091 | 49522.0365 | 174793.2334 | 225694.6267 | 0.9614% | 227885.5793
OFFICE BUILDINGS #2512 | TERTIARY | OFFICE BUILDINGS | 7923.4382 | 2016 | 8794.8798 | 0 | 0 | 0 | 0 | 3878.4614 | 8126.3083 | 9755.8812 | 2 | 24271.8525 | 27886.5346 | 18 | 0 | 0 | 0 | 0 | 0 | 0 | 23406.6451 | 736.9339 | 161011.4571 | 1010.7319 | 25372.3577 | 113.2465 | 1253.1348 | 0 | 23348.4137 | 279.9051 | 0 | 54821.432 | 96.17% | 3.831% | 815.5025 | 0 | 178.3159 | 11.5576 | 326.8931 | 227.9867 | 287.499 | 65.1961 | 973.9998 | 12696.1306 | 78226.5699 | 91896.7004 | 367401.6109 | 462502.6691 | 6.014% | 492097.078
OFFICE BUILDINGS #2513 | TERTIARY | OFFICE BUILDINGS | 7257.7953 | 2021 | 10176.0464 | 0 | 0 | 0 | 0 | 2605.9829 | 7013.4351 | 10105.1501 | 1 | 32613.6457 | 29673.2808 | 16 | 0 | 0 | 0 | 0 | 0 | 0 | 31939.1354 | 458.4801 | 226571.8458 | 811.9516 | 24059.7447 | 77.0872 | 1171.5843 | 0 | 25655.4216 | 203.5116 | 0 | 38497.7116 | 92.76% | 7.235% | 564.7028 | 0 | 136.0624 | 12.2543 | 274.0387 | 217.6682 | 213.9744 | 68.3691 | 972.3742 | 15153.7841 | 73296.3263 | 89422.4845 | 438883.024 | 531030.2134 | 6.723% | 569305.0314
OFFICE BUILDINGS #2514 | TERTIARY | OFFICE BUILDINGS | 5184.9948 | 2016 | 7136.0616 | 0 | 0 | 0 | 0 | 2232.5108 | 5503.6634 | 5895.4185 | 1 | 18428.8806 | 17227.5282 | 12 | 0 | 0 | 0 | 0 | 0 | 0 | 16751.2305 | 397.676 | 118737.1747 | 694.7726 | 15009.1421 | 58.6462 | 751.7608 | 0 | 17003.9481 | 171.2873 | 0 | 35897.1103 | 93.29% | 6.712% | 453.7827 | 0 | 72.851 | 7.3997 | 185.9866 | 185.1096 | 226.5649 | 35.967 | 632.7021 | 7902.2803 | 63444.6976 | 71979.68 | 259426.8974 | 333245.1083 | 5.4% | 352267.7506
OFFICE BUILDINGS #2515 | TERTIARY | OFFICE BUILDINGS | 9931.9099 | 2012 | 8527.7736 | 0 | 0 | 0 | 0 | 4375.0844 | 9588.7619 | 11810.8799 | 2 | 25724.1568 | 32974.7669 | 26 | 0 | 0 | 0 | 0 | 0 | 0 | 33987.5688 | 876.7689 | 195419.9971 | 1534.9704 | 26223.5459 | 97.8377 | 1679.5652 | 0 | 24549.6265 | 283.8854 | 0 | 49140.5684 | 89.72% | 10.28% | 770.0655 | 0 | 146.5194 | 16.8186 | 293.2321 | 397.2558 | 437.4469 | 92.2292 | 952.4588 | 17703.9231 | 103916.2281 | 122572.6099 | 419303.1241 | 545018.5775 | 2.916% | 561390.5199
OFFICE BUILDINGS #2516 | TERTIARY | OFFICE BUILDINGS | 12980.6626 | 2010 | 14958.1183 | 0 | 0 | 0 | 0 | 5388.5543 | 12943.2113 | 11864.6703 | 3 | 39607.2067 | 26226.1128 | 31 | 0 | 0 | 0 | 0 | 0 | 0 | 43393.3966 | 1158.0564 | 302169.9084 | 1989.3314 | 39024.3222 | 174.3867 | 2267.8793 | 0 | 34989.8298 | 387.5031 | 0 | 73444.0662 | 88.1% | 11.9% | 1343.7418 | 0 | 255.3841 | 16.0587 | 570.2812 | 516.3255 | 437.8616 | 122.4435 | 1236.6963 | 18289.8082 | 131954.2853 | 151480.7897 | 619299.27 | 775143.77 | 7.752% | 840279.401
OFFICE BUILDINGS #2517 | TERTIARY | OFFICE BUILDINGS | 2390.3446 | 2019 | 2716.8859 | 0 | 0 | 0 | 0 | 1071.0224 | 3060.6657 | 2134.2493 | 1 | 7544.4487 | 6878.7333 | 6 | 0 | 0 | 0 | 0 | 0 | 0 | 8677.6072 | 193.8381 | 68157.4781 | 281.9855 | 5641.3856 | 31.8852 | 384.4857 | 0 | 5165.2702 | 68.9555 | 0 | 11798.3569 | 94.54% | 5.465% | 177.4653 | 0 | 45.2158 | 4.1081 | 80.5472 | 81.2813 | 106.5969 | 20.5906 | 259.2147 | 5686.3316 | 24125.0302 | 30070.5764 | 126688.2683 | 157635.6715 | 4.607% | 165249.3586
OFFICE BUILDINGS #2518 | TERTIARY | OFFICE BUILDINGS | 23179.3693 | 2018 | 25796.9697 | 0 | 0 | 0 | 0 | 9529.0897 | 26515.8549 | 28013.4475 | 5 | 94159.6545 | 59967.9968 | 62 | 0 | 0 | 0 | 0 | 0 | 0 | 93044.7352 | 1750.1476 | 668224.2886 | 3382.9709 | 77112.9006 | 238.5403 | 4350.2772 | 0 | 54975.8446 | 588.2718 | 0 | 138037.8563 | 92.49% | 7.51% | 1622.5261 | 0 | 429.6652 | 40.0721 | 667.174 | 873.0212 | 883.8096 | 212.6425 | 2997.3335 | 45590.31 | 227922.3958 | 276510.0392 | 1304142.143 | 1586707.481 | 3.723% | 1648069.1555
OFFICE BUILDINGS #2519 | TERTIARY | OFFICE BUILDINGS | 12228.4024 | 2021 | 13716.6059 | 0 | 0 | 0 | 0 | 4913.344 | 15414.9876 | 17340.1955 | 3 | 43828.3049 | 36260.4351 | 30 | 0 | 0 | 0 | 0 | 0 | 0 | 42314.2058 | 714.9524 | 308809.1925 | 1803.7211 | 41460.5302 | 172.4101 | 1772.8361 | 0 | 40283.411 | 403.362 | 0 | 86225.7711 | 91.05% | 8.953% | 832.7559 | 0 | 228.9385 | 20.6841 | 444.2101 | 392.4322 | 526.5247 | 88.498 | 1584.7504 | 27467.8255 | 124355.7247 | 153408.3006 | 661161.9265 | 818229.3235 | 7.573% | 885274.3793
OFFICE BUILDINGS #2520 | TERTIARY | OFFICE BUILDINGS | 23334.8078 | 2009 | 19573.8817 | 0 | 0 | 0 | 0 | 6164.7705 | 16730.6012 | 17724.2696 | 4 | 80916.3 | 55811.8119 | 47 | 0 | 0 | 0 | 0 | 0 | 0 | 58860.6128 | 2129.8227 | 575486.7209 | 3416.5028 | 46609.5005 | 329.6035 | 3850.6501 | 0 | 51202.0323 | 613.4159 | 0 | 122322.5682 | 93.02% | 6.982% | 1562.1441 | 0 | 325.9969 | 25.7673 | 978.5954 | 764.2333 | 977.9223 | 189.4296 | 1898.4692 | 45526.5801 | 228206.2581 | 275631.3074 | 1081816.0886 | 1362456.3953 | 0.5982% | 1370654.9955
OFFICE BUILDINGS #2521 | TERTIARY | OFFICE BUILDINGS | 19894.8651 | 2017 | 26321.9049 | 0 | 0 | 0 | 0 | 7012.6215 | 18157.0238 | 18211.0202 | 4 | 69320.577 | 48122.1552 | 43 | 0 | 0 | 0 | 0 | 0 | 0 | 63019.3883 | 1466.7604 | 592915.2444 | 2939.3791 | 65571.9934 | 223.4862 | 3312.7599 | 0 | 59893.4103 | 575.4165 | 0 | 127172.0664 | 93.32% | 6.682% | 1503.0082 | 0 | 365.7597 | 29.3021 | 610.8968 | 580.8642 | 874.8929 | 190.001 | 2579.3602 | 37334.7301 | 159995.5471 | 199909.6375 | 1129182.6867 | 1335206.0864 | 1.012% | 1348860.9065
OFFICE BUILDINGS #2522 | TERTIARY | OFFICE BUILDINGS | 12315.0329 | 2021 | 13896.5824 | 0 | 0 | 0 | 0 | 6790.2188 | 15562.61 | 12800.7207 | 2 | 44186.7333 | 30925.1829 | 23 | 0 | 0 | 0 | 0 | 0 | 0 | 52251.6851 | 818.2353 | 369868.6306 | 1755.8744 | 48231.9946 | 165.4819 | 2036.0999 | 0 | 39488.4033 | 302.8978 | 0 | 86098.9103 | 97.28% | 2.725% | 874.8245 | 0 | 213.5493 | 16.1327 | 366.2872 | 449.2785 | 497.6516 | 125.5792 | 1542.2905 | 25689.1882 | 136748.7152 | 163980.1939 | 743808.259 | 912570.0239 | 6.641% | 977487.1648
OFFICE BUILDINGS #2523 | TERTIARY | OFFICE BUILDINGS | 11998.445 | 2023 | 12751.1635 | 0 | 0 | 0 | 0 | 4929.8579 | 13851.907 | 13343.5961 | 2 | 55795.3627 | 42102.0748 | 25 | 0 | 0 | 0 | 0 | 0 | 0 | 39958.4329 | 1049.5662 | 398404.0182 | 1415.9283 | 46002.4184 | 165.6152 | 2303.7043 | 0 | 32392.8016 | 420.9887 | 0 | 93869.4172 | 95.37% | 4.628% | 1120.7025 | 0 | 163.8908 | 20.0456 | 381.8859 | 433.2187 | 543.3317 | 80.0338 | 1765.9791 | 22662.085 | 143612.8124 | 168040.8765 | 762090.6482 | 933548.6987 | 6.657% | 1000125.1736
OFFICE BUILDINGS #2524 | TERTIARY | OFFICE BUILDINGS | 20364.754 | 2022 | 20619.1811 | 0 | 0 | 0 | 0 | 9774.6243 | 25914.4358 | 18718.7798 | 4 | 75513.3444 | 81938.6191 | 52 | 0 | 0 | 0 | 0 | 0 | 0 | 71816.8972 | 1827.0514 | 531301.0324 | 3248.5189 | 50369.1559 | 284.761 | 2996.3882 | 0 | 68216.9978 | 524.4138 | 0 | 143022.6028 | 97.19% | 2.815% | 1441.5711 | 0 | 386.0963 | 29.9141 | 817.4421 | 557.043 | 572.0655 | 153.4181 | 2259.1795 | 42000.4435 | 227778.0816 | 272037.7046 | 1099992.2809 | 1378833.7867 | 1.998% | 1406946.2643
OFFICE BUILDINGS #2525 | TERTIARY | OFFICE BUILDINGS | 7179.8508 | 2015 | 6326.8045 | 0 | 0 | 0 | 0 | 3055.6766 | 7521.0875 | 5844.3854 | 2 | 29596.8376 | 25952.985 | 19 | 0 | 0 | 0 | 0 | 0 | 0 | 17136.5514 | 648.5161 | 175160.8128 | 1117.5448 | 17200.3863 | 90.1491 | 1303.6201 | 0 | 18546.0868 | 244.0782 | 0 | 36891.5716 | 95.48% | 4.523% | 529.8261 | 0 | 133.2791 | 9.3384 | 270.049 | 282.1849 | 273.577 | 47.5306 | 1032.6896 | 11639.2961 | 64274.9462 | 76946.9319 | 342412.5812 | 421358.9324 | 6.113% | 448794.8912
OFFICE BUILDINGS #2526 | TERTIARY | OFFICE BUILDINGS | 14726.7864 | 2023 | 20972.7457 | 0 | 0 | 0 | 0 | 5939.8223 | 16809.1502 | 16217.0409 | 2 | 53636.2903 | 52844.1307 | 31 | 0 | 0 | 0 | 0 | 0 | 0 | 47636.8602 | 1328.3871 | 437201.0854 | 2355.8134 | 43001.229 | 210.1485 | 2862.818 | 0 | 41289.8477 | 445.8399 | 0 | 97422.5317 | 97.57% | 2.43% | 978.2409 | 0 | 211.7339 | 25.0006 | 436.3127 | 545.3062 | 558.4921 | 147.2352 | 2141.5143 | 37225.8072 | 123267.2432 | 162634.5648 | 850372.1026 | 1019607.9762 | 2.514% | 1045905.962
OFFICE BUILDINGS #2527 | TERTIARY | OFFICE BUILDINGS | 3077.789 | 2018 | 3502.1944 | 0 | 0 | 0 | 0 | 1398.2455 | 3734.3778 | 3051.0695 | 1 | 10616.1072 | 10901.1529 | 6 | 0 | 0 | 0 | 0 | 0 | 0 | 11991.8792 | 194.455 | 58787.9812 | 413.2928 | 10067.8465 | 42.5693 | 491.7539 | 0 | 8363.0257 | 91.2644 | 0 | 15379.4331 | 91.64% | 8.365% | 301.8127 | 0 | 55.6837 | 5.4307 | 86.4449 | 95.0763 | 139.1591 | 19.5908 | 402.9364 | 5330.0437 | 28807.43 | 34540.41 | 137048.4245 | 172537.0727 | 8.11% | 187765.1874
OFFICE BUILDINGS #2528 | TERTIARY | OFFICE BUILDINGS | 9931.0149 | 2015 | 9016.0111 | 0 | 0 | 0 | 0 | 3288.3357 | 10638.7933 | 12440.5346 | 2 | 28325.5258 | 34332.4068 | 18 | 0 | 0 | 0 | 0 | 0 | 0 | 30367.7704 | 709.0638 | 189371.6443 | 1293.1718 | 24436.8978 | 90.9785 | 1594.288 | 0 | 30646.9224 | 337.7345 | 0 | 47245.8079 | 91.5% | 8.503% | 1077.9167 | 0 | 190.1904 | 16.7194 | 372.836 | 368.2531 | 343.5218 | 61.6217 | 1236.2632 | 15455.8663 | 108495.8778 | 125188.0072 | 412812.1018 | 541124.6536 | 2.555% | 555310.4843
OFFICE BUILDINGS #2529 | TERTIARY | OFFICE BUILDINGS | 22552.2339 | 2018 | 20584.3219 | 0 | 0 | 0 | 0 | 8009.4043 | 27615.6793 | 23841.3968 | 4 | 95839.5224 | 63198.182 | 44 | 0 | 0 | 0 | 0 | 0 | 0 | 74401.9298 | 1799.9036 | 447034.1604 | 2876.722 | 60419.2778 | 243.5893 | 3810.5621 | 0 | 71585.4188 | 774.6989 | 0 | 124612.4682 | 93.45% | 6.555% | 1894.7453 | 0 | 446.0838 | 29.7547 | 737.6984 | 789.2754 | 889.676 | 139.4569 | 2299.5476 | 48381.5545 | 286809.7148 | 337490.817 | 1039229.9999 | 1385680.3889 | 1.625% | 1408571.1095
OFFICE BUILDINGS #2530 | TERTIARY | OFFICE BUILDINGS | 11717.7861 | 2012 | 12398.3463 | 0 | 0 | 0 | 0 | 3814.4244 | 9193.2071 | 12234.5462 | 2 | 31042.3762 | 34096.6463 | 25 | 0 | 0 | 0 | 0 | 0 | 0 | 37035.8835 | 707.7049 | 310124.8745 | 1383.3158 | 32205.6571 | 153.2814 | 1687.4189 | 0 | 31861.1805 | 308.7734 | 0 | 75615.6692 | 97.2% | 2.797% | 1062.019 | 0 | 235.4721 | 18.9356 | 449.2709 | 358.1525 | 489.6452 | 95.7573 | 1246.0926 | 26268.9744 | 92230.6536 | 119745.7206 | 603216.8504 | 726648.1236 | 2.841% | 747894.4473
OFFICE BUILDINGS #2531 | TERTIARY | OFFICE BUILDINGS | 22943.2793 | 2024 | 24378.9508 | 0 | 0 | 0 | 0 | 10036.3904 | 33927.1914 | 25634.5712 | 4 | 102215.6832 | 66886.4521 | 61 | 0 | 0 | 0 | 0 | 0 | 0 | 103586.5953 | 1601.5849 | 645646.3528 | 3489.3217 | 69099.7259 | 313.8985 | 4359.4697 | 0 | 78412.5466 | 583.3257 | 0 | 200032.7091 | 95.11% | 4.89% | 1583.8451 | 0 | 444.7903 | 26.2631 | 957.327 | 600.0081 | 898.0897 | 216.4683 | 2584.6654 | 64719.1617 | 216921.4494 | 284225.2765 | 1412195.1281 | 1706728.1731 | 3.17% | 1762605.2316
OFFICE BUILDINGS #2532 | TERTIARY | OFFICE BUILDINGS | 20310.209 | 2010 | 21993.9471 | 0 | 0 | 0 | 0 | 6063.117 | 15136.0358 | 20117.062 | 5 | 65914.8063 | 63897.5284 | 35 | 0 | 0 | 0 | 0 | 0 | 0 | 62275.5609 | 1601.2651 | 444167.5294 | 3428.8228 | 55643.5449 | 238.7991 | 3125.8102 | 0 | 58871.3347 | 708.156 | 0 | 82551.9685 | 87.51% | 12.49% | 1509.6536 | 0 | 377.8502 | 32.1925 | 916.6334 | 661.0231 | 647.2611 | 139.1762 | 2597.9561 | 40808.0375 | 191985.6688 | 235391.6624 | 904472.492 | 1145242.6895 | 2.014% | 1168782.1748
OFFICE BUILDINGS #2533 | TERTIARY | OFFICE BUILDINGS | 11457.2891 | 2012 | 13791.9624 | 0 | 0 | 0 | 0 | 5040.3789 | 13812.4252 | 11715.1161 | 2 | 29118.8449 | 29747.954 | 21 | 0 | 0 | 0 | 0 | 0 | 0 | 32604.3717 | 801.1947 | 239723.182 | 1409.2774 | 31238.8807 | 152.4937 | 2230.1052 | 0 | 29868.8664 | 350.8157 | 0 | 74898.5445 | 90.88% | 9.122% | 1163.3192 | 0 | 194.4175 | 20.5096 | 441.1151 | 434.4315 | 431.1775 | 103.2394 | 1483.044 | 19922.9167 | 101545.4672 | 122951.4278 | 519888.7389 | 646468.8816 | 1.673% | 657465.0594
OFFICE BUILDINGS #2534 | TERTIARY | OFFICE BUILDINGS | 22504.1102 | 2013 | 27674.9197 | 0 | 0 | 0 | 0 | 10116.248 | 26308.0469 | 17919.1677 | 4 | 78371.4079 | 69636.4193 | 59 | 0 | 0 | 0 | 0 | 0 | 0 | 81532.6416 | 2051.4332 | 448318.4101 | 3650.6181 | 68307.0408 | 288.2077 | 3042.4349 | 0 | 42642.3554 | 733.5953 | 0 | 114636.8133 | 88.81% | 11.19% | 1817.7285 | 0 | 482.6649 | 38.3496 | 661.4911 | 676.2681 | 879.165 | 220.7502 | 2144.1081 | 44967.9438 | 217329.8001 | 264441.8519 | 999803.0141 | 1271418.2771 | 7.278% | 1371219.343
OFFICE BUILDINGS #2535 | TERTIARY | OFFICE BUILDINGS | 4762.7152 | 2019 | 6967.5809 | 0 | 0 | 0 | 0 | 2095.05 | 5077.2336 | 4287.7918 | 1 | 16369.9895 | 13790.1238 | 11 | 0 | 0 | 0 | 0 | 0 | 0 | 13507.8638 | 391.0934 | 92847.0436 | 626.5555 | 13710.4418 | 44.5142 | 781.9958 | 0 | 15352.6285 | 134.7949 | 0 | 25162.6867 | 89.27% | 10.73% | 446.0851 | 0 | 79.2763 | 5.5464 | 187.4486 | 155.1943 | 149.2512 | 35.2667 | 556.3357 | 7990.2948 | 44614.6741 | 53161.3046 | 211734.5069 | 266910.5737 | 7.47% | 288458.9927
OFFICE BUILDINGS #2536 | TERTIARY | OFFICE BUILDINGS | 4134.4953 | 2021 | 5463.8574 | 0 | 0 | 0 | 0 | 1392.3369 | 3998.9454 | 5051.1341 | 1 | 16244.1063 | 15147.0825 | 10 | 0 | 0 | 0 | 0 | 0 | 0 | 15117.1237 | 343.0193 | 127411.6296 | 485.4707 | 10867.2104 | 38.4263 | 719.2415 | 0 | 14554.9996 | 109.1695 | 0 | 20817.1536 | 90.17% | 9.835% | 329.011 | 0 | 63.0543 | 6.7801 | 164.2327 | 163.1031 | 155.2985 | 30.8122 | 611.5639 | 9332.2552 | 50918.2526 | 60862.0717 | 238333.3349 | 300368.353 | 2.211% | 307160.8363
OFFICE BUILDINGS #2537 | TERTIARY | OFFICE BUILDINGS | 23711.798 | 2008 | 27407.8317 | 0 | 0 | 0 | 0 | 8006.9902 | 18482.7811 | 20041.5378 | 5 | 82808.2106 | 69442.8974 | 50 | 0 | 0 | 0 | 0 | 0 | 0 | 78471.4205 | 1384.3203 | 380904.0481 | 3369.9649 | 68834.6206 | 284.3652 | 4423.8064 | 0 | 47663.4441 | 698.5878 | 0 | 137491.6084 | 92.75% | 7.248% | 2432.7312 | 0 | 535.734 | 33.6362 | 844.5179 | 763.9129 | 903.1347 | 242.3969 | 2968.2608 | 35445.2766 | 261548.8356 | 299962.373 | 941097.758 | 1248859.2175 | 6.185% | 1331194.6623
OFFICE BUILDINGS #2538 | TERTIARY | OFFICE BUILDINGS | 5531.5588 | 2017 | 6789.7388 | 0 | 0 | 0 | 0 | 2584.2224 | 6535.2259 | 7201.6392 | 1 | 16550.2838 | 20338.1019 | 10 | 0 | 0 | 0 | 0 | 0 | 0 | 14502.5845 | 486.8597 | 115926.2863 | 875.6251 | 13202.1043 | 75.8784 | 826.0745 | 0 | 15935.3759 | 145.0562 | 0 | 34237.4458 | 89.88% | 10.12% | 496.5718 | 0 | 95.1051 | 7.9666 | 197.2899 | 177.0319 | 152.3289 | 42.5837 | 592.3095 | 10492.7175 | 61028.4736 | 72113.5006 | 251166.6194 | 325138.1294 | 6.98% | 349536.3793
OFFICE BUILDINGS #2539 | TERTIARY | OFFICE BUILDINGS | 22071.8251 | 2011 | 21886.9797 | 0 | 0 | 0 | 0 | 8311.1644 | 25221.5935 | 21616.9945 | 3 | 63966.3554 | 46264.3895 | 46 | 0 | 0 | 0 | 0 | 0 | 0 | 76203.0632 | 1690.3239 | 572702.9044 | 2913.9078 | 61782.3642 | 243.3326 | 3665.4199 | 0 | 47211.8522 | 688.5468 | 0 | 93763.9698 | 89.8% | 10.2% | 1955.8028 | 0 | 346.3519 | 33.4878 | 1000.1418 | 862.7169 | 761.0648 | 163.7612 | 1905.4638 | 32325.143 | 230141.0509 | 264371.6577 | 1062183.732 | 1332878.0902 | 1.207% | 1349159.5127
OFFICE BUILDINGS #2540 | TERTIARY | OFFICE BUILDINGS | 21296.1423 | 2020 | 24903.2015 | 0 | 0 | 0 | 0 | 10233.208 | 29509.0921 | 28460.6952 | 3 | 70199.2313 | 86533.0528 | 50 | 0 | 0 | 0 | 0 | 0 | 0 | 69751.7785 | 1469.8406 | 668456.595 | 2843.1482 | 54091.0816 | 220.476 | 3918.107 | 0 | 60078.1329 | 574.3499 | 0 | 125525.9778 | 93.87% | 6.13% | 1721.5552 | 0 | 307.2059 | 31.3293 | 923.7604 | 713.256 | 648.4905 | 149.7412 | 3137.7527 | 51551.5861 | 271035.7422 | 325725.081 | 1232658.7439 | 1564906.8961 | 6.691% | 1677127.5236
OFFICE BUILDINGS #2541 | TERTIARY | OFFICE BUILDINGS | 7937.7813 | 2020 | 11635.3756 | 0 | 0 | 0 | 0 | 4146.0711 | 8879.8176 | 11105.8254 | 1 | 25141.0235 | 21012.7185 | 13 | 0 | 0 | 0 | 0 | 0 | 0 | 25159.5707 | 527.1942 | 215108.7491 | 1141.894 | 30647.8402 | 82.7993 | 1244.6172 | 0 | 20474.738 | 184.2366 | 0 | 49978.7055 | 93.45% | 6.545% | 697.4811 | 0 | 114.8806 | 11.1609 | 248.91 | 312.3615 | 223.0451 | 63.0151 | 1010.7884 | 13167.6379 | 65278.2636 | 79456.6899 | 428634.8138 | 510964.8184 | 2.97% | 526603.4091
OFFICE BUILDINGS #2542 | TERTIARY | OFFICE BUILDINGS | 14938.9149 | 2021 | 14806.478 | 0 | 0 | 0 | 0 | 7105.5197 | 20764.4566 | 16898.742 | 3 | 67405.706 | 39640.9322 | 28 | 0 | 0 | 0 | 0 | 0 | 0 | 48879.8777 | 1414.6985 | 322291.3285 | 1542.0135 | 56588.86 | 184.5213 | 3007.6137 | 0 | 38772.8697 | 378.7885 | 0 | 103630.2679 | 96.32% | 3.684% | 1268.0113 | 0 | 279.5127 | 22.0687 | 651.9393 | 385.3931 | 665.2694 | 136.7777 | 2299.3686 | 29898.0499 | 155944.5482 | 188141.9667 | 752373.7623 | 944619.3866 | 7.747% | 1023939.3105
OFFICE BUILDINGS #2543 | TERTIARY | OFFICE BUILDINGS | 18172.4756 | 2018 | 17550.686 | 0 | 0 | 0 | 0 | 9284.8406 | 16117.4669 | 23156.6277 | 3 | 55004.0216 | 57337.3724 | 44 | 0 | 0 | 0 | 0 | 0 | 0 | 73900.811 | 1212.7375 | 347067.899 | 3108.0258 | 58948.9573 | 205.4103 | 2949.5788 | 0 | 53726.8958 | 487.6868 | 0 | 119585.5456 | 96.25% | 3.752% | 1275.8449 | 0 | 386.4198 | 30.1616 | 799.4399 | 532.3019 | 559.3801 | 139.2764 | 1916.1506 | 40216.4726 | 170332.5834 | 212465.2066 | 838345.4533 | 1055915.1541 | 3.583% | 1095156.9439
OFFICE BUILDINGS #2544 | TERTIARY | OFFICE BUILDINGS | 11136.2295 | 2014 | 12417.2295 | 0 | 0 | 0 | 0 | 4541.3793 | 14613.2357 | 9381.9724 | 2 | 39517.6403 | 38758.8803 | 26 | 0 | 0 | 0 | 0 | 0 | 0 | 26870.1991 | 895.9022 | 248263.2219 | 1640.7228 | 37781.6039 | 102.4538 | 2175.9391 | 0 | 26650.1275 | 387.5671 | 0 | 54557.7019 | 88.65% | 11.35% | 924.7897 | 0 | 173.7206 | 14.5522 | 502.5875 | 332.8164 | 343.7439 | 94.6784 | 1408.9453 | 23715.1945 | 114615.0596 | 139739.1994 | 517808.5838 | 660362.3365 | 2.372% | 676404.6753
OFFICE BUILDINGS #2545 | TERTIARY | OFFICE BUILDINGS | 8509.1929 | 2021 | 10210.617 | 0 | 0 | 0 | 0 | 4368.6455 | 8314.2796 | 8137.8793 | 2 | 31190.8848 | 25414.7522 | 21 | 0 | 0 | 0 | 0 | 0 | 0 | 25568.3749 | 716.8287 | 210111.8341 | 1433.388 | 23778.9382 | 118.7218 | 1666.3381 | 0 | 22444.7698 | 256.7154 | 0 | 52021.8139 | 95.58% | 4.421% | 598.4699 | 0 | 117.8044 | 9.7858 | 250.6205 | 336.3318 | 348.5291 | 84.0455 | 1099.9302 | 16527.8724 | 67520.5543 | 85148.3569 | 429527.2047 | 518111.1295 | 5.601% | 548853.8574
OFFICE BUILDINGS #2546 | TERTIARY | OFFICE BUILDINGS | 4753.0151 | 2023 | 6591.3035 | 0 | 0 | 0 | 0 | 2313.2679 | 5871.2956 | 7014.9483 | 1 | 14416.5657 | 16344.3541 | 9 | 0 | 0 | 0 | 0 | 0 | 0 | 18859.7265 | 415.4696 | 125931.8961 | 506.75 | 14615.013 | 46.0536 | 747.1379 | 0 | 16079.8194 | 107.2688 | 0 | 27191.2049 | 90.26% | 9.742% | 340.4408 | 0 | 104.3033 | 6.5069 | 204.4651 | 187.9323 | 194.2462 | 42.5503 | 593.395 | 8977.7918 | 55096.4458 | 64667.6326 | 255390.9652 | 321846.8091 | 1.23% | 325854.8085
OFFICE BUILDINGS #2547 | TERTIARY | OFFICE BUILDINGS | 12816.4233 | 2015 | 13136.0645 | 0 | 0 | 0 | 0 | 3994.007 | 14041.1852 | 11518.0082 | 2 | 44028.9776 | 35458.7822 | 34 | 0 | 0 | 0 | 0 | 0 | 0 | 40344.0843 | 1161.9764 | 280158.8332 | 1597.0254 | 44564.3866 | 124.6513 | 2269.7462 | 0 | 40194.1201 | 336.2934 | 0 | 68588.1592 | 91.06% | 8.944% | 846.9232 | 0 | 190.7582 | 21.4328 | 425.1891 | 357.1122 | 467.7935 | 130.3321 | 1657.1632 | 22565.8145 | 132825.8567 | 157048.8344 | 607318.4662 | 769493.0444 | 6.115% | 819609.0435
OFFICE BUILDINGS #2548 | TERTIARY | OFFICE BUILDINGS | 13259.0225 | 2012 | 14378.2845 | 0 | 0 | 0 | 0 | 4498.2174 | 11883.6692 | 12863.0944 | 2 | 33524.6926 | 41363.714 | 24 | 0 | 0 | 0 | 0 | 0 | 0 | 41029.6463 | 961.5598 | 348126.963 | 2004.257 | 33005.7443 | 168.1912 | 1808.0154 | 0 | 25499.6928 | 306.415 | 0 | 78304.2324 | 91.04% | 8.955% | 1413.0544 | 0 | 192.8792 | 19.7039 | 409.2143 | 322.9678 | 521.0553 | 101.4558 | 1174.0798 | 24653.4148 | 148798.9696 | 174626.4642 | 651588.4819 | 830696.7682 | 1.211% | 840879.31
OFFICE BUILDINGS #2549 | TERTIARY | OFFICE BUILDINGS | 4248.7881 | 2010 | 3815.3971 | 0 | 0 | 0 | 0 | 1619.6207 | 3438.2396 | 3231.853 | 1 | 10263.6355 | 11612.0269 | 10 | 0 | 0 | 0 | 0 | 0 | 0 | 9508.0513 | 399.9167 | 66540.8177 | 706.5295 | 8199.1407 | 59.1918 | 840.2874 | 0 | 11828.4527 | 102.5339 | 0 | 19954.4336 | 94.1% | 5.897% | 307.7859 | 0 | 85.8162 | 5.5227 | 132.8584 | 131.3682 | 177.0042 | 31.612 | 552.318 | 9100.4101 | 53207.8192 | 62860.5472 | 153442.6452 | 217618.5279 | 1.984% | 222023.3933
OFFICE BUILDINGS #2550 | TERTIARY | OFFICE BUILDINGS | 18937.3331 | 2015 | 18965.2598 | 0 | 0 | 0 | 0 | 7078.3353 | 23680.7566 | 19486.4003 | 3 | 75972.967 | 57229.0819 | 42 | 0 | 0 | 0 | 0 | 0 | 0 | 55534.9402 | 1246.8584 | 469787.6608 | 3153.1193 | 47711.0543 | 243.0746 | 2897.8058 | 0 | 55765.8376 | 440.106 | 0 | 117101.8713 | 96.51% | 3.485% | 1974.0594 | 0 | 404.8955 | 28.1682 | 581.6771 | 690.8191 | 776.5353 | 153.1865 | 1971.7414 | 32574.5808 | 174890.2358 | 209436.558 | 958890.3895 | 1175410.8848 | 4.12% | 1225917.4261
OFFICE BUILDINGS #2551 | TERTIARY | OFFICE BUILDINGS | 15061.4405 | 2013 | 14796.071 | 0 | 0 | 0 | 0 | 4995.3822 | 12541.844 | 18021.9565 | 2 | 54648.389 | 47446.5665 | 37 | 0 | 0 | 0 | 0 | 0 | 0 | 52774.2125 | 1254.2189 | 411448.5904 | 2306.9532 | 48709.5815 | 183.6862 | 2660.6486 | 0 | 45201.0135 | 447.6917 | 0 | 64901.3557 | 92.07% | 7.935% | 1259.6833 | 0 | 307.803 | 22.6656 | 483.3893 | 389.8891 | 659.6578 | 109.2579 | 2012.2518 | 27360.8641 | 162064.9228 | 191438.0387 | 780912.6483 | 976687.463 | 6.2% | 1041239.1693
OFFICE BUILDINGS #2552 | TERTIARY | OFFICE BUILDINGS | 21973.4322 | 2018 | 24390.7898 | 0 | 0 | 0 | 0 | 11017.3545 | 28172.8407 | 21748.4328 | 3 | 89989.4844 | 70322.0851 | 47 | 0 | 0 | 0 | 0 | 0 | 0 | 67380.65 | 1358.4197 | 531403.9149 | 2689.7486 | 78152.8215 | 288.4129 | 3791.3138 | 0 | 62744.4209 | 556.3755 | 0 | 103111.5985 | 96.67% | 3.329% | 2132.4404 | 0 | 331.6542 | 27.5718 | 960.8582 | 586.0781 | 838.4477 | 198.7998 | 3172.8893 | 43422.6935 | 179709.356 | 226304.9389 | 1102547.8861 | 1335938.9726 | 5.104% | 1407797.4124
OFFICE BUILDINGS #2553 | TERTIARY | OFFICE BUILDINGS | 19163.1044 | 2015 | 17432.7672 | 0 | 0 | 0 | 0 | 6808.4885 | 23745.2516 | 19427.9628 | 3 | 65421.6788 | 44466.9715 | 45 | 0 | 0 | 0 | 0 | 0 | 0 | 47814.709 | 1338.7923 | 466822.2991 | 2772.1232 | 43504.0049 | 216.9297 | 2990.5447 | 0 | 38246.3454 | 624.7818 | 0 | 120744.9042 | 96.95% | 3.047% | 1822.8816 | 0 | 331.2994 | 31.9374 | 695.7915 | 461.1013 | 590.7226 | 191.4158 | 2795.6749 | 32015.1564 | 151210.3201 | 186021.1514 | 913719.0826 | 1104597.6043 | 3.136% | 1140357.3849
OFFICE BUILDINGS #2554 | TERTIARY | OFFICE BUILDINGS | 3899.573 | 2010 | 4545.0649 | 0 | 0 | 0 | 0 | 1574.1895 | 4042.663 | 3222.5793 | 1 | 9432.6108 | 12531.7782 | 9 | 0 | 0 | 0 | 0 | 0 | 0 | 9006.8713 | 357.6772 | 60827.6764 | 478.9295 | 12229.0965 | 50.0672 | 579.957 | 0 | 9290.0198 | 95.679 | 0 | 22447.4419 | 96.43% | 3.569% | 289.7963 | 0 | 74.8399 | 5.8384 | 116.944 | 127.9451 | 128.7661 | 25.5012 | 401.1406 | 7629.5818 | 46165.7627 | 54196.4851 | 149756.9075 | 205152.6625 | 7.921% | 222801.3311
OFFICE BUILDINGS #2555 | TERTIARY | OFFICE BUILDINGS | 18874.687 | 2009 | 22607.9974 | 0 | 0 | 0 | 0 | 8109.0394 | 15774.8643 | 12935.592 | 3 | 52156.6651 | 38050.8302 | 36 | 0 | 0 | 0 | 0 | 0 | 0 | 39430.0354 | 1410.1521 | 456710.1336 | 3023.8089 | 57896.2542 | 227.8659 | 2874.8149 | 0 | 39303.2602 | 485.8664 | 0 | 94757.921 | 89.66% | 10.34% | 1870.6267 | 0 | 327.9803 | 24.0039 | 574.822 | 650.6551 | 759.8163 | 137.3628 | 1704.615 | 32957.085 | 230824.8268 | 265486.5268 | 868518.2076 | 1139757.0615 | 6.029% | 1212881.1794
OFFICE BUILDINGS #2556 | TERTIARY | OFFICE BUILDINGS | 10995.9873 | 2010 | 8715.7725 | 0 | 0 | 0 | 0 | 2921.4954 | 9061.4246 | 11244.7256 | 2 | 39239.7073 | 36250.5928 | 28 | 0 | 0 | 0 | 0 | 0 | 0 | 38776.7056 | 1009.0597 | 176470.6565 | 1540.9279 | 33990.9824 | 99.2062 | 1728.8778 | 0 | 25305.1154 | 283.1627 | 0 | 67862.6265 | 86.49% | 13.51% | 1172.8833 | 0 | 241.5454 | 17.7641 | 425.8971 | 436.5937 | 486.4268 | 71.5099 | 1110.3657 | 22952.3293 | 94552.8256 | 118615.5206 | 451003.5395 | 572739.0595 | 6.521% | 612689.6467
OFFICE BUILDINGS #2557 | TERTIARY | OFFICE BUILDINGS | 4779.432 | 2008 | 5276.7876 | 0 | 0 | 0 | 0 | 1993.0819 | 3991.2281 | 3898.7824 | 1 | 13595.9303 | 9425.8352 | 10 | 0 | 0 | 0 | 0 | 0 | 0 | 11289.9104 | 426.3652 | 78572.8348 | 499.6737 | 12832.4401 | 43.0959 | 792.3532 | 0 | 13002.3108 | 168.3474 | 0 | 28568.1104 | 92.64% | 7.361% | 504.358 | 0 | 95.7159 | 7.1563 | 153.126 | 125.1133 | 194.1428 | 44.1023 | 407.321 | 9074.881 | 59700.0637 | 69182.2657 | 188695.5188 | 258982.9661 | 6.525% | 277060.6644
OFFICE BUILDINGS #2558 | TERTIARY | OFFICE BUILDINGS | 5018.4834 | 2019 | 7148.3 | 0 | 0 | 0 | 0 | 2362.2566 | 7146.9402 | 5613.367 | 1 | 17622.4141 | 17578.8311 | 10 | 0 | 0 | 0 | 0 | 0 | 0 | 20604.6057 | 468.8771 | 122321.5665 | 791.463 | 14717.8469 | 62.0707 | 745.511 | 0 | 11684.4933 | 148.8673 | 0 | 26869.3632 | 89.83% | 10.17% | 411.2979 | 0 | 107.2988 | 9.0683 | 190.7084 | 133.1881 | 187.608 | 50.9109 | 771.5541 | 9866.9644 | 51667.4155 | 62305.934 | 254986.2656 | 319019.9571 | 1.941% | 325333.59
OFFICE BUILDINGS #2559 | TERTIARY | OFFICE BUILDINGS | 13621.5801 | 2016 | 16176.895 | 0 | 0 | 0 | 0 | 6187.4653 | 18433.6473 | 16355.0144 | 2 | 58074.1853 | 45682.3445 | 30 | 0 | 0 | 0 | 0 | 0 | 0 | 45980.2115 | 1093.8928 | 344537.4224 | 1922.3496 | 39487.6663 | 125.8761 | 1929.4073 | 0 | 41275.1632 | 323.4969 | 0 | 75148.2681 | 89.86% | 10.14% | 1113.8522 | 0 | 241.1851 | 17.1317 | 548.9973 | 453.6742 | 436.8896 | 137.2046 | 1629.3509 | 24129.5442 | 130490.6262 | 156249.5213 | 709350.8816 | 870112.8516 | 6.222% | 927840.045
OFFICE BUILDINGS #2560 | TERTIARY | OFFICE BUILDINGS | 4230.4963 | 2021 | 4638.6376 | 0 | 0 | 0 | 0 | 2018.4809 | 4487.2469 | 5157.3688 | 1 | 17559.7042 | 15594.8378 | 11 | 0 | 0 | 0 | 0 | 0 | 0 | 16222.0731 | 358.5385 | 107624.0766 | 631.0726 | 14374.1056 | 51.9908 | 690.0765 | 0 | 11457.4522 | 115.6885 | 0 | 25950.9543 | 89.64% | 10.36% | 434.6753 | 0 | 75.5899 | 7.5673 | 122.5505 | 113.5569 | 153.7429 | 38.7579 | 623.93 | 10879.7661 | 42002.1068 | 53505.8029 | 227875.4337 | 282569.0317 | 5.791% | 299940.0152
OFFICE BUILDINGS #2561 | TERTIARY | OFFICE BUILDINGS | 5272.4741 | 2017 | 5411.1479 | 0 | 0 | 0 | 0 | 1772.1072 | 5014.9864 | 5823.9021 | 1 | 19233.6709 | 18849.5065 | 9 | 0 | 0 | 0 | 0 | 0 | 0 | 16823.5759 | 403.4666 | 114855.7703 | 768.5038 | 13527.9238 | 65.1291 | 915.2379 | 0 | 15400.3623 | 175.6973 | 0 | 27599.1167 | 95.41% | 4.589% | 406.8435 | 0 | 81.0222 | 6.6573 | 170.4663 | 183.534 | 172.9037 | 42.2605 | 607.772 | 12635.597 | 56207.112 | 69450.4809 | 246554.7297 | 317937.2085 | 1.422% | 322522.0895
OFFICE BUILDINGS #2562 | TERTIARY | OFFICE BUILDINGS | 10539.7349 | 2016 | 9784.5447 | 0 | 0 | 0 | 0 | 3922.4904 | 11877.6364 | 8484.4031 | 2 | 43755.8702 | 37868.6758 | 23 | 0 | 0 | 0 | 0 | 0 | 0 | 29751.1379 | 918.6168 | 300576.0021 | 1369.2338 | 26378.868 | 110.347 | 1862.509 | 0 | 29187.8415 | 350.8346 | 0 | 75439.4378 | 95.95% | 4.049% | 803.5745 | 0 | 236.5319 | 12.0063 | 337.2971 | 318.2703 | 352.4009 | 91.9845 | 1453.6562 | 20177.9445 | 122135.8945 | 143767.4952 | 584425.9024 | 732484.0655 | 8.173% | 797680.342
OFFICE BUILDINGS #2563 | TERTIARY | OFFICE BUILDINGS | 22514.8494 | 2012 | 26845.3421 | 0 | 0 | 0 | 0 | 9046.1101 | 27275.0655 | 24264.3317 | 5 | 80832.2753 | 65009.4619 | 49 | 0 | 0 | 0 | 0 | 0 | 0 | 73520.5099 | 2003.1506 | 461834.0109 | 3436.7451 | 54269.5835 | 296.8095 | 3537.1491 | 0 | 43052.5078 | 660.0658 | 0 | 118893.1574 | 87.02% | 12.98% | 2287.7585 | 0 | 474.5196 | 34.362 | 808.712 | 687.8067 | 976.0541 | 151.9157 | 2035.8902 | 39024.1743 | 255641.1075 | 296701.1721 | 992353.2483 | 1297524.1252 | 2.628% | 1332537.227
OFFICE BUILDINGS #2564 | TERTIARY | OFFICE BUILDINGS | 22999.8586 | 2010 | 23966.722 | 0 | 0 | 0 | 0 | 6342.776 | 26780.9293 | 15710.9341 | 4 | 79892.8934 | 72629.9505 | 57 | 0 | 0 | 0 | 0 | 0 | 0 | 54866.5319 | 1867.0954 | 440037.2737 | 2731.8089 | 56003.5177 | 206.3255 | 4014.2807 | 0 | 52284.0456 | 764.5738 | 0 | 145829.6813 | 94.12% | 5.877% | 1724.9037 | 0 | 351.2317 | 28.1373 | 847.9531 | 629.6818 | 1016.0136 | 229.2906 | 2671.1373 | 39896.9499 | 260656.5956 | 303224.6828 | 981102.7379 | 1290138.5225 | 5.254% | 1361678.1603
OFFICE BUILDINGS #2565 | TERTIARY | OFFICE BUILDINGS | 15729.4611 | 2012 | 14157.8045 | 0 | 0 | 0 | 0 | 7187.1742 | 16837.7613 | 13137.8793 | 2 | 61816.6454 | 43240.8637 | 29 | 0 | 0 | 0 | 0 | 0 | 0 | 35457.848 | 1131.8221 | 380437.9508 | 1722.6376 | 36304.8569 | 185.1469 | 1982.6815 | 0 | 31561.6429 | 383.5093 | 0 | 83248.8007 | 90.66% | 9.342% | 1287.5287 | 0 | 297.5972 | 27.8035 | 538.7551 | 523.1106 | 526.3456 | 138.5021 | 1472.5002 | 22628.4874 | 181665.5774 | 205766.565 | 731737.1638 | 943284.7935 | 0.747% | 950384.4746
OFFICE BUILDINGS #2566 | TERTIARY | OFFICE BUILDINGS | 17030.8641 | 2024 | 19512.2727 | 0 | 0 | 0 | 0 | 7168.9975 | 25847.7824 | 24862.1333 | 2 | 75556.9973 | 49207.4875 | 40 | 0 | 0 | 0 | 0 | 0 | 0 | 55056.1009 | 1130.6452 | 570711.232 | 2089.621 | 66901.0354 | 175 | 3066.1901 | 0 | 50098.7477 | 501.6518 | 0 | 116162.8836 | 90.52% | 9.476% | 1817.094 | 0 | 349.089 | 24.2619 | 581.6625 | 539.6929 | 523.9447 | 174.1422 | 2741.036 | 42297.87 | 143088.9507 | 188127.8566 | 1090156.6255 | 1284473.9319 | 2.056% | 1311436.9021
OFFICE BUILDINGS #2567 | TERTIARY | OFFICE BUILDINGS | 10829.8842 | 2015 | 14371.5001 | 0 | 0 | 0 | 0 | 5226.7799 | 13080.1917 | 11088.3674 | 1 | 32755.0696 | 39178.3364 | 23 | 0 | 0 | 0 | 0 | 0 | 0 | 32790.2228 | 683.0941 | 227405.818 | 1204.8706 | 27338.073 | 104.6258 | 1941.7603 | 0 | 33151.385 | 300.9064 | 0 | 59920.1123 | 87.23% | 12.77% | 945.977 | 0 | 186.7028 | 14.9163 | 427.1893 | 431.1372 | 359.0478 | 103.6106 | 1595.512 | 16933.8245 | 97930.6601 | 116459.9965 | 490997.3639 | 610505.4085 | 5.403% | 645372.0226
OFFICE BUILDINGS #2568 | TERTIARY | OFFICE BUILDINGS | 22174.0167 | 2009 | 22119.5153 | 0 | 0 | 0 | 0 | 6590.5793 | 19640.9767 | 15702.6548 | 4 | 66665.363 | 68683.822 | 49 | 0 | 0 | 0 | 0 | 0 | 0 | 65623.2521 | 1894.8093 | 488226.1678 | 3763.0473 | 56235.6804 | 191.2678 | 3794.771 | 0 | 62456.6844 | 621.0419 | 0 | 135693.6287 | 90.98% | 9.021% | 1798.016 | 0 | 437.5451 | 28.9981 | 640.8541 | 667.1042 | 778.6415 | 194.6883 | 2143.3051 | 31340.875 | 203836.1977 | 237320.3777 | 1010859.1329 | 1254166.4666 | 7.667% | 1358315.2099
OFFICE BUILDINGS #2569 | TERTIARY | OFFICE BUILDINGS | 20491.7397 | 2022 | 32981.6644 | 0 | 0 | 0 | 0 | 8079.8744 | 27172.2385 | 29380.5863 | 3 | 78532.493 | 67313.6818 | 44 | 0 | 0 | 0 | 0 | 0 | 0 | 88854.7845 | 1232.818 | 645907.9998 | 2261.9621 | 56354.5466 | 178.8562 | 3059.9927 | 0 | 59114.0915 | 484.7904 | 0 | 130681.1752 | 97.01% | 2.988% | 1509.1648 | 0 | 423.8679 | 29.6774 | 584.3873 | 751.0794 | 794.6018 | 204.094 | 2314.7994 | 40438.035 | 175764.8972 | 218517.7316 | 1238747.0986 | 1466592.2693 | 3.651% | 1522159.7963
OFFICE BUILDINGS #2570 | TERTIARY | OFFICE BUILDINGS | 10788.2361 | 2023 | 11535.1365 | 0 | 0 | 0 | 0 | 5037.031 | 10976.0182 | 15674.0234 | 2 | 43422.4927 | 45781.5241 | 19 | 0 | 0 | 0 | 0 | 0 | 0 | 43145.4773 | 885.5993 | 298384.6931 | 1378.6263 | 31816.3044 | 123.4732 | 1856.0337 | 0 | 28814.357 | 232.1132 | 0 | 78049.3487 | 95.78% | 4.218% | 853.7481 | 0 | 187.893 | 13.2286 | 385.4865 | 398.4777 | 439.97 | 73.6174 | 1589.4907 | 30415.4382 | 84912.1522 | 116917.0811 | 616880.3434 | 738116.7256 | 4.105% | 769714.156
OFFICE BUILDINGS #2571 | TERTIARY | OFFICE BUILDINGS | 15728.867 | 2008 | 16869.531 | 0 | 0 | 0 | 0 | 6187.9845 | 15063.7447 | 13518.8174 | 2 | 50722.1427 | 44834.759 | 34 | 0 | 0 | 0 | 0 | 0 | 0 | 51297.7771 | 1135.3511 | 380729.0995 | 2148.3042 | 40597.5355 | 189.3046 | 2999.2461 | 0 | 43857.1499 | 337.8996 | 0 | 61214.4902 | 93.9% | 6.102% | 1224.141 | 0 | 318.8147 | 26.9511 | 569.4015 | 580.5254 | 554.5198 | 154.5537 | 1703.8248 | 20398.6895 | 168704.9172 | 190807.4315 | 726649.7054 | 920862.5061 | 5.251% | 971893.748
OFFICE BUILDINGS #2572 | TERTIARY | OFFICE BUILDINGS | 20827.4576 | 2018 | 31352.0358 | 0 | 0 | 0 | 0 | 9095.8419 | 25342.274 | 20574.4325 | 4 | 86614.126 | 70735.3208 | 37 | 0 | 0 | 0 | 0 | 0 | 0 | 74900.5036 | 1755.2952 | 597795.084 | 3445.5538 | 64189.4234 | 277.7164 | 3651.936 | 0 | 69692.2373 | 536.7893 | 0 | 158222.7313 | 97.28% | 2.718% | 1662.6302 | 0 | 364.3049 | 23.7754 | 874.0247 | 633.3349 | 837.2478 | 185.9495 | 2212.5036 | 46148.3768 | 243374.6057 | 291735.4861 | 1232176.3112 | 1531847.9084 | 0.6221% | 1541436.4623
OFFICE BUILDINGS #2573 | TERTIARY | OFFICE BUILDINGS | 18714.1047 | 2022 | 29677.6541 | 0 | 0 | 0 | 0 | 10571.913 | 20214.3545 | 17868.3446 | 4 | 65119.143 | 66681.836 | 31 | 0 | 0 | 0 | 0 | 0 | 0 | 65230.2985 | 1672.9926 | 515144.9851 | 3200.6621 | 58961.4136 | 169.3221 | 3235.3398 | 0 | 58377.2906 | 454.8321 | 0 | 140569.6604 | 91.49% | 8.512% | 1665.6015 | 0 | 300.6482 | 31.4791 | 602.7672 | 683.7673 | 828.9141 | 136.801 | 1950.5825 | 36214.8446 | 223513.6811 | 261679.1083 | 1059784.1942 | 1328749.4427 | 4.661% | 1393711.6266
OFFICE BUILDINGS #2574 | TERTIARY | OFFICE BUILDINGS | 19757.6656 | 2015 | 20536.4961 | 0 | 0 | 0 | 0 | 5925.0576 | 20802.3944 | 15436.3803 | 3 | 58476.424 | 72272.9022 | 38 | 0 | 0 | 0 | 0 | 0 | 0 | 71515.3436 | 1404.8207 | 557492.2795 | 2837.7708 | 68987.1067 | 193.9742 | 3427.924 | 0 | 42004.3209 | 657.5563 | 0 | 105342.9303 | 94.83% | 5.169% | 1403.4079 | 0 | 282.2017 | 28.0275 | 835.1383 | 684.3634 | 887.7623 | 151.5756 | 2494.2516 | 34426.3357 | 167602.8406 | 204523.4279 | 1045582.5748 | 1257895.9907 | 1.007% | 1270686.1052
OFFICE BUILDINGS #2575 | TERTIARY | OFFICE BUILDINGS | 4379.9224 | 2021 | 4208.4286 | 0 | 0 | 0 | 0 | 1861.6992 | 6249.1475 | 5736.6036 | 1 | 20152.0496 | 14939.9298 | 10 | 0 | 0 | 0 | 0 | 0 | 0 | 16873.1133 | 253.2598 | 87896.7772 | 607.2092 | 13107.2837 | 47.4716 | 668.1328 | 0 | 15735.4396 | 116.0442 | 0 | 30536.3616 | 96.36% | 3.636% | 427.3371 | 0 | 68.7456 | 6.6461 | 129.4262 | 149.2158 | 184.4351 | 29.9614 | 513.3304 | 7842.4059 | 39900.2269 | 48255.9633 | 216909.8383 | 266770.5633 | 7.563% | 288598.4875
OFFICE BUILDINGS #2576 | TERTIARY | OFFICE BUILDINGS | 13483.3203 | 2019 | 15156.7567 | 0 | 0 | 0 | 0 | 5062.2734 | 17229.6102 | 12953.9851 | 2 | 59408.8463 | 51667.4164 | 29 | 0 | 0 | 0 | 0 | 0 | 0 | 45567.5801 | 1044.3378 | 330176.1873 | 1893.0874 | 32616.6631 | 187.4872 | 2225.8754 | 0 | 43834.8342 | 465.2641 | 0 | 66847.5491 | 97.04% | 2.962% | 949.4584 | 0 | 185.5368 | 15.4116 | 400.8329 | 422.6471 | 421.8704 | 87.2766 | 1310.8103 | 30273.7396 | 150942.1887 | 182526.7387 | 684888.7444 | 872205.6275 | 5.647% | 924410.7076
OFFICE BUILDINGS #2577 | TERTIARY | OFFICE BUILDINGS | 14708.4384 | 2021 | 15717.2448 | 0 | 0 | 0 | 0 | 5005.8389 | 14554.4041 | 20692.0888 | 3 | 49492.481 | 57980.7642 | 36 | 0 | 0 | 0 | 0 | 0 | 0 | 50791.3535 | 1138.7446 | 462240.1642 | 2191.5114 | 48180.2603 | 203.218 | 2413.8256 | 0 | 40563.703 | 341.3997 | 0 | 102216.3785 | 95.73% | 4.271% | 1365.1906 | 0 | 219.5609 | 25.0084 | 488.9502 | 382.57 | 507.8215 | 106.066 | 1497.897 | 35969.0904 | 184447.8742 | 221914.8617 | 872500.4174 | 1099139.2415 | 4.219% | 1147556.6057
OFFICE BUILDINGS #2578 | TERTIARY | OFFICE BUILDINGS | 7003.7042 | 2019 | 9493.6516 | 0 | 0 | 0 | 0 | 3094.8833 | 9537.1418 | 9304.2127 | 1 | 19982.853 | 26931.3933 | 16 | 0 | 0 | 0 | 0 | 0 | 0 | 22181.0814 | 554.298 | 158997.7985 | 1013.1022 | 26413.7321 | 91.2655 | 1140.846 | 0 | 16560.6744 | 200.8195 | 0 | 53027.6787 | 96.01% | 3.988% | 514.1442 | 0 | 124.7515 | 12.44 | 214.9227 | 183.3619 | 196.4617 | 54.455 | 1039.6271 | 16069.5807 | 87414.0829 | 104523.2908 | 355245.9564 | 461700.0268 | 6.49% | 493743.4387
OFFICE BUILDINGS #2579 | TERTIARY | OFFICE BUILDINGS | 5369.4372 | 2017 | 5770.8598 | 0 | 0 | 0 | 0 | 1678.3132 | 5979.2134 | 6658.2813 | 1 | 16611.832 | 14977.2588 | 11 | 0 | 0 | 0 | 0 | 0 | 0 | 19890.1563 | 412.0477 | 121178.3139 | 802.864 | 19329.3914 | 57.0093 | 835.0021 | 0 | 12664.6527 | 159.3156 | 0 | 30225.1873 | 93.85% | 6.154% | 576.8639 | 0 | 80.3534 | 8.3869 | 213.8697 | 142.3799 | 187.397 | 52.8473 | 809.5626 | 11709.9117 | 54142.852 | 66662.3262 | 259985.1693 | 328405.0244 | 5.661% | 348109.8317
OFFICE BUILDINGS #2580 | TERTIARY | OFFICE BUILDINGS | 4723.3229 | 2013 | 5959.1806 | 0 | 0 | 0 | 0 | 2159.5593 | 4566.8098 | 4860.6854 | 1 | 14789.0811 | 15793.1558 | 8 | 0 | 0 | 0 | 0 | 0 | 0 | 15350.7568 | 448.2967 | 103084.0261 | 735.1622 | 15570.5321 | 47.0031 | 739.6511 | 0 | 11393.5595 | 110.0978 | 0 | 24379.9125 | 91.76% | 8.243% | 447.6518 | 0 | 69.1315 | 6.1641 | 133.448 | 122.1488 | 212.9975 | 44.5213 | 611.2042 | 10693.0869 | 56192.2218 | 67496.5129 | 220138.3003 | 288732.6284 | 3.558% | 299383.7013
OFFICE BUILDINGS #2581 | TERTIARY | OFFICE BUILDINGS | 6810.902 | 2020 | 7846.3759 | 0 | 0 | 0 | 0 | 3418.7699 | 8047.5252 | 7382.8087 | 1 | 23249.9901 | 23608.9784 | 13 | 0 | 0 | 0 | 0 | 0 | 0 | 24977.4649 | 454.1029 | 202037.875 | 1065.4798 | 20433.9976 | 59.9149 | 1160.6808 | 0 | 24352.9578 | 236.9195 | 0 | 36823.2252 | 92.31% | 7.688% | 655.4951 | 0 | 117.252 | 12.2514 | 228.8111 | 234.7564 | 250.137 | 54.0016 | 998.1774 | 16677.9591 | 81318.2151 | 98994.3517 | 390340.6732 | 492223.7289 | 4.217% | 513894.5599
OFFICE BUILDINGS #2582 | TERTIARY | OFFICE BUILDINGS | 21928.5349 | 2023 | 34397.7162 | 0 | 0 | 0 | 0 | 11251.3173 | 30931.3362 | 31872.8933 | 3 | 81529.2245 | 64432.392 | 39 | 0 | 0 | 0 | 0 | 0 | 0 | 95232.4566 | 1770.0631 | 496121.3926 | 2290.0097 | 85254.8138 | 204.9929 | 3873.9237 | 0 | 74005.5029 | 513.6316 | 0 | 116852.9853 | 94.59% | 5.412% | 2032.8488 | 0 | 329.5548 | 36.1593 | 624.2533 | 727.6923 | 797.948 | 201.5384 | 3157.9178 | 49144.7018 | 192200.3744 | 244502.9939 | 1141392.4787 | 1395056.5635 | 2.362% | 1428808.3332
OFFICE BUILDINGS #2583 | TERTIARY | OFFICE BUILDINGS | 9881.3809 | 2013 | 10645.4608 | 0 | 0 | 0 | 0 | 3481.835 | 11704.4263 | 11697.846 | 2 | 38774.4276 | 26655.3103 | 24 | 0 | 0 | 0 | 0 | 0 | 0 | 32006.4514 | 720.1505 | 246005.4763 | 1448.2939 | 26113.8465 | 107.5152 | 1469.211 | 0 | 29729.3396 | 327.9906 | 0 | 52516.6258 | 94% | 6.004% | 705.6997 | 0 | 181.4696 | 12.2122 | 297.2357 | 316.9309 | 323.3584 | 90.4805 | 875.9435 | 14958.8031 | 119541.073 | 135375.8197 | 493645.0249 | 632346.3276 | 6.31% | 674936.2037
OFFICE BUILDINGS #2584 | TERTIARY | OFFICE BUILDINGS | 17328.8628 | 2012 | 20277.0927 | 0 | 0 | 0 | 0 | 7646.0583 | 15367.2947 | 18693.0888 | 3 | 59857.385 | 54612.6835 | 39 | 0 | 0 | 0 | 0 | 0 | 0 | 60815.8748 | 1220.4658 | 334029.5352 | 1853.6661 | 40865.1125 | 231.4493 | 2893.6751 | 0 | 33407.279 | 602.4449 | 0 | 108530.5796 | 94.52% | 5.484% | 1508.4655 | 0 | 260.8735 | 24.3403 | 770.6445 | 549.5004 | 625.3129 | 118.461 | 1634.3815 | 35928.5921 | 149818.2491 | 187381.2227 | 759907.0523 | 952650.0919 | 7.617% | 1031194.5355
OFFICE BUILDINGS #2585 | TERTIARY | OFFICE BUILDINGS | 18697.3451 | 2017 | 22677.2186 | 0 | 0 | 0 | 0 | 6727.0443 | 17452.2785 | 21342.007 | 3 | 49953.9336 | 43424.1835 | 39 | 0 | 0 | 0 | 0 | 0 | 0 | 52677.733 | 1646.3393 | 393368.7258 | 2333.585 | 66792.7863 | 254.3047 | 3234.873 | 0 | 58118.0803 | 415.176 | 0 | 93381.5616 | 97.03% | 2.967% | 1282.8799 | 0 | 344.4321 | 29.2697 | 575.6221 | 469.0755 | 581.585 | 163.7455 | 1777.9582 | 29772.1015 | 191343.4649 | 222893.5245 | 839924.4024 | 1070046.5075 | 0.6886% | 1077465.7342
OFFICE BUILDINGS #2586 | TERTIARY | OFFICE BUILDINGS | 20221.0263 | 2015 | 23349.1782 | 0 | 0 | 0 | 0 | 8089.2671 | 25673.3695 | 15668.2067 | 4 | 66493.5509 | 70584.5722 | 42 | 0 | 0 | 0 | 0 | 0 | 0 | 54983.1828 | 1489.2184 | 492556.5897 | 2787.0309 | 58002.4361 | 256.2244 | 3105.8955 | 0 | 55391.0518 | 678.1428 | 0 | 138213.9045 | 95.04% | 4.957% | 1504.1488 | 0 | 434.5498 | 29.2865 | 566.8427 | 553.5236 | 707.041 | 142.1034 | 2049.6647 | 31968.4638 | 216171.9436 | 250190.0722 | 1013151.4156 | 1271476.939 | 0.6374% | 1279633.0164
OFFICE BUILDINGS #2587 | TERTIARY | OFFICE BUILDINGS | 5146.7004 | 2010 | 5794.6136 | 0 | 0 | 0 | 0 | 2229.1502 | 4857.9535 | 5492.0451 | 1 | 14034.675 | 11557.9099 | 9 | 0 | 0 | 0 | 0 | 0 | 0 | 17288.3279 | 415.1919 | 128740.9919 | 593.7801 | 11195.6427 | 72.0074 | 810.9197 | 0 | 14386.1038 | 118.9471 | 0 | 22801.0537 | 96.92% | 3.076% | 519.2487 | 0 | 79.8709 | 8.5222 | 205.5081 | 185.8847 | 144.1288 | 33.7867 | 673.4629 | 8814.6606 | 42908.2471 | 52396.3705 | 243969.2946 | 297900.7384 | 5% | 313580.3116
OFFICE BUILDINGS #2588 | TERTIARY | OFFICE BUILDINGS | 10982.3855 | 2013 | 11275.3492 | 0 | 0 | 0 | 0 | 3355.6174 | 9791.4223 | 11717.0191 | 2 | 42847.4742 | 28552.7085 | 21 | 0 | 0 | 0 | 0 | 0 | 0 | 33610.9329 | 746.101 | 295595.206 | 1544.3111 | 27077.5809 | 133.7617 | 1909.8686 | 0 | 22172.4334 | 330.8804 | 0 | 46710.894 | 94.77% | 5.227% | 732.9207 | 0 | 186.4284 | 13.6834 | 376.7069 | 409.5724 | 487.6471 | 94.8214 | 1246.236 | 19234.627 | 95939.7474 | 116420.6104 | 541476.4197 | 660671.0852 | 3.252% | 682876.0013
OFFICE BUILDINGS #2589 | TERTIARY | OFFICE BUILDINGS | 18147.8415 | 2013 | 16827.2874 | 0 | 0 | 0 | 0 | 8569.9195 | 16109.4901 | 21116.4942 | 3 | 68499.9704 | 63604.6919 | 42 | 0 | 0 | 0 | 0 | 0 | 0 | 44878.9075 | 1053.2285 | 322462.5586 | 3038.6199 | 45116.5428 | 178.9179 | 3574.3514 | 0 | 51655.7927 | 589.4722 | 0 | 123114.1377 | 88.64% | 11.36% | 1329.2389 | 0 | 338.0437 | 32.3542 | 645.5271 | 609.376 | 568.3004 | 144.4761 | 1901.1987 | 33811.3254 | 186979.929 | 222692.4532 | 776813.3235 | 1006380.8586 | 4.358% | 1052235.6167
OFFICE BUILDINGS #2590 | TERTIARY | OFFICE BUILDINGS | 5113.3162 | 2021 | 7237.7936 | 0 | 0 | 0 | 0 | 2662.1294 | 6480.0019 | 5148.5254 | 1 | 22373.867 | 15676.6705 | 13 | 0 | 0 | 0 | 0 | 0 | 0 | 15399.6789 | 421.1165 | 133076.5886 | 657.8126 | 16433.5576 | 56.9735 | 877.7134 | 0 | 18126.4554 | 127.6585 | 0 | 29924.4947 | 93.49% | 6.508% | 533.1755 | 0 | 84.3689 | 8.8729 | 207.4051 | 195.5006 | 157.6542 | 42.4237 | 805.4294 | 11834.9405 | 66289.5262 | 78929.896 | 279680.4087 | 360617.6619 | 4.725% | 378500.1607
OFFICE BUILDINGS #2591 | TERTIARY | OFFICE BUILDINGS | 16194.1348 | 2013 | 19143.7681 | 0 | 0 | 0 | 0 | 7170.4541 | 15624.363 | 16278.4384 | 3 | 65047.7631 | 41106.1014 | 42 | 0 | 0 | 0 | 0 | 0 | 0 | 44759.8664 | 982.6598 | 324101.4485 | 2651.1748 | 41602.8586 | 183.4421 | 2290.9511 | 0 | 42857.588 | 367.3062 | 0 | 105170.5787 | 91.04% | 8.955% | 1187.6326 | 0 | 335.0088 | 18.0156 | 707.2556 | 495.4022 | 518.2337 | 111.9287 | 1647.3449 | 23883.8209 | 149750.1229 | 175281.2887 | 730635.7324 | 910750.7215 | 5.208% | 960788.6675
OFFICE BUILDINGS #2592 | TERTIARY | OFFICE BUILDINGS | 7357.6371 | 2011 | 9122.8072 | 0 | 0 | 0 | 0 | 3328.8137 | 7171.3571 | 5793.0253 | 2 | 19690.5813 | 22410.0037 | 19 | 0 | 0 | 0 | 0 | 0 | 0 | 25692.4879 | 480.2005 | 139757.7615 | 1223.6849 | 14727.7341 | 76.4623 | 1308.9456 | 0 | 20220.4465 | 236.1036 | 0 | 32176.567 | 87.45% | 12.55% | 700.2962 | 0 | 127.1003 | 12.4358 | 230.6916 | 290.5182 | 252.8447 | 67.5971 | 908.0966 | 15603.7586 | 82728.3065 | 99240.1617 | 304574.4588 | 405485.1221 | 1.822% | 413010.1639
OFFICE BUILDINGS #2593 | TERTIARY | OFFICE BUILDINGS | 5060.3256 | 2023 | 6427.8059 | 0 | 0 | 0 | 0 | 2356.9517 | 5850.4387 | 4816.3118 | 1 | 22653.7613 | 15998.8454 | 13 | 0 | 0 | 0 | 0 | 0 | 0 | 19818.2819 | 437.205 | 105290.3632 | 661.8745 | 18351.0747 | 52.9132 | 1000.6642 | 0 | 17081.0918 | 143.9084 | 0 | 38284.0267 | 96.61% | 3.392% | 466.72 | 0 | 98.9777 | 7.6592 | 150.9636 | 150.858 | 170.1189 | 44.0668 | 851.1881 | 8784.9375 | 59197.4673 | 68833.593 | 260077.7843 | 330854.5836 | 3.414% | 342547.5765
OFFICE BUILDINGS #2594 | TERTIARY | OFFICE BUILDINGS | 21489.851 | 2011 | 20869.6334 | 0 | 0 | 0 | 0 | 9377.1765 | 24659.9702 | 15252.802 | 4 | 63888.0228 | 54198.199 | 48 | 0 | 0 | 0 | 0 | 0 | 0 | 75421.5825 | 1437.1757 | 484485.1143 | 2331.048 | 52898.36 | 216.9628 | 3402.7078 | 0 | 42054.0337 | 564.9577 | 0 | 123493.5345 | 89.55% | 10.45% | 2102.7167 | 0 | 452.0599 | 28.1513 | 682.8152 | 857.3154 | 708.7264 | 157.8263 | 2185.0048 | 30503.6625 | 275795.8867 | 308484.554 | 983419.3342 | 1298657.6354 | 8.063% | 1412555.2889
OFFICE BUILDINGS #2595 | TERTIARY | OFFICE BUILDINGS | 22502.9704 | 2009 | 25810.1965 | 0 | 0 | 0 | 0 | 5853.369 | 25028.2203 | 20556.1124 | 3 | 79423.0813 | 50315.7036 | 57 | 0 | 0 | 0 | 0 | 0 | 0 | 74932.6382 | 2073.7314 | 499221.5364 | 2993.6506 | 43532.7824 | 211.2528 | 4122.3687 | 0 | 53243.9414 | 741.7483 | 0 | 141286.9888 | 92.4% | 7.597% | 1960.7868 | 0 | 373.5428 | 37.6361 | 696.4655 | 893.4268 | 843.5601 | 175.4445 | 1867.206 | 34327.2262 | 206915.7716 | 243110.2038 | 1041622.3424 | 1292226.6381 | 1.308% | 1309358.9555
OFFICE BUILDINGS #2596 | TERTIARY | OFFICE BUILDINGS | 10396.9097 | 2012 | 11405.0433 | 0 | 0 | 0 | 0 | 3600.9813 | 9311.5968 | 9549.3484 | 2 | 28823.6488 | 29458.7207 | 25 | 0 | 0 | 0 | 0 | 0 | 0 | 33380.5402 | 697.9297 | 207246.1714 | 1584.9958 | 29193.8039 | 90.8554 | 1412.5924 | 0 | 21125.1048 | 326.0255 | 0 | 50555.9104 | 90.23% | 9.774% | 725.4671 | 0 | 224.0288 | 14.3238 | 289.2601 | 379.0357 | 313.7832 | 94.9791 | 1319.1237 | 16493.0554 | 82429.7102 | 100241.8894 | 435679.7457 | 538399.7459 | 5.891% | 572100.6415
OFFICE BUILDINGS #2597 | TERTIARY | OFFICE BUILDINGS | 13579.0007 | 2015 | 18718.8103 | 0 | 0 | 0 | 0 | 6256.5809 | 17049.1876 | 12333.8032 | 2 | 36396.3689 | 35928.9791 | 27 | 0 | 0 | 0 | 0 | 0 | 0 | 44426.9599 | 882.3873 | 272864.8698 | 1966.6233 | 31009.5438 | 171.9747 | 2141.1099 | 0 | 29005.0312 | 470.2068 | 0 | 76375.0229 | 88.8% | 11.2% | 1360.0332 | 0 | 278.7926 | 21.9883 | 614.6252 | 377.0469 | 406.1797 | 109.9594 | 1707.118 | 33210.8733 | 110789.9547 | 145707.946 | 600593.5257 | 751274.939 | 3.89% | 781683.6546
OFFICE BUILDINGS #2598 | TERTIARY | OFFICE BUILDINGS | 15432.3109 | 2016 | 19549.205 | 0 | 0 | 0 | 0 | 6723.0495 | 18543.5787 | 19339.5057 | 2 | 54133.6152 | 44313.1483 | 37 | 0 | 0 | 0 | 0 | 0 | 0 | 39976.0276 | 1114.1521 | 312047.4149 | 2221.8654 | 41385.1665 | 150.9946 | 2579.2742 | 0 | 36421.2653 | 454.3259 | 0 | 108031.9693 | 95.66% | 4.338% | 1668.6445 | 0 | 239.7671 | 26.8598 | 581.6795 | 534.749 | 497.9464 | 153.514 | 2314.861 | 34760.3291 | 124910.729 | 161985.919 | 712296.1457 | 878772.8643 | 6.606% | 940934.911
OFFICE BUILDINGS #2599 | TERTIARY | OFFICE BUILDINGS | 12119.9396 | 2020 | 13785.6416 | 0 | 0 | 0 | 0 | 4017.412 | 15216.859 | 13195.6363 | 2 | 40338.9258 | 35449.4099 | 30 | 0 | 0 | 0 | 0 | 0 | 0 | 51740.2402 | 845.7402 | 255778.1534 | 1368.556 | 33293.4025 | 139.8033 | 2217.9833 | 0 | 35723.895 | 259.2441 | 0 | 61999.8126 | 90.69% | 9.313% | 1241.3897 | 0 | 255.1904 | 14.7765 | 442.2981 | 484.4037 | 500.8545 | 102.8368 | 1689.5723 | 21288.2546 | 157198.9542 | 180176.781 | 565336.5529 | 749056.9296 | 4.237% | 782197.4478
OFFICE BUILDINGS #2600 | TERTIARY | OFFICE BUILDINGS | 16075.7419 | 2013 | 16640.461 | 0 | 0 | 0 | 0 | 5255.3708 | 18357.6985 | 18394.5771 | 3 | 59676.4794 | 35389.3173 | 33 | 0 | 0 | 0 | 0 | 0 | 0 | 57979.5102 | 1452.7861 | 270022.6317 | 2399.6117 | 44200.099 | 180.1212 | 3037.9007 | 0 | 32000.6953 | 541.0291 | 0 | 95283.5714 | 95.1% | 4.905% | 1551.5253 | 0 | 235.1435 | 26.8046 | 495.1694 | 485.3472 | 721.2369 | 145.8565 | 1879.5437 | 32608.6638 | 152646.0928 | 187134.3003 | 671417.2973 | 864091.918 | 8.086% | 940112.8785
OFFICE BUILDINGS #2601 | TERTIARY | OFFICE BUILDINGS | 15381.8011 | 2017 | 15347.6101 | 0 | 0 | 0 | 0 | 5850.9004 | 16689.0698 | 16175.5582 | 2 | 49293.9669 | 51116.3876 | 33 | 0 | 0 | 0 | 0 | 0 | 0 | 46110.8994 | 1259.3294 | 299366.2767 | 2282.1705 | 48810.0725 | 167.5395 | 2462.0008 | 0 | 49761.6595 | 412.4858 | 0 | 71076.2695 | 92.92% | 7.081% | 1356.1101 | 0 | 337.8575 | 17.6562 | 644.0676 | 448.4194 | 690.9482 | 144.8981 | 2175.6483 | 38990.9984 | 154244.5285 | 195411.1751 | 680697.4088 | 880918.4588 | 7.05% | 947737.5832
OFFICE BUILDINGS #2602 | TERTIARY | OFFICE BUILDINGS | 18463.811 | 2023 | 23364.3017 | 0 | 0 | 0 | 0 | 10609.2211 | 25174.937 | 22444.2156 | 3 | 64804.2509 | 68430.2459 | 45 | 0 | 0 | 0 | 0 | 0 | 0 | 68083.1353 | 1335.2201 | 443498.8932 | 2192.5284 | 46279.6329 | 248.5497 | 3132.5061 | 0 | 68838.6058 | 601.5026 | 0 | 102525.6811 | 96.89% | 3.111% | 1718.9424 | 0 | 267.2957 | 23.6017 | 562.4137 | 735.8831 | 802.1172 | 151.447 | 2841.4687 | 39126.3312 | 178265.0969 | 220232.8967 | 945940.7705 | 1171923.1803 | 8.351% | 1278703.8944
OFFICE BUILDINGS #2603 | TERTIARY | OFFICE BUILDINGS | 13291.7556 | 2013 | 13472.8009 | 0 | 0 | 0 | 0 | 5483.5311 | 12978.622 | 15635.678 | 2 | 40978.5995 | 28651.82 | 23 | 0 | 0 | 0 | 0 | 0 | 0 | 40654.6042 | 925.0489 | 347080.5289 | 2126.168 | 27085.73 | 171.2927 | 2337.222 | 0 | 35314.8277 | 323.5358 | 0 | 57156.9418 | 89.52% | 10.48% | 1301.8929 | 0 | 251.4558 | 21.8294 | 588.4168 | 428.0247 | 428.9314 | 87.7809 | 1314.7283 | 23873.8129 | 169101.7708 | 194290.3119 | 638917.0036 | 836304.9727 | 7.165% | 900848.2148
OFFICE BUILDINGS #2604 | TERTIARY | OFFICE BUILDINGS | 18247.7981 | 2011 | 16470.0944 | 0 | 0 | 0 | 0 | 6564.1928 | 15210.8926 | 19697.9769 | 3 | 58371.2076 | 37823.9998 | 36 | 0 | 0 | 0 | 0 | 0 | 0 | 43649.1477 | 1252.431 | 473498.2773 | 2653.9382 | 56164.5726 | 259.4805 | 3462.1789 | 0 | 53904.6597 | 594.9524 | 0 | 103342.7182 | 87.58% | 12.42% | 1813.7636 | 0 | 399.0637 | 33.134 | 608.5484 | 724.4992 | 802.0405 | 181.8529 | 1870.1094 | 31486.6991 | 205391.971 | 238748.7795 | 910453.6532 | 1155768.5786 | 1.358% | 1171684.5847
OFFICE BUILDINGS #2605 | TERTIARY | OFFICE BUILDINGS | 4114.0269 | 2013 | 5098.5815 | 0 | 0 | 0 | 0 | 1652.8509 | 4032.1485 | 4727.7398 | 1 | 11356.7573 | 9337.3328 | 9 | 0 | 0 | 0 | 0 | 0 | 0 | 10484.1863 | 264.264 | 109242.3082 | 450.3183 | 11613.6547 | 47.1292 | 659.6073 | 0 | 10977.6653 | 105.0983 | 0 | 22006.3634 | 96.03% | 3.969% | 446.8046 | 0 | 78.3486 | 6.3075 | 116.3934 | 114.9202 | 120.3116 | 40.0847 | 555.6851 | 7948.7618 | 45773.3857 | 54277.8327 | 206302.0223 | 262089.0085 | 7.191% | 282395.7895
OFFICE BUILDINGS #2606 | TERTIARY | OFFICE BUILDINGS | 15407.0044 | 2022 | 19465.4982 | 0 | 0 | 0 | 0 | 7432.2145 | 20263.9301 | 20662.5696 | 3 | 71964.4067 | 49970.4439 | 35 | 0 | 0 | 0 | 0 | 0 | 0 | 69003.7414 | 1396.5421 | 390798.9534 | 2595.6263 | 52573.9954 | 149.7763 | 2422.5956 | 0 | 36664.2064 | 478.2435 | 0 | 111022.1051 | 96.18% | 3.824% | 1195.1205 | 0 | 322.1093 | 27.2807 | 497.0898 | 458.41 | 669.8653 | 114.4967 | 2049.8193 | 30810.6224 | 120489.2807 | 153349.7224 | 857220.66 | 1014921.5181 | 7.66% | 1099111.7595
OFFICE BUILDINGS #2607 | TERTIARY | OFFICE BUILDINGS | 6287.0898 | 2009 | 6502.2757 | 0 | 0 | 0 | 0 | 1720.0009 | 5307.759 | 5835.1856 | 1 | 16449.0653 | 13654.8233 | 16 | 0 | 0 | 0 | 0 | 0 | 0 | 13328.1645 | 409.6977 | 111281.2848 | 788.8056 | 12785.2415 | 55.8441 | 979.0761 | 0 | 15726.0029 | 186.3863 | 0 | 34740.8969 | 96.64% | 3.358% | 487.9158 | 0 | 105.5179 | 8.8916 | 172.6816 | 160.362 | 278.613 | 42.459 | 619.2859 | 12410.2033 | 78078.3103 | 91107.7995 | 244309.373 | 337222.5853 | 6.593% | 361024.7988
OFFICE BUILDINGS #2608 | TERTIARY | OFFICE BUILDINGS | 11937.0733 | 2019 | 11248.4411 | 0 | 0 | 0 | 0 | 6073.6486 | 16240.3748 | 14199.2029 | 2 | 45822.2802 | 40174.4816 | 30 | 0 | 0 | 0 | 0 | 0 | 0 | 37687.4111 | 986.1534 | 271316.912 | 1548.7278 | 40927.7012 | 142.7392 | 1658.3447 | 0 | 38510.0739 | 286.7798 | 0 | 59437.7282 | 90.03% | 9.965% | 1062.2452 | 0 | 196.2955 | 20.4665 | 429.4385 | 369.8288 | 519.326 | 113.9392 | 1506.6293 | 30829.6881 | 114711.4727 | 147047.7901 | 592417.7751 | 744072.0816 | 5.607% | 788273.4886
OFFICE BUILDINGS #2609 | TERTIARY | OFFICE BUILDINGS | 21658.5536 | 2016 | 27592.8173 | 0 | 0 | 0 | 0 | 10269.8533 | 23216.0952 | 19386.0599 | 4 | 93255.9327 | 69968.8921 | 52 | 0 | 0 | 0 | 0 | 0 | 0 | 81243.5963 | 1278.7544 | 402875.6992 | 3411.0437 | 73621.2047 | 236.4712 | 3460.9441 | 0 | 68927.2336 | 681.6631 | 0 | 154114.9321 | 96.03% | 3.967% | 2213.0128 | 0 | 308.1188 | 34.4124 | 964.6218 | 703.6273 | 683.0166 | 207.5813 | 2175.3473 | 53364.4783 | 249626.8499 | 305166.6755 | 1048296.4443 | 1361183.4958 | 7.697% | 1474692.3503
OFFICE BUILDINGS #2610 | TERTIARY | OFFICE BUILDINGS | 21907.7945 | 2010 | 23528.3781 | 0 | 0 | 0 | 0 | 8447.3208 | 22760.5785 | 18817.6133 | 4 | 56356.0172 | 64586.5419 | 56 | 0 | 0 | 0 | 0 | 0 | 0 | 63656.3834 | 1485.6158 | 498790.5477 | 2867.9286 | 49802.3544 | 216.219 | 3389.9353 | 0 | 51092.2267 | 689.6373 | 0 | 97211.2335 | 94.58% | 5.421% | 1614.8323 | 0 | 425.1019 | 35.5004 | 739.565 | 681.6534 | 819.5349 | 213.1981 | 2342.3939 | 31655.8194 | 262178.4411 | 296176.6543 | 957513.2831 | 1259964.0964 | 0.9347% | 1271851.9593
OFFICE BUILDINGS #2611 | TERTIARY | OFFICE BUILDINGS | 20245.1012 | 2018 | 24348.5927 | 0 | 0 | 0 | 0 | 6951.1541 | 25503.6304 | 19593.5847 | 4 | 86288.4232 | 75756.7259 | 43 | 0 | 0 | 0 | 0 | 0 | 0 | 79433.8155 | 1549.1693 | 409478.6824 | 2928.2495 | 56683.1637 | 251.1438 | 3035.2795 | 0 | 60870.4654 | 450.2175 | 0 | 156626.5419 | 91.15% | 8.847% | 1883.8758 | 0 | 459.6283 | 35.305 | 595.5852 | 803.7388 | 892.0685 | 144.3708 | 2839.1912 | 49235.2402 | 205390.2646 | 257464.6961 | 1012091.2673 | 1275193.5078 | 3.733% | 1324644.3698
OFFICE BUILDINGS #2612 | TERTIARY | OFFICE BUILDINGS | 9275.1865 | 2024 | 12960.3687 | 0 | 0 | 0 | 0 | 3753.4124 | 13205.5777 | 10367.4475 | 2 | 45434.3821 | 25642.4017 | 24 | 0 | 0 | 0 | 0 | 0 | 0 | 28146.2249 | 721.8604 | 315684.4668 | 1027.1294 | 37082.1458 | 99.1854 | 1713.3574 | 0 | 32323.8528 | 216.2743 | 0 | 50752.5085 | 97.1% | 2.902% | 925.674 | 0 | 172.3853 | 15.7652 | 418.5629 | 347.9592 | 270.7464 | 93.3473 | 1014.1074 | 19739.8051 | 89798.9684 | 110552.881 | 592017.5877 | 706299.8903 | 4.013% | 735832.2255
OFFICE BUILDINGS #2613 | TERTIARY | OFFICE BUILDINGS | 3305.7119 | 2016 | 3130.3816 | 0 | 0 | 0 | 0 | 1612.1619 | 3973.1292 | 3874.0215 | 1 | 10904.2515 | 11652.1789 | 8 | 0 | 0 | 0 | 0 | 0 | 0 | 9481.9637 | 270.0305 | 65645.3263 | 385.7946 | 11751.7058 | 43.2317 | 465.6788 | 0 | 8719.5277 | 97.7885 | 0 | 20952.7552 | 90.74% | 9.258% | 279.0894 | 0 | 61.7198 | 4.6906 | 104.2746 | 90.8562 | 97.1794 | 30.9164 | 302.6747 | 8075.4527 | 29419.87 | 37797.9974 | 152960.7074 | 191886.2386 | 5.023% | 202034.8216
OFFICE BUILDINGS #2614 | TERTIARY | OFFICE BUILDINGS | 14347.5113 | 2018 | 21265.1468 | 0 | 0 | 0 | 0 | 5592.5015 | 19206.8736 | 15236.9024 | 3 | 59428.5514 | 38854.4783 | 30 | 0 | 0 | 0 | 0 | 0 | 0 | 53839.6003 | 1330.1366 | 316931.2111 | 2096.9984 | 46750.7893 | 179.8414 | 2806.7378 | 0 | 30349.7055 | 475.3933 | 0 | 73928.4568 | 89.84% | 10.16% | 1377.3406 | 0 | 272.2749 | 17.2894 | 444.3048 | 517.2546 | 461.6576 | 121.8158 | 1596.8365 | 35160.5368 | 172765.5144 | 209522.8877 | 703007.2263 | 918010.5962 | 3.421% | 950524.4517
OFFICE BUILDINGS #2615 | TERTIARY | OFFICE BUILDINGS | 9855.2278 | 2011 | 10796.4226 | 0 | 0 | 0 | 0 | 3088.0463 | 8014.8782 | 9619.6686 | 1 | 37106.2273 | 25607.4037 | 19 | 0 | 0 | 0 | 0 | 0 | 0 | 24432.8119 | 701.1663 | 174852.8932 | 1580.1142 | 20720.0728 | 96.6504 | 1764.3458 | 0 | 29504.7188 | 283.5967 | 0 | 52107.1966 | 85.07% | 14.93% | 1027.882 | 0 | 211.7038 | 16.397 | 378.3038 | 315.7051 | 296.901 | 76.0833 | 1040.4944 | 18703.1574 | 113205.8342 | 132949.486 | 403111.8282 | 539610.4215 | 2.233% | 551936.3182
OFFICE BUILDINGS #2616 | TERTIARY | OFFICE BUILDINGS | 18208.1516 | 2010 | 16814.9565 | 0 | 0 | 0 | 0 | 7561.6221 | 18445.719 | 18883.0118 | 4 | 48341.8455 | 54288.4742 | 47 | 0 | 0 | 0 | 0 | 0 | 0 | 56052.7028 | 1091.8906 | 379545.3903 | 2347.9672 | 52130.1523 | 202.2064 | 3398.6651 | 0 | 47538.3886 | 462.0364 | 0 | 79497.2944 | 90.17% | 9.83% | 1751.7685 | 0 | 282.9409 | 26.1586 | 581.3624 | 630.913 | 721.076 | 149.1609 | 1551.344 | 24323.139 | 234839.6232 | 260714.1062 | 775208.1021 | 1042413.0842 | 2.551% | 1069704.2189
OFFICE BUILDINGS #2617 | TERTIARY | OFFICE BUILDINGS | 8210.2516 | 2022 | 9793.3606 | 0 | 0 | 0 | 0 | 3612.4946 | 8356.2847 | 10358.1736 | 2 | 38112.2147 | 33394.56 | 22 | 0 | 0 | 0 | 0 | 0 | 0 | 24837.9361 | 760.9571 | 221939.8102 | 1407.9671 | 21060.8446 | 81.9957 | 1445.3805 | 0 | 27052.0296 | 241.0535 | 0 | 68042.8447 | 95.36% | 4.637% | 587.34 | 0 | 186.4822 | 12.8145 | 257.2654 | 267.614 | 340.3026 | 74.144 | 1167.2777 | 14879.3706 | 93147.4016 | 109194.0498 | 463733.1548 | 575723.3603 | 4.579% | 603349.055
OFFICE BUILDINGS #2618 | TERTIARY | OFFICE BUILDINGS | 5092.4372 | 2017 | 6089.7828 | 0 | 0 | 0 | 0 | 2586.8662 | 6306.4103 | 6436.2111 | 1 | 22501.8468 | 18687.2681 | 11 | 0 | 0 | 0 | 0 | 0 | 0 | 14972.4504 | 347.3126 | 130472.2273 | 759.3058 | 16769.6406 | 56.7074 | 749.8189 | 0 | 17099.4493 | 143.9191 | 0 | 30527.6574 | 95.96% | 4.039% | 453.8658 | 0 | 99.7169 | 7.0999 | 206.7692 | 138.1156 | 226.0702 | 33.8276 | 568.4844 | 12640.8907 | 60754.9368 | 73964.3119 | 275009.7802 | 350352.4623 | 2.488% | 359292.2026
OFFICE BUILDINGS #2619 | TERTIARY | OFFICE BUILDINGS | 23244.2324 | 2021 | 29031.4835 | 0 | 0 | 0 | 0 | 9534.4344 | 32508.076 | 29190.2377 | 4 | 91012.6866 | 81337.9196 | 43 | 0 | 0 | 0 | 0 | 0 | 0 | 71667.4206 | 1613.2851 | 684352.2574 | 2592.0219 | 60178.4087 | 252.5625 | 3687.6601 | 0 | 73861.6209 | 578.6122 | 0 | 175414.7892 | 90.14% | 9.864% | 2312.5737 | 0 | 325.676 | 42.1554 | 990.7632 | 648.3264 | 873.0967 | 187.1724 | 3384.2244 | 60551.3719 | 198651.992 | 262587.5883 | 1364532.9579 | 1635178.9706 | 1.33% | 1657221.3406
OFFICE BUILDINGS #2620 | TERTIARY | OFFICE BUILDINGS | 20368.3357 | 2008 | 17116.3228 | 0 | 0 | 0 | 0 | 8221.8649 | 21527.1229 | 17044.0459 | 3 | 71356.5616 | 55028.7858 | 48 | 0 | 0 | 0 | 0 | 0 | 0 | 53529.7515 | 1513.5152 | 358776.9379 | 2321.9483 | 43537.0196 | 264.8786 | 3514.806 | 0 | 42627.1695 | 646.4104 | 0 | 115135.5629 | 91.35% | 8.653% | 1453.2306 | 0 | 347.2685 | 24.9486 | 925.046 | 718.6576 | 570.2045 | 140.9283 | 2464.3777 | 39201.3779 | 225976.1442 | 267641.8997 | 817640.6531 | 1090493.8674 | 1.695% | 1109291.6793
OFFICE BUILDINGS #2621 | TERTIARY | OFFICE BUILDINGS | 8476.0944 | 2010 | 7902.9548 | 0 | 0 | 0 | 0 | 3304.3271 | 7697.7243 | 6269.9969 | 1 | 25237.8501 | 17664.4663 | 17 | 0 | 0 | 0 | 0 | 0 | 0 | 25418.1022 | 627.9079 | 170267.3957 | 1353.4912 | 24007.2247 | 101.2825 | 1116.9438 | 0 | 22158.6327 | 263.964 | 0 | 47021.8602 | 90.48% | 9.517% | 830.6256 | 0 | 134.0137 | 10.0214 | 269.3339 | 322.8873 | 299.0177 | 55.0828 | 801.8381 | 16845.0771 | 96697.1126 | 114344.0277 | 370861.8575 | 487744.6675 | 0.6476% | 490924.0108
OFFICE BUILDINGS #2622 | TERTIARY | OFFICE BUILDINGS | 6506.0626 | 2020 | 8804.6145 | 0 | 0 | 0 | 0 | 3189.1537 | 5869.7187 | 7249.0022 | 1 | 23684.9134 | 23092.0762 | 16 | 0 | 0 | 0 | 0 | 0 | 0 | 21281.7058 | 614.6349 | 160536.3575 | 1083.0177 | 22630.5921 | 86.967 | 1135.7308 | 0 | 21667.7834 | 158.0189 | 0 | 35887.6012 | 93.65% | 6.351% | 462.1569 | 0 | 126.0458 | 7.6943 | 288.4933 | 167.2627 | 209.3847 | 40.6561 | 885.8911 | 11068.7381 | 54373.6503 | 66328.2796 | 333997.1872 | 402910.9564 | 2.119% | 411633.5215
OFFICE BUILDINGS #2623 | TERTIARY | OFFICE BUILDINGS | 18099.5842 | 2019 | 23328.9143 | 0 | 0 | 0 | 0 | 6440.2684 | 19397.3039 | 15836.3395 | 3 | 61542.5979 | 44537.8483 | 48 | 0 | 0 | 0 | 0 | 0 | 0 | 52935.607 | 1355.3296 | 512893.4654 | 2105.3608 | 62703.4444 | 179.4589 | 3028.7583 | 0 | 61394.4596 | 479.8461 | 0 | 134134.1279 | 95.77% | 4.23% | 1955.3392 | 0 | 345.5322 | 28.5786 | 799.6136 | 478.8444 | 698.1194 | 176.9872 | 2727.2773 | 35670.1908 | 207603.9079 | 246001.376 | 1026944.83 | 1277821.2443 | 5.613% | 1353807.3583
OFFICE BUILDINGS #2624 | TERTIARY | OFFICE BUILDINGS | 21343.1421 | 2014 | 28841.4364 | 0 | 0 | 0 | 0 | 10253.7387 | 17681.9126 | 24105.763 | 4 | 66550.6568 | 48931.1844 | 36 | 0 | 0 | 0 | 0 | 0 | 0 | 55683.0174 | 2017.6494 | 416896.9165 | 2810.2169 | 57425.7502 | 282.7782 | 4150.1502 | 0 | 66078.0537 | 527.626 | 0 | 125396.9426 | 94.03% | 5.966% | 1812.0693 | 0 | 444.8638 | 27.4812 | 917.9899 | 817.0673 | 583.5217 | 209.6664 | 2605.9882 | 36457.157 | 212080.4469 | 251143.5921 | 935798.566 | 1194307.3177 | 3.026% | 1231580.2085
OFFICE BUILDINGS #2625 | TERTIARY | OFFICE BUILDINGS | 18890.9509 | 2013 | 25326.9031 | 0 | 0 | 0 | 0 | 7399.8944 | 16095.6356 | 20132.5682 | 4 | 47831.4579 | 52189.8916 | 49 | 0 | 0 | 0 | 0 | 0 | 0 | 70591.3306 | 1417.4469 | 378019.2163 | 2018.4346 | 52756.8398 | 209.5662 | 3279.8057 | 0 | 37953.5895 | 636.2905 | 0 | 109006.2663 | 88.38% | 11.62% | 1827.519 | 0 | 286.6247 | 24.4154 | 642.1115 | 574.217 | 695.4062 | 148.9543 | 2150.4088 | 44222.0226 | 220665.0151 | 267037.4465 | 836515.2205 | 1108880.2646 | 4.706% | 1163640.5195
OFFICE BUILDINGS #2626 | TERTIARY | OFFICE BUILDINGS | 16104.1705 | 2015 | 15409.388 | 0 | 0 | 0 | 0 | 6816.9896 | 21645.7186 | 15713.5173 | 3 | 43610.9586 | 45879.6675 | 28 | 0 | 0 | 0 | 0 | 0 | 0 | 50815.6614 | 1344.8912 | 336814.4774 | 2507.0758 | 55086.2769 | 193.2797 | 2201.038 | 0 | 52137.6135 | 563.136 | 0 | 81712.8298 | 95.81% | 4.191% | 1532.7844 | 0 | 280.8139 | 28.3186 | 460.6898 | 567.7309 | 553.347 | 105.9307 | 2135.2625 | 24826.282 | 202529.5161 | 229491.0605 | 731786.9491 | 967206.5029 | 4.197% | 1009581.0118
OFFICE BUILDINGS #2627 | TERTIARY | OFFICE BUILDINGS | 13405.1562 | 2019 | 14869.6463 | 0 | 0 | 0 | 0 | 5033.568 | 16829.0092 | 12263.4329 | 3 | 55239.1658 | 39597.0479 | 33 | 0 | 0 | 0 | 0 | 0 | 0 | 44232.8789 | 1079.1009 | 341659.0917 | 1972.9153 | 36403.2885 | 159.8326 | 2070.7305 | 0 | 43066.652 | 287.5652 | 0 | 91256.6838 | 95.21% | 4.793% | 976.9297 | 0 | 252.1503 | 21.4904 | 598.3228 | 483.5955 | 466.3046 | 131.7945 | 1352.0009 | 31630.4231 | 150958.6173 | 183941.0413 | 719823.0054 | 907737.358 | 6.442% | 970237.4978
OFFICE BUILDINGS #2628 | TERTIARY | OFFICE BUILDINGS | 23185.4695 | 2016 | 32864.8003 | 0 | 0 | 0 | 0 | 11396.1915 | 23295.2898 | 25085.667 | 5 | 74135.0081 | 71741.3596 | 39 | 0 | 0 | 0 | 0 | 0 | 0 | 86577.3484 | 1519.9002 | 430001.9896 | 3605.6104 | 72556.5516 | 213.6136 | 3992.0991 | 0 | 53233.3461 | 740.0326 | 0 | 110731.9549 | 93.35% | 6.653% | 2285.7936 | 0 | 364.7652 | 33.4634 | 683.009 | 729.0758 | 998.4562 | 154.4636 | 3339.3788 | 42074.5368 | 235486.0219 | 280899.9375 | 994071.3791 | 1281499.5673 | 3.005% | 1321201.7549
OFFICE BUILDINGS #2629 | TERTIARY | OFFICE BUILDINGS | 18540.4814 | 2016 | 26452.0719 | 0 | 0 | 0 | 0 | 5996.6551 | 23000.7124 | 20208.7003 | 3 | 80572.3604 | 69481.2475 | 36 | 0 | 0 | 0 | 0 | 0 | 0 | 71769.5067 | 1312.0275 | 409713.7747 | 3082.4314 | 46779.8773 | 171.4871 | 2569.7258 | 0 | 38254.3483 | 491.7851 | 0 | 114059.0948 | 96.04% | 3.963% | 1418.2529 | 0 | 292.7273 | 21.0837 | 698.0546 | 665.6183 | 656.7707 | 165.1919 | 2443.0079 | 41491.8931 | 159274.0935 | 203208.9945 | 910761.2937 | 1120828.694 | 5.658% | 1188046.1482
OFFICE BUILDINGS #2630 | TERTIARY | OFFICE BUILDINGS | 9349.2087 | 2012 | 11937.9943 | 0 | 0 | 0 | 0 | 4300.2599 | 8265.6043 | 7931.2195 | 1 | 36668.7014 | 26857.3935 | 18 | 0 | 0 | 0 | 0 | 0 | 0 | 25284.5254 | 626.269 | 152559.1427 | 1100.0593 | 20381.9366 | 91.7377 | 1520.553 | 0 | 27803.167 | 320.3535 | 0 | 44367.3286 | 94.61% | 5.395% | 834.3818 | 0 | 207.2424 | 10.9463 | 378.6728 | 348.354 | 343.7246 | 73.4036 | 1191.6638 | 19479.3877 | 93457.8477 | 114128.8992 | 372738.9308 | 489617.5762 | 6.649% | 524490.1232
OFFICE BUILDINGS #2631 | TERTIARY | OFFICE BUILDINGS | 3830.0446 | 2014 | 4177.1739 | 0 | 0 | 0 | 0 | 1442.7938 | 4052.5412 | 4087.9867 | 1 | 12128.6414 | 12073.1325 | 7 | 0 | 0 | 0 | 0 | 0 | 0 | 9020.1315 | 259.5066 | 78127.0457 | 399.5506 | 8454.426 | 40.065 | 645.4443 | 0 | 7585.0265 | 100.3489 | 0 | 19873.7406 | 89.09% | 10.91% | 383.8227 | 0 | 56.5969 | 6.794 | 137.8372 | 133.8491 | 138.8033 | 23.5843 | 463.9827 | 8190.7673 | 40056.0233 | 48710.7733 | 162777.6955 | 212998.5749 | 2.274% | 217955.4158
OFFICE BUILDINGS #2632 | TERTIARY | OFFICE BUILDINGS | 16257.3474 | 2019 | 23336.1373 | 0 | 0 | 0 | 0 | 6941.3283 | 22086.1498 | 18032.4208 | 3 | 72130.2105 | 64811.9778 | 27 | 0 | 0 | 0 | 0 | 0 | 0 | 65122.5151 | 1448.0502 | 378490.9785 | 2062.1659 | 54724.2268 | 181.6966 | 3023.0181 | 0 | 45888.3769 | 487.8547 | 0 | 119007.5151 | 96.16% | 3.839% | 1127.2273 | 0 | 314.065 | 20.385 | 496.5371 | 607.3692 | 647.6325 | 137.4913 | 1857.3335 | 26166.4646 | 149978.3203 | 178002.1185 | 861740.2463 | 1044696.1248 | 4.838% | 1097810.3619
OFFICE BUILDINGS #2633 | TERTIARY | OFFICE BUILDINGS | 19900.4218 | 2017 | 18697.2526 | 0 | 0 | 0 | 0 | 8443.6861 | 24465.2553 | 18750.2363 | 4 | 72170.4277 | 73248.6096 | 33 | 0 | 0 | 0 | 0 | 0 | 0 | 80096.3648 | 1365.6294 | 491386.079 | 3058.8244 | 66765.6855 | 207.523 | 3453.4475 | 0 | 41431.1312 | 619.3481 | 0 | 114244.2055 | 96.01% | 3.99% | 2106.8919 | 0 | 434.1574 | 23.7493 | 723.2583 | 680.6773 | 600.0945 | 182.0935 | 2665.2312 | 36782.0965 | 257645.4079 | 297092.7356 | 1010325.7244 | 1312486.0201 | 3.335% | 1357769.0336
OFFICE BUILDINGS #2634 | TERTIARY | OFFICE BUILDINGS | 11494.8047 | 2018 | 10572.7333 | 0 | 0 | 0 | 0 | 5929.3046 | 10392.8528 | 12228.9567 | 2 | 47051.4634 | 31907.8087 | 21 | 0 | 0 | 0 | 0 | 0 | 0 | 37759.1676 | 946.278 | 292765.0411 | 1210.152 | 33175.5204 | 147.4648 | 1661.6944 | 0 | 24323.4058 | 296.4448 | 0 | 79239.1368 | 95.17% | 4.828% | 1101.2755 | 0 | 215.6751 | 18.0603 | 460.7565 | 301.5668 | 479.9862 | 79.3654 | 1543.9093 | 20406.7888 | 99111.9579 | 121062.656 | 594671.6484 | 718928.9314 | 3.449% | 744610.0777
OFFICE BUILDINGS #2635 | TERTIARY | OFFICE BUILDINGS | 8446.2616 | 2011 | 6659.3119 | 0 | 0 | 0 | 0 | 3166.2876 | 6242.807 | 6007.0117 | 2 | 32533.2712 | 24879.733 | 15 | 0 | 0 | 0 | 0 | 0 | 0 | 23208.1534 | 587.3457 | 206705.9408 | 1121.9187 | 19048.3195 | 110.5642 | 1466.452 | 0 | 19539.7994 | 295.0251 | 0 | 40657.9311 | 92.38% | 7.617% | 747.5946 | 0 | 143.4703 | 10.9108 | 244.4431 | 207.1631 | 320.0914 | 54.8823 | 816.5163 | 13759.6535 | 66342.4348 | 80918.6045 | 393089.8293 | 476041.7082 | 5.405% | 503244.3057
OFFICE BUILDINGS #2636 | TERTIARY | OFFICE BUILDINGS | 12720.2846 | 2012 | 13462.2944 | 0 | 0 | 0 | 0 | 4453.3599 | 14833.973 | 10976.4818 | 3 | 44631.6032 | 32832.1611 | 32 | 0 | 0 | 0 | 0 | 0 | 0 | 37132.2234 | 779.7474 | 331155.3091 | 1999.7404 | 37839.3685 | 169.9678 | 2155.0792 | 0 | 30397.4009 | 432.1532 | 0 | 78616.9665 | 88% | 12% | 1389.1077 | 0 | 275.182 | 21.4337 | 525.0546 | 387.1355 | 453.334 | 93.3899 | 1282.0866 | 27452.5569 | 155771.0798 | 184505.7234 | 656989.1059 | 845941.5973 | 5.481% | 894995.3134
OFFICE BUILDINGS #2637 | TERTIARY | OFFICE BUILDINGS | 24096.1453 | 2020 | 22760.7515 | 0 | 0 | 0 | 0 | 12637.4981 | 32238.4212 | 25059.4224 | 3 | 111789.912 | 87233.4356 | 47 | 0 | 0 | 0 | 0 | 0 | 0 | 74343.5074 | 1921.7221 | 747153.0236 | 2498.7328 | 81227.4902 | 335.147 | 3460.0976 | 0 | 57185.6961 | 745.1508 | 0 | 162503.2942 | 89.82% | 10.18% | 2619.1855 | 0 | 361.2411 | 32.6804 | 896.165 | 616.5812 | 816.1808 | 236.9048 | 3409.129 | 58727.2806 | 226297.1131 | 288433.5227 | 1442912.0178 | 1741571.4582 | 2.087% | 1778689.9224
OFFICE BUILDINGS #2638 | TERTIARY | OFFICE BUILDINGS | 24079.8025 | 2016 | 32150.2471 | 0 | 0 | 0 | 0 | 10503.624 | 28906.7542 | 24775.1344 | 3 | 71313.9665 | 61018.7473 | 45 | 0 | 0 | 0 | 0 | 0 | 0 | 80596.2409 | 1645.951 | 441103.108 | 2851.2425 | 79898.2247 | 279.9705 | 4572.6871 | 0 | 76262.1897 | 735.2445 | 0 | 159996.3163 | 88.33% | 11.67% | 1896.1001 | 0 | 498.7528 | 33.4397 | 791.3806 | 748.915 | 1014.2943 | 178.5165 | 3015.3987 | 52417.6762 | 231931.2717 | 287364.3467 | 1096133.6026 | 1391270.9672 | 2.639% | 1428981.0908
OFFICE BUILDINGS #2639 | TERTIARY | OFFICE BUILDINGS | 8154.42 | 2012 | 7806.0665 | 0 | 0 | 0 | 0 | 2477.2783 | 8956.2183 | 7955.3536 | 1 | 21282.8623 | 17401.7364 | 17 | 0 | 0 | 0 | 0 | 0 | 0 | 19765.7004 | 630.6255 | 198931.5209 | 1021.8187 | 19455.269 | 96.7224 | 1402.2411 | 0 | 15613.6308 | 226.0027 | 0 | 39400.865 | 95.55% | 4.453% | 768.3734 | 0 | 159.6456 | 10.116 | 267.1051 | 323.9128 | 301.7402 | 66.7887 | 1044.7337 | 15428.1436 | 94576.362 | 111049.2393 | 370201.112 | 483660.5502 | 5.218% | 510289.954
OFFICE BUILDINGS #2640 | TERTIARY | OFFICE BUILDINGS | 22477.8841 | 2014 | 30373.7876 | 0 | 0 | 0 | 0 | 10365.6879 | 23158.7383 | 21239.0839 | 4 | 89462.6857 | 49597.961 | 57 | 0 | 0 | 0 | 0 | 0 | 0 | 52357.9771 | 1952.7241 | 511590.5823 | 2394.6896 | 47615.3097 | 217.7552 | 3219.6199 | 0 | 47267.6223 | 609.6242 | 0 | 116579.1033 | 91.02% | 8.976% | 2062.9247 | 0 | 450.8105 | 34.5677 | 1000.2993 | 570.3451 | 838.0448 | 172.6816 | 2834.1501 | 35594.4873 | 259859.7428 | 298288.3803 | 1023209.9235 | 1328783.8135 | 7.915% | 1442994.2037
OFFICE BUILDINGS #2641 | TERTIARY | OFFICE BUILDINGS | 13895.9045 | 2009 | 11003.1128 | 0 | 0 | 0 | 0 | 5800.6105 | 12017.4375 | 9747.8009 | 2 | 40149.0791 | 27048.2412 | 35 | 0 | 0 | 0 | 0 | 0 | 0 | 34833.3547 | 1156.1878 | 241346.0356 | 1524.3845 | 27891.5504 | 184.2762 | 2362.9054 | 0 | 31827.9364 | 348.9559 | 0 | 87982.091 | 92.54% | 7.457% | 1363.5679 | 0 | 260.324 | 17.7184 | 434.045 | 376.8186 | 507.7965 | 129.1527 | 1621.3169 | 27420.4038 | 112734.8228 | 141776.5434 | 552097.1888 | 697787.6499 | 6.221% | 744079.495
OFFICE BUILDINGS #2642 | TERTIARY | OFFICE BUILDINGS | 16745.5886 | 2010 | 15632.2311 | 0 | 0 | 0 | 0 | 5044.1385 | 13261.7821 | 16119.0232 | 3 | 55281.3616 | 53526.2865 | 33 | 0 | 0 | 0 | 0 | 0 | 0 | 46058.7666 | 1541.9741 | 280286.713 | 1765.8798 | 36175.5956 | 211.3164 | 2678.0403 | 0 | 46511.9292 | 498.7079 | 0 | 66183.0705 | 84.04% | 15.96% | 1779.2889 | 0 | 263.143 | 20.2028 | 613.2011 | 503.9996 | 524.7551 | 162.0449 | 1875.8216 | 34779.7546 | 152150.6101 | 188806.1863 | 636579.4838 | 830560.6807 | 6.431% | 887649.8605
OFFICE BUILDINGS #2643 | TERTIARY | OFFICE BUILDINGS | 19240.6988 | 2019 | 18793.0928 | 0 | 0 | 0 | 0 | 7629.0872 | 24116.8562 | 16613.9809 | 4 | 66032.4453 | 58814.4487 | 40 | 0 | 0 | 0 | 0 | 0 | 0 | 55237.2348 | 1382.7788 | 511411.1759 | 2796.9017 | 73459.8387 | 273.0316 | 2897.5788 | 0 | 57186.9919 | 492.3277 | 0 | 127635.2223 | 90.57% | 9.431% | 1817.3482 | 0 | 386.5587 | 33.0479 | 564.8706 | 619.9482 | 678.501 | 125.0712 | 2605.2082 | 34784.2946 | 202744.5463 | 240134.0491 | 1036604.4126 | 1285089.3115 | 8.093% | 1398248.1364
OFFICE BUILDINGS #2644 | TERTIARY | OFFICE BUILDINGS | 21060.844 | 2015 | 21817.4891 | 0 | 0 | 0 | 0 | 9342.6086 | 25358.516 | 26000.3481 | 4 | 80982.3168 | 56187.1753 | 39 | 0 | 0 | 0 | 0 | 0 | 0 | 82532.3219 | 1615.9052 | 503365.3473 | 2425.3619 | 62421.42 | 274.5953 | 3419.5908 | 0 | 49696.2833 | 511.2627 | 0 | 121490.3993 | 93.46% | 6.539% | 2223.5471 | 0 | 429.3058 | 27.3973 | 689.9039 | 674.0819 | 823.6386 | 169.1313 | 2217.1361 | 41922.3082 | 205041.5258 | 249180.9701 | 1057319.1147 | 1312324.5236 | 5.792% | 1393012.199
OFFICE BUILDINGS #2645 | TERTIARY | OFFICE BUILDINGS | 6762.4148 | 2014 | 9191.4959 | 0 | 0 | 0 | 0 | 2292.2416 | 6596.2384 | 7594.3643 | 1 | 17484.7917 | 21703.013 | 13 | 0 | 0 | 0 | 0 | 0 | 0 | 21171.5205 | 390.2319 | 132768.3616 | 1155.3548 | 15223.0236 | 71.2982 | 1050.6179 | 0 | 16771.1452 | 172.4466 | 0 | 41498.4729 | 88.36% | 11.64% | 696.0839 | 0 | 96.3931 | 8.6632 | 292.8201 | 170.3739 | 286.5888 | 54.8461 | 824.036 | 14109.2434 | 67782.3749 | 82715.6543 | 293796.776 | 378388.3127 | 0.9168% | 381889.3902
OFFICE BUILDINGS #2646 | TERTIARY | OFFICE BUILDINGS | 21392.059 | 2016 | 20972.5144 | 0 | 0 | 0 | 0 | 7227.8313 | 24714.1087 | 22188.1812 | 3 | 64370.3932 | 59919.6184 | 54 | 0 | 0 | 0 | 0 | 0 | 0 | 53735.4024 | 1250.573 | 555105.7826 | 2606.5904 | 56098.9132 | 244.7616 | 2938.47 | 0 | 64091.3333 | 629.0567 | 0 | 159186.0568 | 89.71% | 10.29% | 2237.1321 | 0 | 344.458 | 23.8349 | 964.189 | 850.6704 | 682.9072 | 147.5316 | 1973.3947 | 50249.4469 | 223129.266 | 275352.1077 | 1119210.9964 | 1402753.1612 | 7.152% | 1510798.3841
OFFICE BUILDINGS #2647 | TERTIARY | OFFICE BUILDINGS | 17421.6306 | 2009 | 15195.9157 | 0 | 0 | 0 | 0 | 6774.7465 | 18170.6427 | 14806.8291 | 3 | 48744.7829 | 39185.3605 | 46 | 0 | 0 | 0 | 0 | 0 | 0 | 38628.3161 | 1391.2346 | 274199.633 | 2095.3526 | 46954.9434 | 157.7052 | 2871.0663 | 0 | 48359.3967 | 516.8393 | 0 | 82827.2586 | 88.15% | 11.85% | 1612.2826 | 0 | 276.599 | 23.6806 | 619.9716 | 456.7114 | 701.3866 | 126.3255 | 2033.537 | 32391.8312 | 166227.8083 | 200653.1766 | 650814.3095 | 857009.6341 | 5.501% | 906896.3104
OFFICE BUILDINGS #2648 | TERTIARY | OFFICE BUILDINGS | 19506.7334 | 2021 | 26118.7896 | 0 | 0 | 0 | 0 | 7185.9372 | 19297.7411 | 21771.8617 | 3 | 60777.1159 | 76819.5546 | 51 | 0 | 0 | 0 | 0 | 0 | 0 | 54556.4278 | 1306.7775 | 494201.12 | 2114.5341 | 54807.3971 | 181.564 | 3776.4132 | 0 | 56191.014 | 567.2168 | 0 | 133427.4278 | 92.3% | 7.705% | 1931.9781 | 0 | 287.1555 | 26.7899 | 689.6134 | 539.2649 | 775.6455 | 121.922 | 2113.9458 | 35752.2462 | 191625.7004 | 229491.8924 | 999182.3535 | 1235847.3246 | 1.901% | 1259797.0571
OFFICE BUILDINGS #2649 | TERTIARY | OFFICE BUILDINGS | 13571.2949 | 2018 | 14648.0479 | 0 | 0 | 0 | 0 | 4685.7104 | 18521.6705 | 12526.4488 | 2 | 43107.8256 | 33879.5223 | 35 | 0 | 0 | 0 | 0 | 0 | 0 | 54151.5433 | 1136.8777 | 361823.3082 | 1450.8014 | 45222.6538 | 157.5229 | 2471.4116 | 0 | 39453.6798 | 332.9658 | 0 | 101739.2505 | 94.13% | 5.87% | 1239.9423 | 0 | 240.1948 | 23.0806 | 403.698 | 358.2675 | 434.8608 | 123.2539 | 1755.7741 | 27876.066 | 108803.6474 | 138435.4875 | 754612.7552 | 898741.5273 | 7.87% | 975510.2898
OFFICE BUILDINGS #2650 | TERTIARY | OFFICE BUILDINGS | 23234.8104 | 2008 | 23062.8479 | 0 | 0 | 0 | 0 | 6832.6915 | 19293.244 | 23918.6393 | 5 | 59780.8592 | 45282.103 | 58 | 0 | 0 | 0 | 0 | 0 | 0 | 62087.7289 | 2028.9724 | 470372.4741 | 3710.1532 | 59087.8608 | 320.135 | 3659.3868 | 0 | 45162.6216 | 555.4974 | 0 | 134796.6114 | 86.76% | 13.24% | 2097.2923 | 0 | 520.5019 | 31.6138 | 698.1319 | 745.1171 | 928.2318 | 191.7242 | 2397.6991 | 41497.7596 | 187002.1954 | 230897.6541 | 976530.736 | 1213085.2645 | 1.506% | 1231636.4688
OFFICE BUILDINGS #2651 | TERTIARY | OFFICE BUILDINGS | 16948.5107 | 2021 | 25128.1818 | 0 | 0 | 0 | 0 | 6281.1186 | 15608.2109 | 22784.4747 | 4 | 51763.421 | 46548.9792 | 37 | 0 | 0 | 0 | 0 | 0 | 0 | 46662.6851 | 1606.2848 | 411183.3188 | 2016.0188 | 46076.2329 | 151.7817 | 2883.4411 | 0 | 38041.464 | 571.1156 | 0 | 109163.5391 | 93.59% | 6.409% | 1776.128 | 0 | 322.4082 | 29.8164 | 685.7976 | 611.5587 | 736.1382 | 109.6366 | 2040.8914 | 38840.9424 | 219551.1499 | 260432.9838 | 835724.5385 | 1101295.6482 | 3.984% | 1146993.4346
OFFICE BUILDINGS #2652 | TERTIARY | OFFICE BUILDINGS | 18411.5538 | 2011 | 14599.7114 | 0 | 0 | 0 | 0 | 6627.205 | 16388.541 | 18227.6504 | 4 | 65904.5263 | 57783.5344 | 36 | 0 | 0 | 0 | 0 | 0 | 0 | 55686.8865 | 1164.2273 | 360650.9034 | 1961.8018 | 45412.8253 | 206.4581 | 3009.2027 | 0 | 51385.7404 | 614.9051 | 0 | 98081.808 | 92.07% | 7.93% | 1610.9005 | 0 | 375.2241 | 31.3652 | 794.8614 | 578.5102 | 522.8957 | 166.0194 | 2102.4666 | 33847.5763 | 213463.5067 | 249413.5495 | 794989.01 | 1050846.7598 | 2.802% | 1081135.1755
OFFICE BUILDINGS #2653 | TERTIARY | OFFICE BUILDINGS | 10152.4763 | 2016 | 13774.2333 | 0 | 0 | 0 | 0 | 4868.2994 | 12675.9358 | 11551.7134 | 2 | 43973.8289 | 25792.3929 | 20 | 0 | 0 | 0 | 0 | 0 | 0 | 33362.4141 | 719.594 | 206981.0292 | 1596.3871 | 24156.1423 | 95.7776 | 1657.7201 | 0 | 28648.9093 | 268.1597 | 0 | 46616.597 | 89.69% | 10.31% | 763.2179 | 0 | 173.975 | 14.3729 | 404.1402 | 392.9977 | 322.4958 | 68.567 | 1424.233 | 25193.5833 | 121800.9041 | 148418.7205 | 467717.5837 | 619906.4163 | 0.8085% | 624959.4811
OFFICE BUILDINGS #2654 | TERTIARY | OFFICE BUILDINGS | 18012.2549 | 2010 | 16209.9367 | 0 | 0 | 0 | 0 | 7337.524 | 13991.7531 | 14356.5066 | 3 | 42409.2772 | 38172.5073 | 40 | 0 | 0 | 0 | 0 | 0 | 0 | 49161.3869 | 1364.21 | 449474.9946 | 1877.689 | 55791.9986 | 191.7694 | 3126.3468 | 0 | 44220.3458 | 555.9152 | 0 | 100287.0383 | 91.24% | 8.762% | 1561.5044 | 0 | 289.1268 | 23.8096 | 711.9511 | 442.9622 | 722.858 | 144.3415 | 1485.8969 | 28459.1137 | 203572.8688 | 233517.8794 | 853912.9299 | 1091851.953 | 5.681% | 1157614.5485
OFFICE BUILDINGS #2655 | TERTIARY | OFFICE BUILDINGS | 18544.9469 | 2014 | 19555.0334 | 0 | 0 | 0 | 0 | 7385.4891 | 23650.8565 | 14951.3875 | 3 | 70386.1252 | 49381.2176 | 47 | 0 | 0 | 0 | 0 | 0 | 0 | 52328.1822 | 1197.6319 | 435089.8817 | 2493.9241 | 53267.827 | 231.1629 | 3187.8745 | 0 | 41442.8157 | 643.7018 | 0 | 89998.5714 | 94.9% | 5.101% | 1298.6859 | 0 | 259.0283 | 32.4657 | 830.6696 | 679.4997 | 770.6096 | 149.3323 | 2039.2686 | 41914.6679 | 231174.3455 | 275128.282 | 886210.3552 | 1168289.7805 | 7.072% | 1257196.914
OFFICE BUILDINGS #2656 | TERTIARY | OFFICE BUILDINGS | 15854.6196 | 2010 | 14301.0433 | 0 | 0 | 0 | 0 | 6925.1332 | 17834.7405 | 14704.4317 | 3 | 40477.4112 | 32727.8548 | 29 | 0 | 0 | 0 | 0 | 0 | 0 | 36644.0219 | 1119.5207 | 243966.1368 | 2378.2176 | 43876.4109 | 209.783 | 3101.1049 | 0 | 34008.3584 | 507.3235 | 0 | 67786.5295 | 86.4% | 13.6% | 1600.7491 | 0 | 282.2736 | 24.1449 | 551.7714 | 394.8847 | 629.9877 | 97.9478 | 1933.7383 | 32130.1762 | 162668.0618 | 196731.9763 | 572713.2533 | 775002.7229 | 4.813% | 814191.3897
OFFICE BUILDINGS #2657 | TERTIARY | OFFICE BUILDINGS | 9568.8582 | 2022 | 12504.5414 | 0 | 0 | 0 | 0 | 3578.3889 | 11353.0394 | 13462.6702 | 2 | 40761.4733 | 24681.0185 | 25 | 0 | 0 | 0 | 0 | 0 | 0 | 41283.6218 | 548.4562 | 200132.555 | 1299.5785 | 28454.49 | 88.6583 | 1543.795 | 0 | 25821.9526 | 213.2897 | 0 | 62054.065 | 92.53% | 7.467% | 873.4872 | 0 | 143.9237 | 10.4666 | 390.7589 | 302.4179 | 268.6868 | 69.6473 | 1136.5417 | 18385.7906 | 84958.951 | 104481.2833 | 471203.6993 | 578983.9507 | 1.342% | 586861.6791
OFFICE BUILDINGS #2658 | TERTIARY | OFFICE BUILDINGS | 4874.9457 | 2016 | 5756.5695 | 0 | 0 | 0 | 0 | 1640.3986 | 5605.0249 | 4764.041 | 1 | 20870.4656 | 14692.7205 | 10 | 0 | 0 | 0 | 0 | 0 | 0 | 12526.8686 | 442.711 | 131426.5183 | 529.1033 | 11075.9393 | 43.7615 | 905.7223 | 0 | 12505.081 | 131.7027 | 0 | 29733.21 | 92.87% | 7.134% | 408.4258 | 0 | 73.4378 | 8.7365 | 212.5774 | 178.3743 | 144.1814 | 34.1278 | 641.2516 | 10917.976 | 43006.9226 | 54566.1502 | 256112.3289 | 311895.6796 | 6.856% | 334851.5969
OFFICE BUILDINGS #2659 | TERTIARY | OFFICE BUILDINGS | 20855.7621 | 2018 | 27234.9901 | 0 | 0 | 0 | 0 | 7642.1763 | 23037.3646 | 20808.4591 | 4 | 63911.0776 | 79790.1844 | 53 | 0 | 0 | 0 | 0 | 0 | 0 | 61911.66 | 1373.3194 | 472881.3169 | 2310.3241 | 77021.4376 | 216.4282 | 3609.7788 | 0 | 64344.1869 | 717.0294 | 0 | 137180.2249 | 88.77% | 11.23% | 1972.8543 | 0 | 303.7025 | 28.9357 | 709.1242 | 725.7145 | 620.5002 | 128.0978 | 2011.3614 | 44130.7774 | 257378.4884 | 303520.6272 | 1038246.0311 | 1349265.8285 | 0.6301% | 1357821.2103
OFFICE BUILDINGS #2660 | TERTIARY | OFFICE BUILDINGS | 4702.3635 | 2017 | 6945.3239 | 0 | 0 | 0 | 0 | 1749.4553 | 4849.6359 | 3930.9377 | 1 | 17157.2806 | 14106.2936 | 12 | 0 | 0 | 0 | 0 | 0 | 0 | 14010.4801 | 386.7026 | 101147.0485 | 504.8411 | 12991.0089 | 49.624 | 727.9009 | 0 | 11314.5387 | 124.3765 | 0 | 23573.6779 | 95.52% | 4.484% | 459.1402 | 0 | 81.3043 | 5.8524 | 169.459 | 174.7904 | 144.1334 | 32.5318 | 548.3884 | 10721.6805 | 46782.4184 | 58052.4873 | 216572.0602 | 275875.1338 | 7.888% | 299498.5447
OFFICE BUILDINGS #2661 | TERTIARY | OFFICE BUILDINGS | 3951.0909 | 2009 | 3343.2054 | 0 | 0 | 0 | 0 | 1159.8443 | 3846.5662 | 3348.1123 | 1 | 9569.843 | 11609.1109 | 9 | 0 | 0 | 0 | 0 | 0 | 0 | 10692.5627 | 314.5193 | 65547.8461 | 618.3521 | 12136.6517 | 52.1208 | 612.7493 | 0 | 8695.4132 | 113.3224 | 0 | 16741.7474 | 94.69% | 5.31% | 381.603 | 0 | 56.6663 | 6.8854 | 152.1435 | 125.1813 | 125.4259 | 37.4825 | 345.9116 | 8356.7579 | 50196.5286 | 58899.1981 | 148406.5244 | 208208.9202 | 6.166% | 221891.0439
OFFICE BUILDINGS #2662 | TERTIARY | OFFICE BUILDINGS | 12214.2742 | 2011 | 13240.4391 | 0 | 0 | 0 | 0 | 4794.2826 | 9225.5329 | 10578.3184 | 2 | 42135.2184 | 41071.7132 | 29 | 0 | 0 | 0 | 0 | 0 | 0 | 43617.8917 | 736.8675 | 241018.1143 | 1619.1886 | 36357.795 | 105.3218 | 2036.0828 | 0 | 27208.4899 | 307.5742 | 0 | 68801.0714 | 89.97% | 10.03% | 946.6888 | 0 | 267.421 | 16.8455 | 383.9019 | 374.1372 | 373.1103 | 82.0452 | 1606.9585 | 20420.9151 | 101410.7177 | 123438.5913 | 536696.0432 | 662847.0143 | 8.227% | 722268.034
OFFICE BUILDINGS #2663 | TERTIARY | OFFICE BUILDINGS | 7380.7238 | 2011 | 5792.5495 | 0 | 0 | 0 | 0 | 3010.1646 | 9080.5035 | 5439.9022 | 2 | 18464.2996 | 23634.0229 | 12 | 0 | 0 | 0 | 0 | 0 | 0 | 22146.1324 | 515.2577 | 185574.7014 | 895.4621 | 14868.2993 | 104.6891 | 1399.202 | 0 | 17495.042 | 199.2842 | 0 | 43831.809 | 88.07% | 11.93% | 730.0779 | 0 | 163.5614 | 9.9163 | 213.393 | 199.4363 | 253.9865 | 60.1544 | 668.2141 | 10554.7643 | 87330.7065 | 98553.6848 | 350577.8564 | 451528.7342 | 7.866% | 490076.2473
OFFICE BUILDINGS #2664 | TERTIARY | OFFICE BUILDINGS | 4874.1927 | 2019 | 5504.5193 | 0 | 0 | 0 | 0 | 2546.1869 | 4484.315 | 6647.6151 | 1 | 22120.4444 | 19331.2586 | 13 | 0 | 0 | 0 | 0 | 0 | 0 | 13997.1808 | 411.2153 | 105300.6132 | 768.9418 | 17017.2764 | 55.089 | 673.8733 | 0 | 17117.0852 | 129.5489 | 0 | 34782.0986 | 88.72% | 11.28% | 422.1791 | 0 | 73.9036 | 6.0267 | 220.7982 | 170.9342 | 192.5959 | 42.835 | 540.2275 | 10151.805 | 47029.8942 | 57721.9268 | 247070.4176 | 306535.7516 | 8.024% | 333278.2267
OFFICE BUILDINGS #2665 | TERTIARY | OFFICE BUILDINGS | 23973.4685 | 2009 | 23428.7459 | 0 | 0 | 0 | 0 | 7208.3919 | 22825.7848 | 22786.408 | 4 | 81996.7779 | 54339.4904 | 65 | 0 | 0 | 0 | 0 | 0 | 0 | 70171.8665 | 1931.5969 | 477131.2588 | 3919.5605 | 64879.6212 | 220.3297 | 3676.9307 | 0 | 46892.9328 | 519.0607 | 0 | 148589.4365 | 96.52% | 3.477% | 1860.1361 | 0 | 529.5844 | 32.4461 | 903.2653 | 636.7228 | 794.9036 | 229.4654 | 2081.1512 | 45764.698 | 196343.3914 | 244189.2407 | 1047815.7171 | 1298954.0227 | 0.9382% | 1311256.8465
OFFICE BUILDINGS #2666 | TERTIARY | OFFICE BUILDINGS | 9409.7396 | 2022 | 12561.995 | 0 | 0 | 0 | 0 | 3678.6699 | 9454.8827 | 13533.7379 | 1 | 32478.3105 | 28620.3564 | 22 | 0 | 0 | 0 | 0 | 0 | 0 | 26303.0385 | 831.0655 | 247620.1382 | 1358.5476 | 29038.0059 | 121.0077 | 1634.9107 | 0 | 25459.7146 | 305.293 | 0 | 60030.4926 | 97.03% | 2.972% | 665.8141 | 0 | 202.454 | 14.9565 | 314.2594 | 303.4022 | 302.1398 | 66.4811 | 970.8212 | 18080.78 | 121071.1232 | 140122.7243 | 493173.7199 | 637308.8523 | 4.373% | 666449.6959
OFFICE BUILDINGS #2667 | TERTIARY | OFFICE BUILDINGS | 16413.9821 | 2021 | 18099.2823 | 0 | 0 | 0 | 0 | 7460.2377 | 18797.3721 | 19956.3516 | 3 | 51917.0488 | 56807.4802 | 35 | 0 | 0 | 0 | 0 | 0 | 0 | 65533.4531 | 1537.2524 | 337141.1357 | 1817.8816 | 61680.7586 | 200.8379 | 2953.1983 | 0 | 50155.6962 | 377.0691 | 0 | 125268.1427 | 89.9% | 10.1% | 1474.8344 | 0 | 247.9145 | 22.352 | 567.111 | 462.5961 | 467.5847 | 114.8284 | 2276.5236 | 40856.0525 | 172399.508 | 215532.0841 | 825472.5115 | 1047983.1889 | 3.407% | 1084943.7983
OFFICE BUILDINGS #2668 | TERTIARY | OFFICE BUILDINGS | 9810.8071 | 2009 | 11042.5166 | 0 | 0 | 0 | 0 | 4136.0845 | 7738.7433 | 10289.1442 | 2 | 25099.985 | 19530.9994 | 25 | 0 | 0 | 0 | 0 | 0 | 0 | 31125.1476 | 750.56 | 154650.9469 | 1305.8692 | 26720.4502 | 84.6942 | 1472.2696 | 0 | 24758.4004 | 286.8759 | 0 | 44098.6956 | 95.42% | 4.576% | 657.9409 | 0 | 150.543 | 13.2928 | 342.19 | 237.0266 | 291.8734 | 95.3948 | 859.2663 | 13925.5521 | 81570.7286 | 96355.547 | 364342.2679 | 463534.6625 | 1.341% | 469837.2321
OFFICE BUILDINGS #2669 | TERTIARY | OFFICE BUILDINGS | 15034.1014 | 2015 | 15102.9961 | 0 | 0 | 0 | 0 | 5319.3672 | 12895.3314 | 18913.1808 | 3 | 54656.434 | 39927.186 | 28 | 0 | 0 | 0 | 0 | 0 | 0 | 51544.2268 | 956.8394 | 414176.7792 | 2222.9924 | 49685.5129 | 189.51 | 2430.9257 | 0 | 43347.5388 | 491.2104 | 0 | 74379.2869 | 97.48% | 2.519% | 1133.6496 | 0 | 263.8064 | 17.3915 | 493.8812 | 417.6063 | 421.0577 | 153.2665 | 1758.2345 | 30233.2367 | 184676.8348 | 216668.3061 | 795119.2543 | 1015945.0486 | 1.684% | 1033343.6569
OFFICE BUILDINGS #2670 | TERTIARY | OFFICE BUILDINGS | 2799.0392 | 2013 | 2673.6285 | 0 | 0 | 0 | 0 | 800.8273 | 3021.7726 | 3179.9912 | 1 | 9509.6147 | 9212.8944 | 5 | 0 | 0 | 0 | 0 | 0 | 0 | 7888.7954 | 242.1196 | 51664.4115 | 422.9704 | 7987.8635 | 39.4797 | 375.713 | 0 | 6497.1966 | 66.9738 | 0 | 19301.7225 | 86.71% | 13.29% | 281.0765 | 0 | 43.0176 | 4.0874 | 114.3262 | 71.0719 | 88.6301 | 27.7668 | 364.9138 | 5349.9078 | 32498.7128 | 38213.5344 | 121929.3198 | 161205.3615 | 1.935% | 164386.4875
OFFICE BUILDINGS #2671 | TERTIARY | OFFICE BUILDINGS | 20768.2212 | 2011 | 20403.0699 | 0 | 0 | 0 | 0 | 7273.4948 | 17959.2869 | 21469.5958 | 3 | 72861.9754 | 60280.1589 | 55 | 0 | 0 | 0 | 0 | 0 | 0 | 51396.8724 | 1728.6559 | 334460.9568 | 2850.836 | 50309.1792 | 292.761 | 3633.9261 | 0 | 41849.6559 | 669.2608 | 0 | 101064.3244 | 93.04% | 6.961% | 1675.3279 | 0 | 324.7678 | 24.8678 | 759.5043 | 551.7967 | 911.0146 | 177.1818 | 1967.943 | 33026.5017 | 169499.1007 | 204493.5454 | 775306.6869 | 985614.2928 | 4.124% | 1028006.2394
OFFICE BUILDINGS #2672 | TERTIARY | OFFICE BUILDINGS | 12306.61 | 2022 | 12881.8904 | 0 | 0 | 0 | 0 | 4706.0919 | 17653.057 | 17541.4934 | 2 | 50895.8852 | 46585.3032 | 32 | 0 | 0 | 0 | 0 | 0 | 0 | 37745.6435 | 834.0501 | 244177.0424 | 1647.2559 | 37400.5031 | 143.0236 | 2185.1678 | 0 | 41867.1299 | 415.1103 | 0 | 66499.2868 | 94.33% | 5.673% | 978.6235 | 0 | 208.4428 | 22.0282 | 409.9767 | 347.1447 | 521.5827 | 107.9287 | 1759.1661 | 29085.0792 | 107548.0077 | 138392.253 | 577602.5874 | 721421.7671 | 7.846% | 782846.6576
OFFICE BUILDINGS #2673 | TERTIARY | OFFICE BUILDINGS | 7831.7303 | 2016 | 8587.8102 | 0 | 0 | 0 | 0 | 2620.613 | 8230.5046 | 9514.6322 | 2 | 26295.5319 | 28818.7555 | 15 | 0 | 0 | 0 | 0 | 0 | 0 | 24520.6561 | 607.347 | 192195.9396 | 890.9167 | 22844.3362 | 87.5944 | 1190.5189 | 0 | 19867.2039 | 173.0022 | 0 | 56663.7789 | 96.94% | 3.055% | 773.5807 | 0 | 174.8137 | 9.591 | 354.365 | 217.8641 | 245.933 | 62.5437 | 840.5475 | 13397.0347 | 100183.0843 | 114420.6665 | 397252.9273 | 513945.7584 | 7.136% | 553436.4494
OFFICE BUILDINGS #2674 | TERTIARY | OFFICE BUILDINGS | 18725.7073 | 2011 | 15546.6603 | 0 | 0 | 0 | 0 | 7771.419 | 15431.0472 | 20875.2731 | 4 | 58385.5077 | 47079.2918 | 37 | 0 | 0 | 0 | 0 | 0 | 0 | 60244.7399 | 1716.3585 | 372827.6502 | 2955.1949 | 42488.9803 | 166.1252 | 3807.7846 | 0 | 45672.6585 | 624.8844 | 0 | 112504.8225 | 91.79% | 8.213% | 1312.2325 | 0 | 326.3613 | 32.7067 | 824.2814 | 498.8278 | 761.0201 | 157.297 | 1546.9613 | 35808.7726 | 151500.7065 | 188856.4405 | 813245.7063 | 1008392.6476 | 4.911% | 1060475.0947
OFFICE BUILDINGS #2675 | TERTIARY | OFFICE BUILDINGS | 17191.0689 | 2009 | 20610.3252 | 0 | 0 | 0 | 0 | 4726.897 | 14470.987 | 14178.239 | 3 | 39885.7663 | 55458.5696 | 34 | 0 | 0 | 0 | 0 | 0 | 0 | 44964.6952 | 1048.4802 | 422456.1394 | 2109.1802 | 45962.734 | 196.6756 | 2939.6309 | 0 | 44723.4201 | 415.4699 | 0 | 81429.8654 | 93.62% | 6.382% | 1344.9695 | 0 | 337.5402 | 25.7391 | 760.3487 | 461.8886 | 690.7394 | 160.2992 | 1562.91 | 25631.5935 | 203645.7592 | 230840.2626 | 788831.9924 | 1024515.4861 | 7.396% | 1106343.6308
OFFICE BUILDINGS #2676 | TERTIARY | OFFICE BUILDINGS | 20362.5175 | 2021 | 27388.8267 | 0 | 0 | 0 | 0 | 10301.4121 | 19537.3291 | 28543.151 | 4 | 84633.1088 | 68992.9819 | 49 | 0 | 0 | 0 | 0 | 0 | 0 | 67443.7571 | 1340.8978 | 593992.5553 | 3018.782 | 49422.3053 | 200.7681 | 3148.4719 | 0 | 45641.2646 | 547.8884 | 0 | 140596.7588 | 94.32% | 5.679% | 2029.9147 | 0 | 456.8246 | 36.2803 | 659.2602 | 638.9736 | 867.7116 | 172.5219 | 2883.4928 | 51038.4329 | 170368.7793 | 224290.705 | 1155325.8331 | 1387047.612 | 3.3% | 1434389.2801
OFFICE BUILDINGS #2677 | TERTIARY | OFFICE BUILDINGS | 16825.022 | 2023 | 20783.0165 | 0 | 0 | 0 | 0 | 7953.7549 | 24293.3775 | 21485.9698 | 3 | 78282.9971 | 71984.9814 | 39 | 0 | 0 | 0 | 0 | 0 | 0 | 66184.8749 | 1238.7206 | 343988.4425 | 2647.7358 | 52288.1976 | 154.4014 | 2796.4188 | 0 | 58516.9234 | 558.1914 | 0 | 144089.4138 | 93.91% | 6.092% | 1208.5901 | 0 | 229.4646 | 19.8387 | 675.0984 | 472.3552 | 757.488 | 145.7532 | 1968.5296 | 35461.7331 | 138501.2302 | 175931.4929 | 880857.9358 | 1061890.4876 | 1.787% | 1081213.631
OFFICE BUILDINGS #2678 | TERTIARY | OFFICE BUILDINGS | 21755.9291 | 2009 | 25056.7462 | 0 | 0 | 0 | 0 | 8668.3894 | 19985.0876 | 21601.2867 | 3 | 54088.1007 | 54804.1213 | 39 | 0 | 0 | 0 | 0 | 0 | 0 | 52115.2565 | 1982.4333 | 440022.6197 | 2969.1849 | 59153.7862 | 285.8182 | 3782.3849 | 0 | 37571.5279 | 743.5958 | 0 | 103411.9508 | 87.12% | 12.88% | 1814.5354 | 0 | 363.1625 | 35.8385 | 977.0182 | 779.567 | 632.3634 | 145.0904 | 2437.6423 | 37854.7818 | 199381.5146 | 239673.9387 | 889301.7862 | 1135563.918 | 1.507% | 1152938.9197
OFFICE BUILDINGS #2679 | TERTIARY | OFFICE BUILDINGS | 10721.459 | 2012 | 13143.0423 | 0 | 0 | 0 | 0 | 3782.7759 | 11388.8656 | 8015.096 | 2 | 37547.2966 | 32216.2525 | 19 | 0 | 0 | 0 | 0 | 0 | 0 | 38892.9156 | 752.5912 | 231771.5525 | 1536.7649 | 32695.1652 | 98.5395 | 1664.096 | 0 | 29895.1823 | 371.1611 | 0 | 53188.3291 | 91.13% | 8.866% | 1054.233 | 0 | 172.467 | 17.3154 | 321.3724 | 352.6947 | 328.4244 | 109.2596 | 1122.2667 | 15800.2177 | 92291.0954 | 109213.5799 | 495666.4227 | 607715.6526 | 2.104% | 620779.4049
OFFICE BUILDINGS #2680 | TERTIARY | OFFICE BUILDINGS | 2313.3411 | 2009 | 1939.7631 | 0 | 0 | 0 | 0 | 656.1865 | 2078.3994 | 1779.5426 | 0 | 7018.7239 | 6468.3019 | 6 | 0 | 0 | 0 | 0 | 0 | 0 | 6921.5303 | 193.0985 | 54928.0969 | 248.643 | 5537.514 | 29.1374 | 396.2614 | 0 | 6288.104 | 50.7957 | 0 | 11363.0506 | 96.23% | 3.773% | 240.6532 | 0 | 50.6246 | 2.5401 | 69.4819 | 69.8133 | 63.8436 | 22.8788 | 290.2795 | 3460.1214 | 23020.0986 | 26770.4995 | 106228.6206 | 133687.4653 | 4.499% | 139985.1153
OFFICE BUILDINGS #2681 | TERTIARY | OFFICE BUILDINGS | 2246.5437 | 2009 | 2348.0393 | 0 | 0 | 0 | 0 | 661.4318 | 1601.5394 | 2287.3122 | 1 | 7014.3699 | 7170.2847 | 5 | 0 | 0 | 0 | 0 | 0 | 0 | 5684.1751 | 135.7123 | 47679.585 | 345.9332 | 6798.3839 | 29.4908 | 324.0209 | 0 | 4682.9809 | 72.6475 | 0 | 12569.6423 | 92.37% | 7.635% | 236.5912 | 0 | 43.5468 | 2.9153 | 76.995 | 68.7421 | 71.2878 | 15.2915 | 211.9629 | 4641.9108 | 20937.0689 | 25790.9426 | 99264.9454 | 125699.91 | 4.205% | 131217.3582
OFFICE BUILDINGS #2682 | TERTIARY | OFFICE BUILDINGS | 20867.1251 | 2019 | 21291.2915 | 0 | 0 | 0 | 0 | 7981.4934 | 28655.3061 | 21128.0631 | 3 | 68390.3329 | 77842.3132 | 36 | 0 | 0 | 0 | 0 | 0 | 0 | 64930.4692 | 1878.8785 | 595023.0781 | 2208.944 | 50396.1123 | 179.5613 | 3390.6351 | 0 | 60535.2144 | 604.6225 | 0 | 140975.4478 | 96.19% | 3.815% | 2038.8689 | 0 | 465.6328 | 23.0266 | 586.8813 | 624.8721 | 653.8216 | 155.1855 | 2686.1377 | 51093.549 | 204555.0953 | 258334.7821 | 1152756.0549 | 1416995.3139 | 4.073% | 1477157.1595
OFFICE BUILDINGS #2683 | TERTIARY | OFFICE BUILDINGS | 11071.0768 | 2023 | 16723.1713 | 0 | 0 | 0 | 0 | 5767.5049 | 14738.867 | 10139.6856 | 2 | 44029.4551 | 44778.7376 | 27 | 0 | 0 | 0 | 0 | 0 | 0 | 41881.4885 | 747.1661 | 278212.7303 | 1692.7599 | 39930.8799 | 102.766 | 1509.6424 | 0 | 40603.7397 | 344.4485 | 0 | 68851.7188 | 95.01% | 4.988% | 947.1897 | 0 | 188.5799 | 18.7959 | 417.0414 | 420.8117 | 339.8392 | 108.2858 | 1294.7635 | 28208.4554 | 121465.2777 | 150968.4965 | 614381.517 | 770232.4935 | 7.497% | 832658.9865
OFFICE BUILDINGS #2684 | TERTIARY | OFFICE BUILDINGS | 4474.9681 | 2009 | 3912.8429 | 0 | 0 | 0 | 0 | 1394.4459 | 4229.7181 | 4349.8385 | 1 | 14348.4332 | 10595.8979 | 12 | 0 | 0 | 0 | 0 | 0 | 0 | 10792.8596 | 379.6146 | 77599.7937 | 610.0324 | 9959.4627 | 42.1399 | 743.2181 | 0 | 7914.2084 | 130.0018 | 0 | 18588.5462 | 89.09% | 10.91% | 369.5188 | 0 | 90.561 | 7.3096 | 167.2175 | 171.9883 | 203.3426 | 36.8133 | 564.3273 | 7491.7992 | 47812.2875 | 55868.4141 | 165886.8175 | 222946.2395 | 4.181% | 232674.034
OFFICE BUILDINGS #2685 | TERTIARY | OFFICE BUILDINGS | 10897.4829 | 2010 | 8947.2279 | 0 | 0 | 0 | 0 | 3697.6156 | 12458.802 | 12023.938 | 2 | 32792.3187 | 25756.6735 | 26 | 0 | 0 | 0 | 0 | 0 | 0 | 37215.1178 | 672.3478 | 226103.5385 | 1435.0245 | 24134.7206 | 114.7882 | 1624.6041 | 0 | 30271.5926 | 239.6933 | 0 | 49768.8758 | 92.55% | 7.449% | 1178.3121 | 0 | 208.5024 | 19.7935 | 379.0113 | 400.4244 | 384.5611 | 101.2862 | 1124.2169 | 19438.2265 | 136481.5276 | 157043.971 | 471254.8323 | 631160.6764 | 6.35% | 673959.1425
OFFICE BUILDINGS #2686 | TERTIARY | OFFICE BUILDINGS | 7445.4641 | 2010 | 6228.27 | 0 | 0 | 0 | 0 | 2390.585 | 5963.7342 | 8078.8654 | 1 | 19457.2602 | 15206.2447 | 14 | 0 | 0 | 0 | 0 | 0 | 0 | 21403.0268 | 618.3373 | 175468.5161 | 1108.2618 | 15288.7239 | 70.6694 | 1037.9037 | 0 | 17067.0398 | 178.1166 | 0 | 41908.1458 | 96.6% | 3.397% | 678.2882 | 0 | 158.2068 | 11.2302 | 259.1861 | 251.4121 | 316.1115 | 59.3049 | 784.3084 | 12373.9041 | 71056.6411 | 84214.8536 | 336440.4022 | 422741.1723 | 3.95% | 440126.9297
OFFICE BUILDINGS #2687 | TERTIARY | OFFICE BUILDINGS | 15113.344 | 2015 | 17409.9557 | 0 | 0 | 0 | 0 | 5792.8049 | 15150.1982 | 14736.2506 | 3 | 63057.3295 | 43085.1659 | 27 | 0 | 0 | 0 | 0 | 0 | 0 | 38079.6822 | 1263.1649 | 333279.3049 | 2108.2353 | 48890.9515 | 163.0417 | 2823.3446 | 0 | 48162.0138 | 379.7861 | 0 | 93571.0245 | 93.03% | 6.968% | 1283.3397 | 0 | 324.1339 | 16.8177 | 683.5845 | 500.8142 | 563.639 | 107.9617 | 2030.4859 | 34298.4145 | 127687.2017 | 164016.102 | 739566.4851 | 908209.4549 | 5.031% | 956322.2397
OFFICE BUILDINGS #2688 | TERTIARY | OFFICE BUILDINGS | 16820.9313 | 2012 | 13503.639 | 0 | 0 | 0 | 0 | 7415.0793 | 13297.7463 | 14531.4848 | 4 | 58403.3974 | 41704.2137 | 43 | 0 | 0 | 0 | 0 | 0 | 0 | 40426.4749 | 1556.9227 | 444492.8524 | 2301.3552 | 40888.3468 | 225.0826 | 2626.3901 | 0 | 41871.0601 | 575.8634 | 0 | 99097.3506 | 90.85% | 9.15% | 1206.3538 | 0 | 249.2757 | 30.131 | 723.4199 | 618.184 | 472.1431 | 158.898 | 2253.2722 | 35064.8414 | 203538.5342 | 240856.6478 | 841631.9782 | 1087328.8304 | 6.376% | 1161375.894
OFFICE BUILDINGS #2689 | TERTIARY | OFFICE BUILDINGS | 4292.4308 | 2017 | 5225.1739 | 0 | 0 | 0 | 0 | 1841.1292 | 6015.3976 | 4862.431 | 1 | 11463.482 | 12039.6474 | 9 | 0 | 0 | 0 | 0 | 0 | 0 | 17102.3273 | 303.2733 | 106042.6321 | 582.1151 | 13252.0501 | 59.2927 | 596.8786 | 0 | 10754.3472 | 116.6567 | 0 | 27651.1922 | 91.49% | 8.512% | 327.2751 | 0 | 72.7979 | 6.8495 | 163.5666 | 165.6866 | 172.9276 | 31.1977 | 453.9007 | 8506.1913 | 42884.5798 | 51844.6718 | 220254.324 | 273557.1951 | 7.041% | 294278.2304
OFFICE BUILDINGS #2690 | TERTIARY | OFFICE BUILDINGS | 20499.5201 | 2018 | 23696.325 | 0 | 0 | 0 | 0 | 7787.095 | 21183.3088 | 24594.4021 | 4 | 57160.8029 | 58004.0203 | 50 | 0 | 0 | 0 | 0 | 0 | 0 | 81759.7043 | 1340.8164 | 588257.0681 | 3167.0505 | 52511.5198 | 263.2059 | 3700.2976 | 0 | 59214.451 | 649.6532 | 0 | 146256.2434 | 96.24% | 3.765% | 2017.2331 | 0 | 322.1938 | 34.3756 | 602.27 | 616.0643 | 633.1252 | 144.8433 | 2056.0144 | 40749.1036 | 208955.0778 | 251760.1957 | 1143369.3065 | 1403421.015 | 6.985% | 1508807.6661
OFFICE BUILDINGS #2691 | TERTIARY | OFFICE BUILDINGS | 4473.7292 | 2020 | 4686.3772 | 0 | 0 | 0 | 0 | 2226.8688 | 5939.0338 | 4754.8362 | 1 | 14882.8894 | 17892.2523 | 11 | 0 | 0 | 0 | 0 | 0 | 0 | 16546.4814 | 316.4425 | 98384.173 | 766.5532 | 12608.8231 | 45.1575 | 740.3676 | 0 | 16164.4499 | 108.9331 | 0 | 26649.6156 | 91.63% | 8.373% | 462.6446 | 0 | 83.0783 | 5.2735 | 152.4277 | 127.5257 | 124.8921 | 41.7423 | 456.9412 | 11650.0595 | 55949.9842 | 68056.9849 | 222331.5588 | 291937.1726 | 7.769% | 316527.1629
OFFICE BUILDINGS #2692 | TERTIARY | OFFICE BUILDINGS | 4574.4624 | 2019 | 6412.2017 | 0 | 0 | 0 | 0 | 1743.4871 | 5259.3835 | 5708.7591 | 1 | 16100.3853 | 18204.1477 | 9 | 0 | 0 | 0 | 0 | 0 | 0 | 18032.2959 | 268.0669 | 116180.5236 | 573.4861 | 14352.0684 | 41.6643 | 746.0204 | 0 | 12339.6587 | 124.4338 | 0 | 27090.3647 | 91.94% | 8.057% | 315.4576 | 0 | 87.7873 | 6.7648 | 165.2745 | 173.9202 | 197.8224 | 30.3653 | 461.7711 | 11411.4347 | 43993.0988 | 55866.3045 | 242544.1154 | 300021.2409 | 2.006% | 306162.6162
OFFICE BUILDINGS #2693 | TERTIARY | OFFICE BUILDINGS | 3590.46 | 2009 | 3398.9881 | 0 | 0 | 0 | 0 | 1224.6447 | 2688.6482 | 3747.6597 | 1 | 12387.6312 | 11226.2181 | 7 | 0 | 0 | 0 | 0 | 0 | 0 | 7671.9241 | 302.0071 | 79847.7862 | 466.8631 | 7006.4379 | 33.9354 | 484.7095 | 0 | 9847.712 | 114.6059 | 0 | 15068.1719 | 93.02% | 6.979% | 243.414 | 0 | 57.7458 | 5.9846 | 157.56 | 110.3106 | 131.3374 | 25.9477 | 339.2268 | 6630.0412 | 42046.8418 | 49016.1097 | 154466.4431 | 204482.2388 | 5.792% | 217054.5405
OFFICE BUILDINGS #2694 | TERTIARY | OFFICE BUILDINGS | 4236.3757 | 2014 | 5842.4187 | 0 | 0 | 0 | 0 | 2040.465 | 4321.6691 | 5189.1594 | 1 | 16999.9826 | 10232.8669 | 11 | 0 | 0 | 0 | 0 | 0 | 0 | 12438.3706 | 383.7726 | 109653.1457 | 565.0078 | 13350.1866 | 57.9984 | 675.0537 | 0 | 12253.1264 | 119.4617 | 0 | 25581.3532 | 97.2% | 2.803% | 338.705 | 0 | 73.4024 | 5.587 | 176.229 | 161.3934 | 118.5932 | 31.5381 | 446.5579 | 7389.9427 | 46319.668 | 54156.1685 | 222021.0665 | 277308.6514 | 5.77% | 294290.3124
OFFICE BUILDINGS #2695 | TERTIARY | OFFICE BUILDINGS | 9669.0504 | 2014 | 10373.3931 | 0 | 0 | 0 | 0 | 3848.1942 | 10699.1697 | 10592.7763 | 2 | 40177.4199 | 28023.0523 | 21 | 0 | 0 | 0 | 0 | 0 | 0 | 24717.8807 | 602.2034 | 192000.6221 | 1239.5369 | 24379.5249 | 122.7691 | 1814.8679 | 0 | 27329.862 | 290.9443 | 0 | 42823.0912 | 91.71% | 8.292% | 968.21 | 0 | 174.4246 | 10.9495 | 362.3232 | 250.272 | 329.2777 | 68.9037 | 973.0194 | 19259.6898 | 114964.7161 | 135197.4253 | 418852.9772 | 556376.1329 | 0.5932% | 559696.4535
OFFICE BUILDINGS #2696 | TERTIARY | OFFICE BUILDINGS | 19781.489 | 2016 | 18805.1154 | 0 | 0 | 0 | 0 | 9208.1733 | 26756.0312 | 20329.7768 | 4 | 68676.0372 | 45234.0548 | 49 | 0 | 0 | 0 | 0 | 0 | 0 | 69067.7801 | 1508.186 | 571892.7117 | 2543.8256 | 58015.0789 | 174.186 | 3022.4265 | 0 | 64699.5025 | 554.2103 | 0 | 93854.7242 | 93.82% | 6.175% | 1668.2124 | 0 | 368.8062 | 21.645 | 547.3257 | 784.3741 | 856.201 | 191.751 | 2504.6063 | 42278.2406 | 163680.3994 | 208463.2464 | 1082384.894 | 1295932.895 | 0.7249% | 1305396.2892
OFFICE BUILDINGS #2697 | TERTIARY | OFFICE BUILDINGS | 4741.1057 | 2022 | 7385.1676 | 0 | 0 | 0 | 0 | 2146.6369 | 5303.7789 | 5662.3418 | 1 | 21865.0797 | 13520.5512 | 10 | 0 | 0 | 0 | 0 | 0 | 0 | 13952.5295 | 437.6504 | 135790.0217 | 497.1164 | 11667.5415 | 49.6925 | 781.9422 | 0 | 15243.4813 | 143.0685 | 0 | 37326.3907 | 91.76% | 8.24% | 417.4714 | 0 | 103.6445 | 6.1007 | 157.64 | 136.1543 | 213.2697 | 38.3838 | 778.9213 | 8268.4928 | 46678.684 | 55726.098 | 274235.6032 | 331410.4242 | 0.6042% | 333424.8776
OFFICE BUILDINGS #2698 | TERTIARY | OFFICE BUILDINGS | 23584.7253 | 2016 | 23489.4611 | 0 | 0 | 0 | 0 | 10197.1485 | 32350.5153 | 18887.7818 | 4 | 90691.3148 | 54938.8556 | 45 | 0 | 0 | 0 | 0 | 0 | 0 | 74619.0893 | 1724.4839 | 513810.3582 | 3901.1252 | 65245.3521 | 320.4144 | 3890.1195 | 0 | 52399.6492 | 825.0239 | 0 | 171980.392 | 91.36% | 8.644% | 2486.3163 | 0 | 354.6105 | 33.6553 | 1035.2149 | 915.4505 | 908.3736 | 217.5206 | 3068.1311 | 40970.0634 | 245062.2877 | 289100.4823 | 1140058.7481 | 1436107.9916 | 5.835% | 1525092.3986
OFFICE BUILDINGS #2699 | TERTIARY | OFFICE BUILDINGS | 3446.0485 | 2023 | 4636.2035 | 0 | 0 | 0 | 0 | 1633.0197 | 5041.4524 | 4212.8751 | 1 | 11885.8209 | 9311.3613 | 8 | 0 | 0 | 0 | 0 | 0 | 0 | 9848.1193 | 314.3147 | 114388.2792 | 439.6631 | 9548.3792 | 34.8589 | 588.1979 | 0 | 8151.0381 | 76.9709 | 0 | 24200.0133 | 97.71% | 2.289% | 271.6771 | 0 | 63.7413 | 4.0803 | 140.2757 | 132.8581 | 138.8795 | 26.3583 | 360.0408 | 8840.2735 | 36637.5417 | 45837.856 | 209824.8532 | 256963.2628 | 4.73% | 269719.7841
OFFICE BUILDINGS #2700 | TERTIARY | OFFICE BUILDINGS | 19982.7039 | 2008 | 16196.9215 | 0 | 0 | 0 | 0 | 6986.4693 | 22589.8139 | 20258.4712 | 3 | 59952.5032 | 55221.7716 | 51 | 0 | 0 | 0 | 0 | 0 | 0 | 40925.8969 | 1383.8017 | 390096.6743 | 2567.4769 | 49412.15 | 265.1805 | 3873.3547 | 0 | 38031.6802 | 555.7239 | 0 | 78678.0087 | 86.73% | 13.27% | 1892.7591 | 0 | 447.616 | 33.9765 | 696.304 | 607.2976 | 626.4202 | 161.3122 | 2325.7715 | 25231.2848 | 198223.7265 | 225780.7828 | 772538.6831 | 1003643.4182 | 7.95% | 1090320.3462
OFFICE BUILDINGS #2701 | TERTIARY | OFFICE BUILDINGS | 12094.2328 | 2009 | 10533.1123 | 0 | 0 | 0 | 0 | 4613.7747 | 11872.5465 | 9606.0045 | 2 | 29721.1996 | 33673.1911 | 31 | 0 | 0 | 0 | 0 | 0 | 0 | 31979.1125 | 801.4498 | 271670.5145 | 1714.9415 | 36133.9725 | 155.9666 | 2317.2813 | 0 | 30883.1016 | 397.7518 | 0 | 69456.9563 | 88.18% | 11.82% | 917.5032 | 0 | 176.2717 | 18.6862 | 480.7282 | 467.3675 | 530.9463 | 94.0465 | 1475.6261 | 24841.4344 | 141080.5943 | 167397.6548 | 553412.2575 | 724687.8541 | 3.494% | 750924.9838
OFFICE BUILDINGS #2702 | TERTIARY | OFFICE BUILDINGS | 6861.5229 | 2010 | 7007.2815 | 0 | 0 | 0 | 0 | 2893.7828 | 5380.0629 | 5667.2272 | 1 | 23731.3582 | 21198.3383 | 12 | 0 | 0 | 0 | 0 | 0 | 0 | 21204.0896 | 464.9862 | 172900.4145 | 889.6464 | 18392.3339 | 96.5841 | 1056.5751 | 0 | 18509.3113 | 158.8243 | 0 | 31247.7063 | 96.64% | 3.363% | 474.3429 | 0 | 105.0349 | 11.0833 | 279.7304 | 213.5257 | 248.7714 | 65.4037 | 551.0177 | 14100.7216 | 67778.9964 | 82430.7356 | 333354.787 | 417348.1919 | 4.879% | 438754.3566
OFFICE BUILDINGS #2703 | TERTIARY | OFFICE BUILDINGS | 18815.5309 | 2011 | 24271.6698 | 0 | 0 | 0 | 0 | 8363.4697 | 14202.9493 | 14877.6042 | 3 | 50923.869 | 62881.4439 | 41 | 0 | 0 | 0 | 0 | 0 | 0 | 50566.4597 | 1196.9592 | 301779.2167 | 2628.726 | 49228.3525 | 215.1719 | 3399.9537 | 0 | 51069.5977 | 585.9966 | 0 | 103394.2598 | 88.62% | 11.38% | 1797.0142 | 0 | 279.5743 | 33.0103 | 770.0917 | 592.0916 | 640.2176 | 137.6042 | 2536.8006 | 33603.113 | 242431.0207 | 278570.9344 | 731070.8356 | 1015959.9507 | 0.7177% | 1023304.5614
OFFICE BUILDINGS #2704 | TERTIARY | OFFICE BUILDINGS | 9418.103 | 2019 | 11334.2999 | 0 | 0 | 0 | 0 | 4150.4732 | 10021.0333 | 12014.3207 | 2 | 42683.8937 | 25715.6423 | 17 | 0 | 0 | 0 | 0 | 0 | 0 | 36869.4576 | 748.127 | 262542.9092 | 1053.8939 | 27977.1026 | 123.9298 | 1444.7598 | 0 | 22816.865 | 253.2687 | 0 | 74968.3289 | 93.61% | 6.386% | 721.0102 | 0 | 135.719 | 15.2986 | 295.0266 | 257.9966 | 384.4602 | 68.8252 | 912.4356 | 24873.4726 | 77658.9757 | 103444.8839 | 549005.9411 | 656163.3545 | 5.407% | 693668.8396
OFFICE BUILDINGS #2705 | TERTIARY | OFFICE BUILDINGS | 17166.5061 | 2023 | 17585.1344 | 0 | 0 | 0 | 0 | 9046.1514 | 23155.6891 | 24500.6607 | 3 | 83116.5095 | 58019.0448 | 37 | 0 | 0 | 0 | 0 | 0 | 0 | 67687.095 | 1517.61 | 449190.3937 | 2088.8794 | 43391.8668 | 232.66 | 2606.3385 | 0 | 50661.5974 | 580.1463 | 0 | 102994.4775 | 90.07% | 9.933% | 1860.7644 | 0 | 248.6548 | 25.7914 | 564.9127 | 465.7793 | 612.1205 | 158.3714 | 2924.9504 | 33963.9932 | 222775.1375 | 259664.0811 | 933798.1817 | 1199076.0059 | 4.549% | 1256217.0685
OFFICE BUILDINGS #2706 | TERTIARY | OFFICE BUILDINGS | 3817.7423 | 2013 | 4905.3716 | 0 | 0 | 0 | 0 | 1663.6244 | 4559.6745 | 4286.3721 | 1 | 9577.9855 | 12456.1421 | 9 | 0 | 0 | 0 | 0 | 0 | 0 | 12362.3191 | 278.2893 | 67463.7864 | 443.1045 | 10118.5218 | 39.1186 | 716.804 | 0 | 9176.9209 | 101.0217 | 0 | 18428.8924 | 94.63% | 5.367% | 281.1229 | 0 | 75.9715 | 5.2434 | 151.0135 | 113.0735 | 166.1974 | 26.1244 | 522.5857 | 6735.5908 | 42052.3514 | 49310.528 | 153894.0743 | 204255.1142 | 2.496% | 209482.9073
OFFICE BUILDINGS #2707 | TERTIARY | OFFICE BUILDINGS | 8635.8444 | 2019 | 12722.8233 | 0 | 0 | 0 | 0 | 4149.105 | 11561.2658 | 9225.8767 | 1 | 35224.6446 | 22032.9669 | 16 | 0 | 0 | 0 | 0 | 0 | 0 | 35712.0687 | 514.3126 | 189417.0331 | 913.0432 | 24891.6883 | 84.6269 | 1468.3354 | 0 | 29756.7809 | 247.3728 | 0 | 49539.1474 | 92.86% | 7.14% | 622.1566 | 0 | 166.9689 | 13.3262 | 327.3898 | 316.1374 | 388.4824 | 84.2864 | 930.2215 | 14100.0863 | 82279.4056 | 97309.7134 | 431981.3923 | 532697.0905 | 8.24% | 580535.7471
OFFICE BUILDINGS #2708 | TERTIARY | OFFICE BUILDINGS | 12135.8611 | 2020 | 13346.8604 | 0 | 0 | 0 | 0 | 5248.0109 | 14440.8276 | 13152.0211 | 2 | 36443.8449 | 36286.6638 | 27 | 0 | 0 | 0 | 0 | 0 | 0 | 42720.5499 | 1016.3673 | 371860.4248 | 1742.49 | 34605.3553 | 107.0816 | 2183.8591 | 0 | 34937.257 | 407.5106 | 0 | 97958.8216 | 97.16% | 2.842% | 1164.452 | 0 | 193.4996 | 17.5271 | 462.1198 | 340.9428 | 386.8113 | 104.5855 | 1413.1741 | 28106.8821 | 154228.0347 | 183748.0908 | 718759.6511 | 905958.7343 | 8.069% | 985479.3909
OFFICE BUILDINGS #2709 | TERTIARY | OFFICE BUILDINGS | 5981.2768 | 2020 | 8367.1723 | 0 | 0 | 0 | 0 | 3271.4684 | 7034.9361 | 6784.0593 | 1 | 23557.3244 | 15650.3574 | 13 | 0 | 0 | 0 | 0 | 0 | 0 | 24326.2284 | 437.0575 | 120946.6823 | 930.611 | 21090.0203 | 77.4739 | 1078.239 | 0 | 16005.1963 | 151.6317 | 0 | 37012.511 | 94.47% | 5.534% | 392.3384 | 0 | 114.2023 | 9.0957 | 253.7661 | 184.0758 | 251.1649 | 44.99 | 951.8751 | 11935.6225 | 76990.9344 | 89878.432 | 290155.6822 | 381873.8222 | 5.03% | 402099.9563
OFFICE BUILDINGS #2710 | TERTIARY | OFFICE BUILDINGS | 7462.6835 | 2015 | 9199.8556 | 0 | 0 | 0 | 0 | 3270.9402 | 8437.8152 | 9366.2865 | 1 | 25896.8011 | 23698.6121 | 13 | 0 | 0 | 0 | 0 | 0 | 0 | 19270.6171 | 543.2989 | 162080.8129 | 1042.7551 | 21297.9701 | 64.3453 | 1279.0442 | 0 | 23010.8237 | 205.5964 | 0 | 46660.5095 | 94.42% | 5.585% | 531.7688 | 0 | 115.1878 | 9.8203 | 336.4374 | 274.813 | 215.6626 | 69.4254 | 667.7775 | 16864.8425 | 91874.5438 | 109407.1638 | 356355.5235 | 468490.1348 | 3.739% | 486686.0616
OFFICE BUILDINGS #2711 | TERTIARY | OFFICE BUILDINGS | 13040.6601 | 2011 | 16088.9233 | 0 | 0 | 0 | 0 | 4211.2202 | 10690.4057 | 13525.2502 | 2 | 35777.5716 | 33245.6155 | 32 | 0 | 0 | 0 | 0 | 0 | 0 | 39504.3982 | 1036.8931 | 294238.3675 | 1430.3708 | 33178.8231 | 164.9978 | 2202.8929 | 0 | 31835.8045 | 308.8303 | 0 | 56563.826 | 88.33% | 11.67% | 938.5721 | 0 | 268.9314 | 19.542 | 526.2011 | 352.0285 | 579.1284 | 126.0129 | 1244.2689 | 24683.6484 | 108972.4832 | 134900.4005 | 580244.3533 | 719741.1661 | 7.085% | 774627.0256
OFFICE BUILDINGS #2712 | TERTIARY | OFFICE BUILDINGS | 8799.53 | 2009 | 7838.6143 | 0 | 0 | 0 | 0 | 2597.9081 | 9374.5084 | 9569.139 | 2 | 29280.2325 | 24218.2928 | 20 | 0 | 0 | 0 | 0 | 0 | 0 | 23095.9537 | 695.6764 | 196537.4573 | 1252.1454 | 18575.9867 | 119.5551 | 1475.9973 | 0 | 19466.4555 | 290.5801 | 0 | 48745.8421 | 87.6% | 12.4% | 803.9331 | 0 | 153.9349 | 12.1386 | 395.9589 | 309.2568 | 292.7397 | 62.1819 | 791.7888 | 18142.711 | 114106.5337 | 133041.0336 | 395721.8441 | 531193.366 | 5.664% | 563086.5725
OFFICE BUILDINGS #2713 | TERTIARY | OFFICE BUILDINGS | 22149.5686 | 2009 | 26673.3347 | 0 | 0 | 0 | 0 | 7035.3381 | 16818.5638 | 15356.3063 | 5 | 63474.3909 | 48824.4273 | 40 | 0 | 0 | 0 | 0 | 0 | 0 | 47077.9535 | 1886.2213 | 517711.9745 | 2692.5715 | 63283.6432 | 249.8146 | 4259.4231 | 0 | 57004.6613 | 566.9954 | 0 | 135788.957 | 90.35% | 9.649% | 1516.6338 | 0 | 407.9855 | 25.474 | 683.6056 | 681.9307 | 918.6501 | 205.5147 | 1990.1393 | 37234.7343 | 188843.6525 | 228068.5261 | 1028240.4385 | 1261491.882 | 5.231% | 1331118.1139
OFFICE BUILDINGS #2714 | TERTIARY | OFFICE BUILDINGS | 14457.8787 | 2011 | 12540.703 | 0 | 0 | 0 | 0 | 6129.7963 | 16110.8618 | 12162.4671 | 3 | 49167.1701 | 37681.2342 | 25 | 0 | 0 | 0 | 0 | 0 | 0 | 36847.6808 | 1324.1145 | 279437.9539 | 2231.4962 | 30517.1095 | 182.4074 | 2214.0271 | 0 | 33751.345 | 389.1433 | 0 | 76349.9889 | 94.06% | 5.943% | 976.2074 | 0 | 263.2888 | 19.1493 | 605.2833 | 439.6586 | 433.5661 | 124.0245 | 1482.9642 | 28905.5052 | 142994.3531 | 173382.8225 | 604180.7933 | 781732.8166 | 5.461% | 826889.7844
OFFICE BUILDINGS #2715 | TERTIARY | OFFICE BUILDINGS | 8208.1189 | 2008 | 7257.0529 | 0 | 0 | 0 | 0 | 3391.2726 | 8149.9747 | 6617.819 | 2 | 22806.0962 | 21252.6696 | 22 | 0 | 0 | 0 | 0 | 0 | 0 | 17030.7968 | 655.253 | 133773.8574 | 1226.4331 | 19344.8598 | 110.8369 | 1387.9354 | 0 | 18511.4205 | 260.1913 | 0 | 49644.3452 | 88.55% | 11.45% | 827.2692 | 0 | 130.0248 | 9.7632 | 253.7507 | 265.5106 | 275.7617 | 65.7894 | 1004.6892 | 11472.749 | 71067.8387 | 83545.2768 | 308864.2526 | 394178.8463 | 6.268% | 420539.7056
OFFICE BUILDINGS #2716 | TERTIARY | OFFICE BUILDINGS | 22554.4885 | 2023 | 36582.221 | 0 | 0 | 0 | 0 | 9337.4913 | 34467.315 | 30446.2225 | 3 | 91633.8314 | 94849.283 | 53 | 0 | 0 | 0 | 0 | 0 | 0 | 103460.823 | 1617.8318 | 454615.0798 | 2325.1817 | 78914.3662 | 267.9579 | 3900.3944 | 0 | 79387.4813 | 594.5185 | 0 | 171820.4544 | 90.04% | 9.956% | 1709.9612 | 0 | 472.3722 | 25.2303 | 934.0181 | 870.2713 | 862.6374 | 173.8455 | 3046.0139 | 52268.1691 | 267668.0114 | 322982.1944 | 1179459.33 | 1510202.8778 | 6.633% | 1617486.4406
OFFICE BUILDINGS #2717 | TERTIARY | OFFICE BUILDINGS | 6056.9748 | 2024 | 7397.3065 | 0 | 0 | 0 | 0 | 2942.9407 | 9433.9649 | 9087.6822 | 1 | 30260.7118 | 22961.0789 | 14 | 0 | 0 | 0 | 0 | 0 | 0 | 26817.7396 | 559.3837 | 167187.4266 | 665.8891 | 17292.1188 | 55.3782 | 966.8345 | 0 | 20342.8656 | 205.772 | 0 | 42415.4782 | 94.83% | 5.174% | 641.677 | 0 | 119.7235 | 6.7259 | 198.9406 | 205.8166 | 253.6193 | 59.1839 | 1043.4274 | 16867.4274 | 71036.3179 | 88947.1727 | 361749.1105 | 453217.8379 | 8.154% | 493452.0613
OFFICE BUILDINGS #2718 | TERTIARY | OFFICE BUILDINGS | 14783.9035 | 2009 | 17995.3727 | 0 | 0 | 0 | 0 | 4106.8245 | 14861.8776 | 14725.7464 | 3 | 43256.42 | 32517.7337 | 28 | 0 | 0 | 0 | 0 | 0 | 0 | 36476.0826 | 1320.0093 | 330227.555 | 1832.9189 | 43456.2456 | 147.1536 | 2203.2483 | 0 | 40687.745 | 455.276 | 0 | 79187.5677 | 91.23% | 8.772% | 1492.0019 | 0 | 206.6519 | 19.9349 | 562.3087 | 429.6702 | 584.2721 | 108.169 | 1558.1755 | 29076.9015 | 168180.8781 | 198815.9551 | 677391.0632 | 880450.5965 | 6.008% | 936729.1429
OFFICE BUILDINGS #2719 | TERTIARY | OFFICE BUILDINGS | 17778.6039 | 2017 | 22325.1242 | 0 | 0 | 0 | 0 | 8173.5441 | 20170.1584 | 22581.8878 | 4 | 70976.8357 | 47447.671 | 36 | 0 | 0 | 0 | 0 | 0 | 0 | 54737.0596 | 1325.6179 | 345393.7213 | 2111.553 | 50124.1769 | 191.0883 | 3345.355 | 0 | 40052.7581 | 384.0896 | 0 | 99938.6798 | 92.56% | 7.444% | 1380.117 | 0 | 281.167 | 30.2776 | 547.1174 | 555.4454 | 706.3307 | 171.773 | 1680.3231 | 28037.9051 | 216035.0754 | 245753.3036 | 783460.5085 | 1033756.391 | 2.5% | 1060260.6557
OFFICE BUILDINGS #2720 | TERTIARY | OFFICE BUILDINGS | 19816.8776 | 2024 | 32678.4588 | 0 | 0 | 0 | 0 | 10653.7645 | 22272.7517 | 25313.4107 | 4 | 99278.4299 | 71708.8641 | 43 | 0 | 0 | 0 | 0 | 0 | 0 | 62349.0296 | 1459.2347 | 643631.9331 | 2183.7789 | 71154.7804 | 191.1367 | 3948.9432 | 0 | 59863.7652 | 663.2378 | 0 | 145792.7157 | 92.55% | 7.448% | 1898.3871 | 0 | 377.7321 | 31.4298 | 759.6673 | 505.4632 | 890.793 | 151.1186 | 2172.483 | 57107.9199 | 252405.7029 | 311686.1058 | 1276342.2188 | 1596636.3107 | 6.577% | 1709032.4242
OFFICE BUILDINGS #2721 | TERTIARY | OFFICE BUILDINGS | 3407.7787 | 2009 | 2769.1622 | 0 | 0 | 0 | 0 | 1185.7408 | 3432.9584 | 2288.2372 | 1 | 12188.7206 | 9851.1434 | 9 | 0 | 0 | 0 | 0 | 0 | 0 | 8439.3577 | 295.4263 | 59415.5544 | 473.667 | 8997.6452 | 47.296 | 575.3728 | 0 | 8432.0198 | 96.7803 | 0 | 13725.0495 | 93.22% | 6.781% | 275.4001 | 0 | 50.4777 | 5.4418 | 126.5409 | 94.1449 | 94.4168 | 32.6463 | 286.0089 | 5682.6845 | 37399.183 | 43367.8765 | 131994.7127 | 176516.9373 | 5.469% | 186730.0069
OFFICE BUILDINGS #2722 | TERTIARY | OFFICE BUILDINGS | 18120.6642 | 2010 | 19720.4453 | 0 | 0 | 0 | 0 | 7506.5492 | 16634.0554 | 13494.755 | 4 | 56832.6476 | 59576.2741 | 42 | 0 | 0 | 0 | 0 | 0 | 0 | 46759.5537 | 1392.0001 | 400043.2611 | 2601.452 | 42671.5615 | 247.3847 | 3165.7111 | 0 | 38210.607 | 386.719 | 0 | 84275.4143 | 91.19% | 8.807% | 1628.0618 | 0 | 316.8089 | 31.3193 | 607.147 | 578.3231 | 664.3408 | 146.5491 | 1977.4805 | 24813.6078 | 222936.5454 | 249727.6336 | 783206.1565 | 1039399.2319 | 2.721% | 1068477.802
OFFICE BUILDINGS #2723 | TERTIARY | OFFICE BUILDINGS | 22288.884 | 2016 | 28794.0092 | 0 | 0 | 0 | 0 | 7325.825 | 25559.7942 | 24301.3428 | 4 | 72424.5941 | 68241.9975 | 45 | 0 | 0 | 0 | 0 | 0 | 0 | 55870.5406 | 1501.6009 | 398824.9752 | 2770.6927 | 67001.5242 | 311.2376 | 3402.1258 | 0 | 53309.2219 | 543.1373 | 0 | 124961.3633 | 86.38% | 13.62% | 2388.811 | 0 | 439.3415 | 37.545 | 1005.6813 | 687.9543 | 665.9349 | 190.8866 | 3353.4333 | 40920.5298 | 222555.7453 | 266829.7084 | 931870.9358 | 1207850.9625 | 4.479% | 1264486.3396
OFFICE BUILDINGS #2724 | TERTIARY | OFFICE BUILDINGS | 20195.5441 | 2011 | 24530.9146 | 0 | 0 | 0 | 0 | 8135.6014 | 20290.59 | 16690.1468 | 4 | 54348.5849 | 60135.9707 | 35 | 0 | 0 | 0 | 0 | 0 | 0 | 53035.1752 | 1450.2367 | 400514.2452 | 2443.8916 | 42353.7061 | 212.2052 | 3437.4132 | 0 | 40790.8269 | 612.0232 | 0 | 98249.2563 | 90.79% | 9.206% | 1957.5842 | 0 | 412.4969 | 30.1726 | 742.6444 | 601.8847 | 832.069 | 136.9855 | 2432.9775 | 41518.253 | 233268.8232 | 277220.0537 | 830829.4599 | 1113115.5347 | 6.283% | 1187736.5868
OFFICE BUILDINGS #2725 | TERTIARY | OFFICE BUILDINGS | 7958.8741 | 2018 | 11922.8771 | 0 | 0 | 0 | 0 | 3591.5393 | 9428.6552 | 8780.9089 | 1 | 26675.3232 | 20390.5793 | 20 | 0 | 0 | 0 | 0 | 0 | 0 | 27730.6147 | 544.3197 | 150818.7089 | 1173.0008 | 26111.2976 | 100.7492 | 1443.126 | 0 | 22564.1917 | 257.3959 | 0 | 49643.2098 | 94.52% | 5.476% | 758.42 | 0 | 108.7513 | 11.5879 | 316.5363 | 220.8072 | 280.6367 | 81.123 | 919.8831 | 16475.334 | 95397.116 | 112792.3331 | 365963.0165 | 481409.9211 | 7.771% | 521970.5847
OFFICE BUILDINGS #2726 | TERTIARY | OFFICE BUILDINGS | 17130.5868 | 2021 | 22367.6168 | 0 | 0 | 0 | 0 | 6267.8669 | 24798.8743 | 16676.9257 | 3 | 77903.6873 | 60123.2103 | 36 | 0 | 0 | 0 | 0 | 0 | 0 | 71089.584 | 1158.094 | 479395.1125 | 2726.7626 | 42552.9151 | 162.4934 | 3055.4494 | 0 | 52801.3885 | 470.316 | 0 | 109884.5966 | 96.69% | 3.313% | 1223.8547 | 0 | 365.6943 | 23.4217 | 719.9607 | 441.7511 | 664.1635 | 155.8796 | 2023.5726 | 32401.915 | 188313.0072 | 222738.4949 | 973878.9232 | 1202634.025 | 3.412% | 1245115.1366
OFFICE BUILDINGS #2727 | TERTIARY | OFFICE BUILDINGS | 8220.8703 | 2022 | 11536.9521 | 0 | 0 | 0 | 0 | 3325.8934 | 11206.6722 | 10344.5694 | 1 | 29654.0181 | 24368.0144 | 17 | 0 | 0 | 0 | 0 | 0 | 0 | 27576.0284 | 621.3748 | 188633.7067 | 896.5364 | 30662.7284 | 79.4329 | 1225.061 | 0 | 19879.0665 | 253.8779 | 0 | 62212.8133 | 97.01% | 2.988% | 613.3149 | 0 | 114.6309 | 13.734 | 283.5552 | 265.4005 | 225.5532 | 72.6855 | 970.1599 | 15379.7122 | 66637.8624 | 82987.7346 | 424920.4801 | 511556.635 | 1.312% | 518355.683
OFFICE BUILDINGS #2728 | TERTIARY | OFFICE BUILDINGS | 11539.9603 | 2024 | 12063.6444 | 0 | 0 | 0 | 0 | 6749.2337 | 16118.1303 | 16342.3066 | 2 | 36551.869 | 31815.1059 | 21 | 0 | 0 | 0 | 0 | 0 | 0 | 47110.0148 | 715.6857 | 314373.6124 | 1358.1825 | 36237.2705 | 165.1254 | 1907.4078 | 0 | 42992.5621 | 320.4793 | 0 | 97432.6473 | 90.52% | 9.482% | 1175.121 | 0 | 216.3972 | 13.5227 | 390.1771 | 300.276 | 404.9377 | 77.0505 | 1430.2841 | 25374.9332 | 117599.8767 | 144405.094 | 673896.3723 | 823673.3333 | 2.723% | 846732.6836
OFFICE BUILDINGS #2729 | TERTIARY | OFFICE BUILDINGS | 18038.9571 | 2012 | 19229.7454 | 0 | 0 | 0 | 0 | 8113.1834 | 15192.8705 | 16298.1446 | 3 | 64957.3246 | 61035.0652 | 40 | 0 | 0 | 0 | 0 | 0 | 0 | 59303.7607 | 1035.5391 | 464992.9723 | 1865.909 | 41824.6742 | 168.1901 | 2881.0982 | 0 | 35452.5229 | 635.2649 | 0 | 109658.2281 | 91.36% | 8.642% | 1588.9103 | 0 | 275.373 | 20.3945 | 806.0767 | 465.4602 | 742.67 | 115.3634 | 2467.824 | 37921.083 | 202793.3375 | 243182.2446 | 906696.8791 | 1154285.7716 | 4.421% | 1207671.4052
OFFICE BUILDINGS #2730 | TERTIARY | OFFICE BUILDINGS | 15035.2142 | 2021 | 16021.4625 | 0 | 0 | 0 | 0 | 6396.2723 | 22261.4196 | 21218.7075 | 3 | 47171.0284 | 50856.4595 | 33 | 0 | 0 | 0 | 0 | 0 | 0 | 59845.592 | 1425.6209 | 480304.2762 | 2507.2491 | 46448.3817 | 174.7901 | 2530.7358 | 0 | 52167.5779 | 409.5362 | 0 | 92837.6192 | 92.91% | 7.088% | 1215.0767 | 0 | 229.5373 | 24.3691 | 602.442 | 592.3767 | 567.465 | 130.4498 | 2185.554 | 35263.1539 | 130042.6754 | 167491.3833 | 910197.8381 | 1083641.9676 | 8.212% | 1180589.6216
OFFICE BUILDINGS #2731 | TERTIARY | OFFICE BUILDINGS | 17872.1794 | 2011 | 22869.9635 | 0 | 0 | 0 | 0 | 7976.2443 | 21720.4853 | 16693.0823 | 3 | 66332.0102 | 40719.0024 | 48 | 0 | 0 | 0 | 0 | 0 | 0 | 63911.4068 | 1266.4871 | 314385.3965 | 2607.1173 | 35820.9513 | 175.4826 | 2800.9504 | 0 | 41118.3559 | 385.496 | 0 | 84226.2301 | 88.34% | 11.66% | 1482.9763 | 0 | 251.201 | 30.4239 | 509.8721 | 460.2615 | 720.4357 | 119.47 | 1788.1093 | 34718.9161 | 158804.5589 | 195311.5843 | 735742.2238 | 936892.6187 | 6.537% | 1002421.0882
OFFICE BUILDINGS #2732 | TERTIARY | OFFICE BUILDINGS | 8843.8234 | 2019 | 13546.7635 | 0 | 0 | 0 | 0 | 4065.6272 | 12594.9982 | 7402.1407 | 1 | 40711.9711 | 29858.4891 | 15 | 0 | 0 | 0 | 0 | 0 | 0 | 26149.0426 | 532.0436 | 272094.6416 | 1494.5514 | 28203.3546 | 86.3878 | 1439.0733 | 0 | 28863.1827 | 247.3027 | 0 | 52670.3456 | 90.94% | 9.062% | 670.8532 | 0 | 192.9026 | 15.3504 | 290.9613 | 330.6724 | 343.2385 | 70.4356 | 1355.5257 | 21036.8002 | 111682.1288 | 134074.4547 | 530333.8839 | 668195.9749 | 5.165% | 704590.9438
OFFICE BUILDINGS #2733 | TERTIARY | OFFICE BUILDINGS | 13101.009 | 2008 | 10020.5469 | 0 | 0 | 0 | 0 | 4614.4242 | 11639.1216 | 11557.145 | 2 | 45018.3642 | 30966.6886 | 27 | 0 | 0 | 0 | 0 | 0 | 0 | 34940.3538 | 753.3622 | 233808.0003 | 1705.0202 | 28438.9589 | 156.9575 | 2057.7305 | 0 | 25449.8986 | 430.2842 | 0 | 64137.6255 | 92.99% | 7.007% | 1390.2199 | 0 | 239.5973 | 15.1199 | 384.8638 | 420.2933 | 528.6528 | 96.3726 | 1408.7409 | 22244.2771 | 158651.4898 | 182304.5078 | 509171.7593 | 694681.4402 | 1.114% | 702507.541
OFFICE BUILDINGS #2734 | TERTIARY | OFFICE BUILDINGS | 4699.2257 | 2012 | 5655.8546 | 0 | 0 | 0 | 0 | 1842.2441 | 5243.5562 | 4245.6769 | 1 | 13038.2861 | 14880.9431 | 13 | 0 | 0 | 0 | 0 | 0 | 0 | 15658.4379 | 312.0979 | 114105.7186 | 508.6848 | 10008.2202 | 44.9715 | 835.4064 | 0 | 10553.1965 | 159.9567 | 0 | 22953.617 | 90.41% | 9.59% | 502.5895 | 0 | 83.6659 | 7.0025 | 145.5585 | 118.5467 | 172.0442 | 47.3951 | 640.2175 | 8084.1437 | 46802.8688 | 55527.23 | 219335.1617 | 275969.5294 | 3.201% | 285096.3075
OFFICE BUILDINGS #2735 | TERTIARY | OFFICE BUILDINGS | 8421.6017 | 2016 | 8775.4967 | 0 | 0 | 0 | 0 | 3667.5043 | 8028.5007 | 6840.8388 | 1 | 36184.6306 | 29832.1922 | 18 | 0 | 0 | 0 | 0 | 0 | 0 | 32822.1282 | 668.0471 | 167571.6418 | 903.361 | 22658.9396 | 111.6719 | 1413.8898 | 0 | 24664.5362 | 238.833 | 0 | 54937.47 | 95.7% | 4.296% | 650.9713 | 0 | 116.0355 | 9.8011 | 363.2941 | 228.0854 | 363.7606 | 73.3351 | 1042.3578 | 17042.3489 | 88629.9562 | 106714.6628 | 399265.2417 | 508836.961 | 2.561% | 522209.2303
OFFICE BUILDINGS #2736 | TERTIARY | OFFICE BUILDINGS | 20295.6281 | 2024 | 33074.273 | 0 | 0 | 0 | 0 | 8808.0096 | 21484.7793 | 25071.7587 | 3 | 71979.2596 | 72858.9488 | 52 | 0 | 0 | 0 | 0 | 0 | 0 | 64420.2508 | 1871.4563 | 626434.974 | 3006.0731 | 68441.4051 | 216.5576 | 3897.4153 | 0 | 50028.4813 | 498.4594 | 0 | 167187.8873 | 96.8% | 3.203% | 1827.6839 | 0 | 427.1899 | 27.5877 | 899.2221 | 712.4851 | 659.1699 | 140.5968 | 2454.9587 | 44735.402 | 255499.1089 | 302689.4695 | 1225291.8418 | 1535876.2421 | 1.549% | 1560044.0499
OFFICE BUILDINGS #2737 | TERTIARY | OFFICE BUILDINGS | 15802.6768 | 2019 | 23021.5365 | 0 | 0 | 0 | 0 | 6510.7004 | 23042.9078 | 15107.9627 | 2 | 57040.7765 | 49354.5867 | 41 | 0 | 0 | 0 | 0 | 0 | 0 | 63277.9966 | 972.5253 | 409916.169 | 2320.9951 | 60499.8438 | 216.1994 | 2760.4468 | 0 | 42686.0269 | 547.7496 | 0 | 117882.4831 | 94.35% | 5.651% | 1523.092 | 0 | 354.0062 | 22.8046 | 583.2791 | 568.3217 | 528.2835 | 115.617 | 1738.6411 | 37024.0403 | 178812.7105 | 217575.3919 | 889557.5095 | 1111689.4075 | 7.828% | 1206100.0995
OFFICE BUILDINGS #2738 | TERTIARY | OFFICE BUILDINGS | 15778.2107 | 2022 | 21200.8461 | 0 | 0 | 0 | 0 | 5955.1012 | 18610.3885 | 15213.4107 | 2 | 46917.1373 | 54911.7528 | 29 | 0 | 0 | 0 | 0 | 0 | 0 | 56805.8244 | 1349.3077 | 476655.9489 | 1793.4982 | 39423.4093 | 137.3359 | 2706.061 | 0 | 53069.9275 | 529.3876 | 0 | 123346.9497 | 91.48% | 8.518% | 1302.847 | 0 | 319.806 | 26.2847 | 682.7931 | 385.2626 | 711.3433 | 118.3254 | 2615.7022 | 33370.0798 | 180331.6519 | 216317.4338 | 928962.1539 | 1152034.1337 | 1.198% | 1166006.4213
OFFICE BUILDINGS #2739 | TERTIARY | OFFICE BUILDINGS | 21129.8741 | 2017 | 24636.1748 | 0 | 0 | 0 | 0 | 7476.4135 | 29093.0809 | 20171.7922 | 5 | 65424.164 | 64653.0197 | 50 | 0 | 0 | 0 | 0 | 0 | 0 | 76409.0574 | 1488.5092 | 426275.0866 | 3360.9828 | 69603.9296 | 243.071 | 3558.5429 | 0 | 48437.3001 | 557.4564 | 0 | 161593.1594 | 96.22% | 3.784% | 1658.8003 | 0 | 379.0922 | 35.0842 | 582.3603 | 593.4127 | 757.8774 | 154.0014 | 2890.9378 | 37843.937 | 185375.0211 | 226109.8959 | 1003415.3896 | 1235475.7487 | 1.509% | 1254407.6999
OFFICE BUILDINGS #2740 | TERTIARY | OFFICE BUILDINGS | 22471.5779 | 2016 | 28515.2421 | 0 | 0 | 0 | 0 | 9756.4908 | 25858.0987 | 18673.4966 | 4 | 90284.4335 | 61926.303 | 45 | 0 | 0 | 0 | 0 | 0 | 0 | 75126.2501 | 1584.7054 | 439530.4441 | 2392.0236 | 68768.5383 | 254.0261 | 3709.0558 | 0 | 58521.3573 | 530.3995 | 0 | 109325.4044 | 87.37% | 12.63% | 2109.1946 | 0 | 424.6642 | 25.2881 | 874.7123 | 772.7341 | 621.8859 | 186.8813 | 3376.1089 | 42241.9504 | 179473.5166 | 225091.5759 | 1008296.7129 | 1242366.5541 | 5.884% | 1320044.2712
OFFICE BUILDINGS #2741 | TERTIARY | OFFICE BUILDINGS | 17615.1728 | 2016 | 18289.8745 | 0 | 0 | 0 | 0 | 6249.1715 | 24165.3728 | 13905.2705 | 4 | 58364.37 | 46858.7818 | 48 | 0 | 0 | 0 | 0 | 0 | 0 | 58863.2069 | 1535.1457 | 311843.7218 | 2384.8581 | 53549.9863 | 246.934 | 3397.5821 | 0 | 37563.0705 | 444.0052 | 0 | 80221.8716 | 94.87% | 5.132% | 1557.4659 | 0 | 271.7192 | 24.8267 | 540.9877 | 552.7687 | 672.8315 | 121.9132 | 2345.3105 | 43362.0964 | 228499.9328 | 274207.3397 | 734488.6599 | 1013390.9561 | 4.71% | 1063481.5954
OFFICE BUILDINGS #2742 | TERTIARY | OFFICE BUILDINGS | 5279.7301 | 2016 | 6901.1733 | 0 | 0 | 0 | 0 | 2080.0075 | 7179.5819 | 5192.4318 | 1 | 19733.3572 | 19673.1066 | 10 | 0 | 0 | 0 | 0 | 0 | 0 | 19190.287 | 315.0515 | 93423.0028 | 766.9926 | 17296.1042 | 60.5748 | 874.2255 | 0 | 14208.3376 | 127.2665 | 0 | 39571.181 | 92.92% | 7.078% | 349.5529 | 0 | 74.4006 | 8.6687 | 229.1547 | 177.1459 | 193.2056 | 47.6543 | 551.6174 | 9180.2178 | 66556.7141 | 76288.5494 | 242471.1163 | 320369.6705 | 0.8476% | 323108.2497
OFFICE BUILDINGS #2743 | TERTIARY | OFFICE BUILDINGS | 12039.2602 | 2011 | 12880.2634 | 0 | 0 | 0 | 0 | 5405.6404 | 12582.3519 | 13173.6546 | 2 | 36200.0791 | 35278.8097 | 33 | 0 | 0 | 0 | 0 | 0 | 0 | 37800.232 | 1129.8869 | 235273.4271 | 1792.5486 | 33662.2093 | 146.2706 | 2070.8773 | 0 | 35721.1949 | 362.3809 | 0 | 51935.764 | 90.96% | 9.037% | 1016.9486 | 0 | 263.0089 | 18.4667 | 408.9827 | 299.2584 | 395.3511 | 115.1024 | 1363.4784 | 25959.8643 | 111892.246 | 139215.5887 | 517796.9402 | 661367.967 | 5.749% | 701707.652
OFFICE BUILDINGS #2744 | TERTIARY | OFFICE BUILDINGS | 21691.4956 | 2023 | 24360.197 | 0 | 0 | 0 | 0 | 9933.036 | 24428.6429 | 24544.2913 | 4 | 71847.4774 | 77257.5465 | 44 | 0 | 0 | 0 | 0 | 0 | 0 | 99604.0069 | 1845.2278 | 578010.5423 | 2753.6676 | 87826.5243 | 305.3029 | 4008.8059 | 0 | 54245.4603 | 641.621 | 0 | 179550.5882 | 93.26% | 6.744% | 2188.6633 | 0 | 421.276 | 33.3127 | 719.9061 | 659.2147 | 789.8516 | 135.7158 | 2408.5 | 49342.704 | 226499.3015 | 278250.5054 | 1248737.8302 | 1534704.7804 | 3.653% | 1592889.0105
OFFICE BUILDINGS #2745 | TERTIARY | OFFICE BUILDINGS | 2653.767 | 2017 | 2905.0615 | 0 | 0 | 0 | 0 | 842.4067 | 2800.4681 | 2599.3711 | 0 | 11618.4115 | 8783.8063 | 6 | 0 | 0 | 0 | 0 | 0 | 0 | 10131.6543 | 211.5932 | 72914.316 | 311.5183 | 9057.6381 | 36.6175 | 475.3003 | 0 | 5851.5689 | 77.5098 | 0 | 19041.6104 | 95.68% | 4.316% | 220.5631 | 0 | 43.4441 | 3.7033 | 74.2291 | 94.1619 | 118.5812 | 24.5461 | 383.1901 | 4664.8504 | 33631.038 | 38679.0785 | 148354.8547 | 188113.095 | 1.813% | 191586.7885
OFFICE BUILDINGS #2746 | TERTIARY | OFFICE BUILDINGS | 9244.5347 | 2022 | 9452.8646 | 0 | 0 | 0 | 0 | 4241.7421 | 14003.4705 | 10807.292 | 1 | 42566.2593 | 34702.9974 | 20 | 0 | 0 | 0 | 0 | 0 | 0 | 29144.9664 | 604.3365 | 241304.0172 | 1348.4976 | 28546.1184 | 117.0462 | 1701.4565 | 0 | 27355.3416 | 281.6317 | 0 | 54934.9344 | 95.68% | 4.321% | 962.8703 | 0 | 202.0432 | 11.1209 | 278.1548 | 260.8801 | 408.0298 | 83.9439 | 1292.3103 | 16981.3717 | 91743.3869 | 110017.0689 | 496589.9327 | 609726.3983 | 8.038% | 663018.0159
OFFICE BUILDINGS #2747 | TERTIARY | OFFICE BUILDINGS | 7701.162 | 2019 | 9305.6994 | 0 | 0 | 0 | 0 | 3086.7408 | 9137.2378 | 6989.151 | 1 | 31612.9987 | 23148.8141 | 20 | 0 | 0 | 0 | 0 | 0 | 0 | 22939.2258 | 611.813 | 160795.0109 | 1049.3796 | 24820.314 | 109.5255 | 1058.6679 | 0 | 23961.5344 | 196.9025 | 0 | 58924.0054 | 88.7% | 11.3% | 756.2011 | 0 | 143.3263 | 10.5407 | 312.7886 | 198.2284 | 306.3567 | 74.0335 | 1219.3783 | 13600.2552 | 71943.1474 | 86762.7809 | 380283.4672 | 469818.578 | 4.296% | 490905.6566
OFFICE BUILDINGS #2748 | TERTIARY | OFFICE BUILDINGS | 23184.294 | 2012 | 28263.8207 | 0 | 0 | 0 | 0 | 9885.0808 | 21063.7445 | 23847.4441 | 4 | 82469.0573 | 65043.2539 | 61 | 0 | 0 | 0 | 0 | 0 | 0 | 77948.5193 | 1747.4493 | 608015.2708 | 3264.3264 | 70265.7261 | 292.2414 | 4456.8189 | 0 | 48684.0939 | 692.7383 | 0 | 103537.8339 | 91.87% | 8.133% | 1557.4103 | 0 | 341.1432 | 39.7871 | 816.7554 | 839.5077 | 920.6011 | 227.6505 | 2950.6922 | 49957.4697 | 213200.5741 | 266108.736 | 1166508.3883 | 1440536.1848 | 1.673% | 1465049.8174
OFFICE BUILDINGS #2749 | TERTIARY | OFFICE BUILDINGS | 4521.4132 | 2018 | 5905.6691 | 0 | 0 | 0 | 0 | 2049.1794 | 4371.9924 | 3769.0266 | 1 | 16201.1607 | 16583.296 | 9 | 0 | 0 | 0 | 0 | 0 | 0 | 15585.2318 | 292.0858 | 98206.1366 | 622.051 | 16208.5778 | 58.3989 | 777.2717 | 0 | 12453.8862 | 98.2672 | 0 | 24900.7396 | 90.77% | 9.235% | 480.6733 | 0 | 87.2338 | 6.3152 | 132.0942 | 118.8357 | 182.4385 | 28.4261 | 525.3728 | 7196.7586 | 39977.0398 | 47699.1712 | 215248.7813 | 264342.0867 | 2.018% | 269785.9824
OFFICE BUILDINGS #2750 | TERTIARY | OFFICE BUILDINGS | 12190.5841 | 2013 | 12910.6945 | 0 | 0 | 0 | 0 | 4639.9556 | 15319.243 | 14194.8313 | 2 | 46302.363 | 41950.4627 | 29 | 0 | 0 | 0 | 0 | 0 | 0 | 36841.1258 | 768.4586 | 316922.4762 | 1272.8827 | 37230.9943 | 117.8745 | 2350.2243 | 0 | 33367.9217 | 270.5945 | 0 | 61821.5655 | 88.04% | 11.96% | 1315.6475 | 0 | 253.492 | 16.5467 | 527.7352 | 483.266 | 496.4579 | 94.9362 | 1206.8524 | 25864.5432 | 120053.3885 | 147124.784 | 626678.1092 | 778211.4527 | 5.165% | 820597.4993
OFFICE BUILDINGS #2751 | TERTIARY | OFFICE BUILDINGS | 11791.3674 | 2022 | 17630.1187 | 0 | 0 | 0 | 0 | 6660.4361 | 12592.1961 | 11227.3282 | 2 | 54254.8402 | 45910.0341 | 20 | 0 | 0 | 0 | 0 | 0 | 0 | 39137.4759 | 1107.8062 | 249775.0088 | 2017.1411 | 32664.8883 | 165.5357 | 1958.5395 | 0 | 44049.2439 | 337.5241 | 0 | 62749.9647 | 92.43% | 7.574% | 970.1456 | 0 | 203.1947 | 19.673 | 354.0581 | 445.9897 | 524.5853 | 88.7863 | 1282.478 | 30609.8789 | 92735.6735 | 124628.0303 | 582941.2105 | 711344.8166 | 1.88% | 724973.904
OFFICE BUILDINGS #2752 | TERTIARY | OFFICE BUILDINGS | 4122.7628 | 2020 | 4960.6762 | 0 | 0 | 0 | 0 | 1859.7423 | 3982.8101 | 4011.9651 | 1 | 14815.9622 | 15824.2754 | 9 | 0 | 0 | 0 | 0 | 0 | 0 | 11384.371 | 327.2465 | 85291.3292 | 580.4841 | 11970.2187 | 49.3406 | 666.7264 | 0 | 12209.9288 | 108.8175 | 0 | 20612.9133 | 92.41% | 7.595% | 284.9317 | 0 | 86.9947 | 4.6453 | 121.1207 | 99.0963 | 182.4331 | 32.7766 | 501.8151 | 8155.668 | 50868.0835 | 59525.5666 | 185903.4612 | 246734.5084 | 6.759% | 264618.805
OFFICE BUILDINGS #2753 | TERTIARY | OFFICE BUILDINGS | 2952.1953 | 2019 | 3208.4822 | 0 | 0 | 0 | 0 | 1415.3601 | 2906.2815 | 3600.7121 | 1 | 10642.2405 | 9043.7779 | 5 | 0 | 0 | 0 | 0 | 0 | 0 | 12458.2771 | 187.3425 | 60490.1742 | 474.5553 | 8824.5737 | 28.5377 | 465.5652 | 0 | 9136.201 | 83.9532 | 0 | 20545.7556 | 94.18% | 5.822% | 322.0777 | 0 | 41.7586 | 3.4567 | 118.9906 | 74.6632 | 94.3285 | 20.5055 | 362.6792 | 6463.9949 | 33349.1752 | 40175.8494 | 144514.4372 | 185869.0639 | 6.865% | 199570.3407
OFFICE BUILDINGS #2754 | TERTIARY | OFFICE BUILDINGS | 18911.8784 | 2020 | 24176.9405 | 0 | 0 | 0 | 0 | 9105.4679 | 18716.9503 | 20054.7398 | 3 | 61647.4676 | 69075.823 | 36 | 0 | 0 | 0 | 0 | 0 | 0 | 73592.2914 | 1671.792 | 586190.6397 | 3018.7782 | 72309.5008 | 174.5996 | 3137.1775 | 0 | 64334.6774 | 529.5053 | 0 | 102970.6802 | 96.62% | 3.377% | 1495.4547 | 0 | 356.5847 | 20.9989 | 832.032 | 504.4728 | 651.6855 | 159.2666 | 1951.9908 | 46730.4725 | 171919.4734 | 220601.9367 | 1120747.9259 | 1347001.7606 | 1.927% | 1373464.5459
OFFICE BUILDINGS #2755 | TERTIARY | OFFICE BUILDINGS | 18233.8115 | 2012 | 16813.4581 | 0 | 0 | 0 | 0 | 5202.2603 | 18406.3116 | 13035.8746 | 3 | 67189.9558 | 60585.3769 | 44 | 0 | 0 | 0 | 0 | 0 | 0 | 43747.0113 | 1704.763 | 460268.6311 | 2365.6572 | 47053.0555 | 205.9534 | 3122.1388 | 0 | 49732.7939 | 537.3068 | 0 | 76006.8264 | 92.85% | 7.154% | 1908.3481 | 0 | 407.3501 | 22.0275 | 676.5543 | 685.65 | 716.3474 | 177.1948 | 1948.2463 | 32982.5712 | 197471.0217 | 232401.8392 | 866472.2971 | 1104734.7265 | 7.91% | 1199624.7976
OFFICE BUILDINGS #2756 | TERTIARY | OFFICE BUILDINGS | 7808.3666 | 2014 | 9379.0978 | 0 | 0 | 0 | 0 | 3421.483 | 6769.1154 | 6775.2142 | 2 | 29806.0042 | 20811.5493 | 15 | 0 | 0 | 0 | 0 | 0 | 0 | 21764.8752 | 554.2898 | 217609.5803 | 1333.0615 | 25059.9288 | 96.1667 | 1207.8133 | 0 | 24776.6416 | 269.8543 | 0 | 37579.8186 | 94.55% | 5.449% | 676.8233 | 0 | 159.1106 | 10.3517 | 253.0913 | 288.7242 | 345.873 | 78.6245 | 949.685 | 14580.1236 | 98149.3113 | 113679.1199 | 413662.1705 | 529608.909 | 0.7725% | 533732.0251
OFFICE BUILDINGS #2757 | TERTIARY | OFFICE BUILDINGS | 20525.9325 | 2011 | 23488.4807 | 0 | 0 | 0 | 0 | 7103.6315 | 15626.1314 | 21637.7387 | 4 | 60982.5745 | 65014.9954 | 45 | 0 | 0 | 0 | 0 | 0 | 0 | 69471.1689 | 1347.0163 | 473916.9526 | 2559.7506 | 45493.2401 | 279.5675 | 3321.7362 | 0 | 37800.1466 | 655.5856 | 0 | 127088.4211 | 91.86% | 8.14% | 2045.7252 | 0 | 399.126 | 25.1684 | 634.5338 | 707.8932 | 925.6979 | 204.9904 | 2503.924 | 43721.9628 | 190406.3217 | 236632.2085 | 958515.8892 | 1200823.739 | 1.388% | 1217723.4171
OFFICE BUILDINGS #2758 | TERTIARY | OFFICE BUILDINGS | 14050.0993 | 2022 | 18477.4191 | 0 | 0 | 0 | 0 | 5987.8298 | 17610.1073 | 16928.1137 | 2 | 63425.1327 | 56555.2154 | 23 | 0 | 0 | 0 | 0 | 0 | 0 | 38761.1842 | 1297.9099 | 402079.62 | 1779.6163 | 47742.6298 | 181.9531 | 2437.3317 | 0 | 48574.0476 | 365.3273 | 0 | 71636.8089 | 92.82% | 7.181% | 1147.3271 | 0 | 262.5883 | 20.8908 | 633.7975 | 506.0928 | 609.7721 | 98.8162 | 2005.9418 | 32630.016 | 159370.9056 | 194006.8634 | 792600.1133 | 992533.4901 | 6.026% | 1056179.8264
OFFICE BUILDINGS #2759 | TERTIARY | OFFICE BUILDINGS | 3575.9424 | 2012 | 4340.3404 | 0 | 0 | 0 | 0 | 1557.9422 | 3085.8546 | 2703.6988 | 1 | 13491.1502 | 7513.5221 | 9 | 0 | 0 | 0 | 0 | 0 | 0 | 11682.792 | 335.3453 | 67655.0486 | 451.2568 | 7440.9772 | 42.0127 | 559.8202 | 0 | 7165.5713 | 102.6661 | 0 | 22034.7748 | 90.71% | 9.291% | 244.1168 | 0 | 63.6056 | 4.4229 | 104.4276 | 107.5381 | 142.2672 | 31.8221 | 473.8312 | 8174.1789 | 32909.8908 | 41557.9008 | 155779.27 | 198595.9191 | 3.626% | 206067.765
OFFICE BUILDINGS #2760 | TERTIARY | OFFICE BUILDINGS | 7905.7897 | 2018 | 10037.7711 | 0 | 0 | 0 | 0 | 3899.9472 | 7109.9741 | 8728.539 | 2 | 31669.5837 | 20875.2621 | 20 | 0 | 0 | 0 | 0 | 0 | 0 | 31279.783 | 613.401 | 161438.2686 | 1347.6978 | 23491.6138 | 72.3936 | 1510.8783 | 0 | 26166.8059 | 252.1584 | 0 | 43953.7347 | 87.68% | 12.32% | 863.4898 | 0 | 162.2132 | 10.0566 | 231.3021 | 276.83 | 218.3478 | 49.0207 | 926.3808 | 17336.2516 | 81369.8086 | 99632.4409 | 378153.2998 | 480621.6263 | 3.518% | 498147.312
OFFICE BUILDINGS #2761 | TERTIARY | OFFICE BUILDINGS | 21806.5128 | 2023 | 31625.0851 | 0 | 0 | 0 | 0 | 10340.602 | 23718.9051 | 28071.4543 | 5 | 97930.3361 | 94023.8439 | 50 | 0 | 0 | 0 | 0 | 0 | 0 | 92301.1011 | 1491.6667 | 461910.0604 | 3514.6913 | 69235.9296 | 254.3166 | 3199.7986 | 0 | 75460.9586 | 622.9623 | 0 | 145691.5607 | 91.06% | 8.943% | 2192.4723 | 0 | 490.8667 | 39.5377 | 782.6242 | 662.4247 | 676.7912 | 160.1858 | 3204.0663 | 56847.7279 | 264062.4428 | 324114.237 | 1130237.6596 | 1462502.3825 | 5.813% | 1552761.8367
OFFICE BUILDINGS #2762 | TERTIARY | OFFICE BUILDINGS | 21276.4297 | 2022 | 26025.9278 | 0 | 0 | 0 | 0 | 7643.6613 | 28725.2168 | 24747.237 | 4 | 62857.1773 | 80757.8053 | 45 | 0 | 0 | 0 | 0 | 0 | 0 | 72583.9396 | 1793.5097 | 560269.7048 | 2214.0386 | 56178.0781 | 197.3991 | 3524.8192 | 0 | 58398.8959 | 603.4082 | 0 | 157489.9885 | 90.37% | 9.631% | 1908.6915 | 0 | 425.7786 | 32.6045 | 931.4226 | 573.4164 | 713.5029 | 199.3392 | 3078.5634 | 51761.3996 | 224448.4526 | 279288.4156 | 1149083.892 | 1437725.3657 | 3.591% | 1491277.2375
OFFICE BUILDINGS #2763 | TERTIARY | OFFICE BUILDINGS | 2548.5739 | 2011 | 3010.5237 | 0 | 0 | 0 | 0 | 897.7797 | 2315.8234 | 2516.2765 | 0 | 6645.5288 | 7004.7309 | 6 | 0 | 0 | 0 | 0 | 0 | 0 | 8111.5007 | 172.2574 | 46981.6615 | 415.4171 | 6523.7933 | 32.353 | 397.5591 | 0 | 5057.3817 | 56.5254 | 0 | 10706.9693 | 92.16% | 7.837% | 274.0135 | 0 | 38.8974 | 3.6502 | 112.2485 | 89.1471 | 80.1361 | 23.223 | 337.8011 | 4258.181 | 32622.2923 | 37218.2744 | 100483.3721 | 138553.1519 | 1.996% | 141375.6493
OFFICE BUILDINGS #2764 | TERTIARY | OFFICE BUILDINGS | 22478.9495 | 2023 | 32143.3788 | 0 | 0 | 0 | 0 | 8365.5709 | 27790.6844 | 23503.967 | 4 | 96792.8364 | 86351.9919 | 59 | 0 | 0 | 0 | 0 | 0 | 0 | 87113.2388 | 1806.4178 | 643107.9112 | 3073.8211 | 70995.465 | 267.8461 | 3508.4522 | 0 | 81474.8492 | 657.286 | 0 | 150473.4257 | 93.79% | 6.208% | 1574.3343 | 0 | 321.4421 | 26.0082 | 852.5481 | 571.1869 | 899.4225 | 209.4041 | 3272.5829 | 51976.9061 | 202937.781 | 258187.2701 | 1326717.123 | 1594937.6608 | 1.667% | 1621973.2644
OFFICE BUILDINGS #2765 | TERTIARY | OFFICE BUILDINGS | 8202.2176 | 2011 | 9035.0643 | 0 | 0 | 0 | 0 | 3460.4315 | 8456.9925 | 7871.9357 | 1 | 23463.8781 | 20383.546 | 14 | 0 | 0 | 0 | 0 | 0 | 0 | 19476.0627 | 633.8117 | 138556.7494 | 1151.6743 | 25817.9387 | 111.8036 | 1293.7736 | 0 | 21698.2328 | 214.2283 | 0 | 48038.1119 | 92.88% | 7.115% | 538.5969 | 0 | 151.4532 | 11.2384 | 271.731 | 238.7821 | 332.6778 | 67.2933 | 670.6459 | 11989.2118 | 70526.4557 | 83186.3134 | 329011.5912 | 414878.9574 | 1.655% | 421859.7204
OFFICE BUILDINGS #2766 | TERTIARY | OFFICE BUILDINGS | 5797.7271 | 2023 | 7941.9639 | 0 | 0 | 0 | 0 | 2525.6571 | 7107.155 | 7175.5822 | 1 | 22707.6088 | 19644.8792 | 15 | 0 | 0 | 0 | 0 | 0 | 0 | 21138.6621 | 347.0644 | 156704.8454 | 703.5393 | 18694.8429 | 73.9792 | 980.8884 | 0 | 19665.5886 | 155.4443 | 0 | 45513.3881 | 90.53% | 9.468% | 593.727 | 0 | 81.1446 | 9.7207 | 193.456 | 163.9648 | 217.7442 | 51.7578 | 971.9214 | 14351.8195 | 50879.7286 | 66203.4695 | 335153.6102 | 403227.5414 | 6.324% | 430450.9796
OFFICE BUILDINGS #2767 | TERTIARY | OFFICE BUILDINGS | 22626.2111 | 2010 | 23035.12 | 0 | 0 | 0 | 0 | 7628.7538 | 25322.2555 | 20111.6575 | 4 | 60226.7553 | 51208.4255 | 52 | 0 | 0 | 0 | 0 | 0 | 0 | 49283.0214 | 1424.1395 | 504198.4274 | 2756.9143 | 62503.0723 | 195.5799 | 3170.4481 | 0 | 63790.0402 | 517.411 | 0 | 99379.8125 | 87.44% | 12.56% | 2295.3083 | 0 | 446.7155 | 30.7882 | 859.2589 | 672.3117 | 980.515 | 139.1096 | 2980.8735 | 35586.312 | 211129.2987 | 249696.4842 | 987457.8416 | 1243655.9215 | 5.964% | 1322529.2786
OFFICE BUILDINGS #2768 | TERTIARY | OFFICE BUILDINGS | 6794.3045 | 2009 | 7130.7296 | 0 | 0 | 0 | 0 | 1829.1802 | 5319.7524 | 5679.0366 | 2 | 16562.1777 | 18696.6992 | 15 | 0 | 0 | 0 | 0 | 0 | 0 | 21283.6541 | 556.2501 | 139650.0996 | 1002.9913 | 14497.2021 | 67.5404 | 911.7191 | 0 | 14018.5913 | 225.7284 | 0 | 30898.9331 | 86.17% | 13.83% | 654.0244 | 0 | 141.932 | 8.8817 | 257.435 | 231.707 | 301.8325 | 52.6984 | 564.2189 | 13882.6372 | 73441.951 | 87888.8072 | 280456.7987 | 369810.1427 | 2.492% | 379262.1818
OFFICE BUILDINGS #2769 | TERTIARY | OFFICE BUILDINGS | 12004.5932 | 2020 | 13115.8703 | 0 | 0 | 0 | 0 | 5609.4307 | 15507.2331 | 16567.9415 | 2 | 54596.1807 | 34799.2396 | 30 | 0 | 0 | 0 | 0 | 0 | 0 | 51605.5418 | 849.4141 | 255896.9145 | 1971.8198 | 31318.8049 | 135.0813 | 2123.9256 | 0 | 35627.1279 | 385.374 | 0 | 71292.7763 | 92.31% | 7.689% | 1023.3336 | 0 | 172.2684 | 16.5515 | 423.8574 | 471.1021 | 352.9592 | 92.0132 | 1956.8355 | 22584.2876 | 138301.7202 | 162842.8434 | 591932.2219 | 759409.0351 | 7.397% | 820071.518
OFFICE BUILDINGS #2770 | TERTIARY | OFFICE BUILDINGS | 17435.488 | 2013 | 16328.3595 | 0 | 0 | 0 | 0 | 6989.3596 | 18184.3092 | 20264.1888 | 2 | 52197.4352 | 42457.7126 | 31 | 0 | 0 | 0 | 0 | 0 | 0 | 42957.9202 | 1008.8944 | 332682.0551 | 1904.3999 | 46288.087 | 190.9305 | 3220.9786 | 0 | 39219.5593 | 480.5707 | 0 | 82740.2655 | 87.15% | 12.85% | 1706.8211 | 0 | 362.4512 | 31.4725 | 745.8719 | 539.6416 | 680.5198 | 116.7846 | 2371.4502 | 32737.0566 | 139377.3682 | 174485.875 | 712959.101 | 893757.7864 | 3.113% | 922476.2702
OFFICE BUILDINGS #2771 | TERTIARY | OFFICE BUILDINGS | 22921.8877 | 2022 | 30859.794 | 0 | 0 | 0 | 0 | 9745.5724 | 25690.9067 | 29017.1998 | 3 | 71570.1318 | 87063.6809 | 42 | 0 | 0 | 0 | 0 | 0 | 0 | 101437.8103 | 1370.7468 | 649801.2387 | 3860.339 | 82892.675 | 296.2167 | 3430.0927 | 0 | 69234.0785 | 614.896 | 0 | 172108.2307 | 95% | 4.998% | 1768.2935 | 0 | 481.3442 | 36.7648 | 778.1447 | 867.256 | 957.1814 | 178.8213 | 2931.0871 | 39092.221 | 195563.0089 | 237586.317 | 1326664.613 | 1572377.2914 | 1.374% | 1594285.5998
OFFICE BUILDINGS #2772 | TERTIARY | OFFICE BUILDINGS | 23615.9605 | 2022 | 29518.5983 | 0 | 0 | 0 | 0 | 9504.1652 | 32080.6122 | 31494.3557 | 5 | 106045.0537 | 97386.2009 | 55 | 0 | 0 | 0 | 0 | 0 | 0 | 82836.8939 | 1862.187 | 769789.0163 | 3493.0348 | 93739.2251 | 281.6357 | 3984.5866 | 0 | 60291.7669 | 737.8562 | 0 | 121218.2543 | 93.09% | 6.907% | 1703.3047 | 0 | 359.6896 | 26.7946 | 650.0795 | 600.8193 | 782.8392 | 177.5141 | 3223.3629 | 52154.6796 | 230073.3408 | 285451.3833 | 1435385.8907 | 1727469.8273 | 2.104% | 1764599.5646
OFFICE BUILDINGS #2773 | TERTIARY | OFFICE BUILDINGS | 12623.2436 | 2024 | 13533.1918 | 0 | 0 | 0 | 0 | 4661.5978 | 14311.13 | 12137.5846 | 3 | 58702.7811 | 35058.1061 | 25 | 0 | 0 | 0 | 0 | 0 | 0 | 47017.49 | 817.2226 | 317800.946 | 1516.9028 | 49232.6777 | 141.8767 | 2212.0646 | 0 | 38337.7383 | 357.8225 | 0 | 102244.2765 | 89.9% | 10.1% | 1309.8826 | 0 | 225.2739 | 20.7952 | 561.631 | 311.0728 | 483.249 | 124.0339 | 2153.5289 | 24084.3061 | 106066.492 | 132304.327 | 709940.7539 | 846299.4682 | 5.137% | 892125.4295
OFFICE BUILDINGS #2774 | TERTIARY | OFFICE BUILDINGS | 15411.0077 | 2009 | 16257.2483 | 0 | 0 | 0 | 0 | 5146.8653 | 11554.2804 | 16302.0669 | 2 | 46151.8333 | 38029.2473 | 27 | 0 | 0 | 0 | 0 | 0 | 0 | 49032.2615 | 1193.0257 | 320122.883 | 2311.8437 | 44355.1507 | 177.1494 | 1997.1555 | 0 | 40947.7418 | 448.8245 | 0 | 67176.7573 | 97.12% | 2.88% | 1210.977 | 0 | 267.1547 | 16.8781 | 461.1378 | 573.5542 | 428.4018 | 109.9968 | 1301.3844 | 30700.409 | 191265.5848 | 223267.3782 | 669232.5378 | 897117.4226 | 7.121% | 965894.5697
OFFICE BUILDINGS #2775 | TERTIARY | OFFICE BUILDINGS | 16818.8466 | 2014 | 14287.6594 | 0 | 0 | 0 | 0 | 7168.2603 | 14324.099 | 14772.7678 | 3 | 53516.822 | 38970.6483 | 46 | 0 | 0 | 0 | 0 | 0 | 0 | 39232.0878 | 1016.5766 | 399955.744 | 1971.2418 | 42326.2324 | 158.781 | 2952.3517 | 0 | 42728.3308 | 362.113 | 0 | 83573.193 | 88.03% | 11.97% | 1517.4824 | 0 | 281.2346 | 26.4606 | 566.3247 | 625.041 | 531.5593 | 165.6473 | 2219.7289 | 38717.1099 | 181925.6125 | 222862.4514 | 779350.4961 | 1006402.2476 | 1.988% | 1026819.5819
OFFICE BUILDINGS #2776 | TERTIARY | OFFICE BUILDINGS | 20803.6226 | 2016 | 21543.989 | 0 | 0 | 0 | 0 | 8532.624 | 19319.023 | 21067.8272 | 3 | 66209.2747 | 76823.5201 | 48 | 0 | 0 | 0 | 0 | 0 | 0 | 83546.6874 | 1380.5597 | 372692.9623 | 2849.1208 | 50001.9111 | 234.9499 | 3655.815 | 0 | 56767.3495 | 695.8287 | 0 | 133677.8554 | 95.37% | 4.633% | 1427.9656 | 0 | 465.3299 | 25.8333 | 606.6002 | 571.3607 | 681.4824 | 152.2533 | 2244.5042 | 43757.7263 | 167577.8979 | 213580.1285 | 908856.0087 | 1129719.3816 | 6.984% | 1214541.6157
OFFICE BUILDINGS #2777 | TERTIARY | OFFICE BUILDINGS | 8281.0931 | 2022 | 9063.6061 | 0 | 0 | 0 | 0 | 3009.0675 | 8878.0752 | 10931.261 | 1 | 38156.9231 | 28182.5156 | 20 | 0 | 0 | 0 | 0 | 0 | 0 | 25398.2778 | 539.0253 | 165003.0067 | 919.2108 | 22621.4393 | 106.665 | 1524.9145 | 0 | 21780.7957 | 248.3271 | 0 | 60762.0077 | 87.47% | 12.53% | 805.5475 | 0 | 180.1801 | 13.7596 | 353.5624 | 329.9095 | 287.185 | 58.5216 | 1135.9237 | 21855.858 | 82931.7923 | 105923.574 | 399175.9675 | 507602.1488 | 5.191% | 535394.5858
OFFICE BUILDINGS #2778 | TERTIARY | OFFICE BUILDINGS | 16181.1508 | 2013 | 17187.6078 | 0 | 0 | 0 | 0 | 5130.6905 | 18792.4294 | 17453.901 | 2 | 40197.0879 | 42065.399 | 27 | 0 | 0 | 0 | 0 | 0 | 0 | 58446.2841 | 1431.9431 | 359417.3526 | 2389.588 | 48950.1019 | 175.4617 | 2372.8289 | 0 | 33643.8754 | 571.1719 | 0 | 102659.6374 | 90.14% | 9.858% | 1558.5187 | 0 | 245.9174 | 26.0431 | 518.6119 | 577.5183 | 453.078 | 108.4858 | 1597.5909 | 33454.1861 | 201569.8578 | 236621.6347 | 760805.1937 | 1002526.3594 | 2.148% | 1024536.5988
OFFICE BUILDINGS #2779 | TERTIARY | OFFICE BUILDINGS | 13624.1843 | 2012 | 16138.0527 | 0 | 0 | 0 | 0 | 5233.4098 | 12189.6352 | 14768.4111 | 3 | 34247.1455 | 31659.2054 | 32 | 0 | 0 | 0 | 0 | 0 | 0 | 37929.3997 | 1052.7501 | 338766.7057 | 1518.324 | 38647.5314 | 153.2827 | 2272.2302 | 0 | 39391.4889 | 312.5386 | 0 | 66280.951 | 95.16% | 4.839% | 1021.294 | 0 | 241.2897 | 15.7989 | 402.8971 | 501.377 | 489.6322 | 92.9597 | 1153.9764 | 20890.1327 | 150269.2659 | 172313.375 | 645914.1393 | 822515.4085 | 3.266% | 850282.4153
OFFICE BUILDINGS #2780 | TERTIARY | OFFICE BUILDINGS | 16222.8543 | 2014 | 17365.3272 | 0 | 0 | 0 | 0 | 7613.2898 | 20399.4246 | 12542.9686 | 4 | 46918.7474 | 40378.8261 | 40 | 0 | 0 | 0 | 0 | 0 | 0 | 59897.068 | 1040.7242 | 358616.7924 | 2580.4203 | 34767.9224 | 211.1688 | 2550.0943 | 0 | 35559.0121 | 386.9687 | 0 | 79724.9507 | 96.77% | 3.234% | 1362.3231 | 0 | 271.5747 | 22.9359 | 459.9943 | 409.3802 | 614.6529 | 101.1173 | 1943.5796 | 38563.7045 | 186821.7315 | 227329.0156 | 742643.2331 | 975881.6995 | 1.842% | 994190.0178
OFFICE BUILDINGS #2781 | TERTIARY | OFFICE BUILDINGS | 8210.4788 | 2019 | 9862.5261 | 0 | 0 | 0 | 0 | 3932.2805 | 9662.9416 | 10850.4618 | 2 | 32969.3019 | 30577.5592 | 21 | 0 | 0 | 0 | 0 | 0 | 0 | 21754.0364 | 514.7801 | 230762.3675 | 1120.375 | 24266.305 | 113.0375 | 1342.9031 | 0 | 24781.2718 | 192.6278 | 0 | 55566.5569 | 97.68% | 2.317% | 670.5325 | 0 | 147.8048 | 10.5123 | 265.128 | 305.0025 | 278.3776 | 78.072 | 996.5528 | 19234.0197 | 70670.9829 | 90901.5554 | 458057.1241 | 551415.3992 | 8.103% | 600034.428
OFFICE BUILDINGS #2782 | TERTIARY | OFFICE BUILDINGS | 6198.562 | 2021 | 7410.8455 | 0 | 0 | 0 | 0 | 3150.3741 | 6437.4025 | 7298.6351 | 1 | 29583.8389 | 17874.3243 | 17 | 0 | 0 | 0 | 0 | 0 | 0 | 27460.9759 | 523.4524 | 193698.733 | 746.0698 | 18391.7998 | 59.5833 | 1128.6553 | 0 | 15735.1988 | 145.1843 | 0 | 42065.8 | 94.61% | 5.395% | 579.6815 | 0 | 108.7916 | 8.2704 | 174.3735 | 158.6819 | 180.338 | 51.9872 | 845.3541 | 14043.1757 | 74360.6447 | 89249.1746 | 379039.6541 | 470455.4771 | 1.885% | 479491.8352
OFFICE BUILDINGS #2783 | TERTIARY | OFFICE BUILDINGS | 23040.9024 | 2019 | 30610.7794 | 0 | 0 | 0 | 0 | 8942.0617 | 23460.6603 | 25184.1754 | 5 | 84369.7527 | 74141.7207 | 59 | 0 | 0 | 0 | 0 | 0 | 0 | 79338.052 | 1561.106 | 566418.2805 | 3924.1025 | 59576.5804 | 217.9318 | 4325.5415 | 0 | 61312.6451 | 732.182 | 0 | 122013.3393 | 92.18% | 7.821% | 1967.4417 | 0 | 314.4335 | 36.4215 | 1009.7955 | 658.1904 | 744.5388 | 172.6436 | 2719.5904 | 52730.9595 | 199672.5578 | 255123.1077 | 1156168.4455 | 1420911.6571 | 5.056% | 1496572.2193
OFFICE BUILDINGS #2784 | TERTIARY | OFFICE BUILDINGS | 12955.5145 | 2021 | 12497.086 | 0 | 0 | 0 | 0 | 7123.2147 | 17621.8022 | 11211.5402 | 2 | 42767.4301 | 53574.8703 | 28 | 0 | 0 | 0 | 0 | 0 | 0 | 50527.5279 | 917.7711 | 284225.6882 | 1496.3527 | 34791.4297 | 147.4854 | 1766.6293 | 0 | 34880.5563 | 414.0083 | 0 | 81945.5213 | 89.44% | 10.56% | 1346.9301 | 0 | 203.177 | 15.0087 | 447.0332 | 352.9155 | 481.6044 | 81.1792 | 1415.5598 | 32417.3607 | 121442.5973 | 155275.5178 | 635494.4972 | 795789.6924 | 1.676% | 809357.8482
OFFICE BUILDINGS #2785 | TERTIARY | OFFICE BUILDINGS | 20749.751 | 2021 | 27273.9037 | 0 | 0 | 0 | 0 | 10010.8871 | 30821.3002 | 29100.1718 | 4 | 97265.4206 | 68785.9483 | 41 | 0 | 0 | 0 | 0 | 0 | 0 | 60275.9609 | 1215.8253 | 506744.4839 | 2809.8251 | 82358.6702 | 285.1996 | 3364.4146 | 0 | 64932.1036 | 732.6971 | 0 | 105573.4829 | 94.92% | 5.084% | 1574.9038 | 0 | 443.0813 | 28.6654 | 739.1447 | 570.5422 | 744.1506 | 147.8297 | 2325.9421 | 50256.7905 | 234009.373 | 286592.1055 | 1098302.4801 | 1393058.002 | 8.067% | 1515297.1562
OFFICE BUILDINGS #2786 | TERTIARY | OFFICE BUILDINGS | 8693.8244 | 2013 | 8213.9741 | 0 | 0 | 0 | 0 | 3789.6598 | 9691.0178 | 9831.2414 | 2 | 32258.018 | 19120.893 | 19 | 0 | 0 | 0 | 0 | 0 | 0 | 32169.7683 | 533.7664 | 145319.7533 | 1452.4854 | 22127.6759 | 117.8756 | 1488.5819 | 0 | 25103.3626 | 195.5195 | 0 | 41490.4601 | 94.13% | 5.872% | 907.2174 | 0 | 144.8613 | 12.4571 | 318.3036 | 346.6357 | 252.1839 | 85.6534 | 869.0962 | 20263.5519 | 101496.9228 | 122629.5709 | 361345.2447 | 486816.8059 | 5.983% | 517796.039
OFFICE BUILDINGS #2787 | TERTIARY | OFFICE BUILDINGS | 16916.5516 | 2014 | 18368.1798 | 0 | 0 | 0 | 0 | 5239.0197 | 20186.254 | 18069.1962 | 2 | 57932.5743 | 51322.3758 | 43 | 0 | 0 | 0 | 0 | 0 | 0 | 49179.0108 | 1288.0058 | 375700.0755 | 1766.0904 | 36509.1563 | 163.0525 | 2449.3785 | 0 | 49577.9507 | 448.8232 | 0 | 76415.2841 | 87.73% | 12.27% | 1787.4444 | 0 | 257.663 | 21.7494 | 587.589 | 510.6284 | 598.2213 | 116.4327 | 1511.3305 | 26712.4351 | 174517.8729 | 202741.6384 | 759318.1572 | 967888.6746 | 3.941% | 1007593.5037
OFFICE BUILDINGS #2788 | TERTIARY | OFFICE BUILDINGS | 19988.4458 | 2009 | 21496.2001 | 0 | 0 | 0 | 0 | 7564.996 | 18731.6268 | 20465.6327 | 3 | 57409.1776 | 48094.7057 | 53 | 0 | 0 | 0 | 0 | 0 | 0 | 63190.2239 | 1225.3014 | 442505.8023 | 3303.5132 | 56388.4251 | 221.8454 | 3230.487 | 0 | 34738.7259 | 649.3983 | 0 | 91741.6348 | 88.69% | 11.31% | 1518.5072 | 0 | 412.9501 | 23.3743 | 793.445 | 511.1099 | 766.2838 | 163.7351 | 2543.1916 | 27144.2938 | 218967.2111 | 248654.6965 | 871098.5162 | 1125916.5492 | 8.386% | 1228983.2216
OFFICE BUILDINGS #2789 | TERTIARY | OFFICE BUILDINGS | 18859.9025 | 2015 | 16754.5852 | 0 | 0 | 0 | 0 | 5683.2136 | 22638.1064 | 15537.5839 | 3 | 67793.9503 | 47738.0697 | 45 | 0 | 0 | 0 | 0 | 0 | 0 | 67168.998 | 1248.4494 | 377931.3434 | 2327.1585 | 41348.9893 | 264.2987 | 3459.9783 | 0 | 39606.1823 | 551.3723 | 0 | 136502.7563 | 91.4% | 8.603% | 1911.0396 | 0 | 284.5925 | 21.7676 | 853.0762 | 501.3335 | 533.7617 | 157.7349 | 2727.9739 | 43425.3723 | 170638.7514 | 216792.0976 | 867461.9815 | 1088826.8763 | 4.113% | 1135535.8107
OFFICE BUILDINGS #2790 | TERTIARY | OFFICE BUILDINGS | 15934.9418 | 2024 | 16933.2317 | 0 | 0 | 0 | 0 | 6249.8632 | 25432.5466 | 20140.861 | 3 | 69224.6922 | 42746.3932 | 34 | 0 | 0 | 0 | 0 | 0 | 0 | 66271.0775 | 1499.6027 | 461988.3857 | 2665.0731 | 60224.6225 | 177.1244 | 3237.2631 | 0 | 40738.6557 | 524.6928 | 0 | 123808.2975 | 92.7% | 7.298% | 1634.2641 | 0 | 247.9911 | 20.1346 | 700.918 | 569.4002 | 510.9296 | 119.622 | 2735.9442 | 29715.6515 | 158451.8702 | 190903.4659 | 956386.3678 | 1154811.0253 | 4.59% | 1210364.9833
OFFICE BUILDINGS #2791 | TERTIARY | OFFICE BUILDINGS | 18301.5146 | 2023 | 18277.2791 | 0 | 0 | 0 | 0 | 6520.9898 | 27421.6978 | 19452.6559 | 3 | 66103.0509 | 48702.1801 | 36 | 0 | 0 | 0 | 0 | 0 | 0 | 64268.4495 | 1627.938 | 531254.6795 | 2658.2686 | 65358.3694 | 235.5189 | 3184.7112 | 0 | 48512.6058 | 587.9031 | 0 | 120383.9071 | 95.85% | 4.155% | 1825.223 | 0 | 291.7674 | 33.1932 | 522.3385 | 543.0325 | 643.8441 | 166.1926 | 2990.7007 | 51069.5094 | 213933.706 | 267993.9161 | 1059302.4305 | 1333994.565 | 7.094% | 1435855.0487
OFFICE BUILDINGS #2792 | TERTIARY | OFFICE BUILDINGS | 19498.0369 | 2016 | 22077.9299 | 0 | 0 | 0 | 0 | 7414.5575 | 21761.3183 | 17462.5396 | 3 | 62308.1237 | 45982.9889 | 33 | 0 | 0 | 0 | 0 | 0 | 0 | 57554.3184 | 1397.2524 | 385627.6679 | 3015.6018 | 68818.0208 | 216.3317 | 3011.3529 | 0 | 54057.2936 | 497.4413 | 0 | 90283.6918 | 94.35% | 5.654% | 1618.8263 | 0 | 341.9215 | 35.3706 | 585.4335 | 764.4796 | 689.7576 | 145.4013 | 1956.0577 | 37793.0409 | 158556.7431 | 198305.8417 | 855388.7346 | 1058698.4937 | 0.7009% | 1066170.8055
OFFICE BUILDINGS #2793 | TERTIARY | OFFICE BUILDINGS | 19150.518 | 2010 | 15281.734 | 0 | 0 | 0 | 0 | 7480.0254 | 17191.647 | 15818.8954 | 3 | 64793.5758 | 39411.963 | 38 | 0 | 0 | 0 | 0 | 0 | 0 | 63450.7113 | 1315.3802 | 355709.5433 | 2551.4841 | 49756.3122 | 264.2498 | 3174.951 | 0 | 50574.6949 | 608.7975 | 0 | 114651.0226 | 90.25% | 9.752% | 1317.3466 | 0 | 276.3014 | 27.4999 | 546.4994 | 461.0487 | 847.6378 | 124.206 | 1895.8805 | 27455.4966 | 180322.317 | 209673.6941 | 812457.9922 | 1027660.5592 | 3.176% | 1061370.6842
OFFICE BUILDINGS #2794 | TERTIARY | OFFICE BUILDINGS | 3775.9864 | 2020 | 5371.2855 | 0 | 0 | 0 | 0 | 1276.6595 | 3918.6318 | 3289.3947 | 1 | 15981.58 | 9648.6114 | 6 | 0 | 0 | 0 | 0 | 0 | 0 | 14212.3071 | 217.8872 | 107870.2616 | 486.6797 | 10527.062 | 42.3685 | 624.4435 | 0 | 8907.4081 | 82.191 | 0 | 24795.7978 | 97.3% | 2.696% | 288.8079 | 0 | 75.6726 | 4.6179 | 142.4204 | 96.0992 | 150.9071 | 28.5734 | 535.9337 | 9469.5131 | 33842.3113 | 43847.7581 | 214247.6928 | 259274.4325 | 7.421% | 280057.5093
OFFICE BUILDINGS #2795 | TERTIARY | OFFICE BUILDINGS | 7730.4263 | 2022 | 8097.0542 | 0 | 0 | 0 | 0 | 4107.3991 | 7507.7903 | 7949.6181 | 2 | 31342.7305 | 31975.6001 | 13 | 0 | 0 | 0 | 0 | 0 | 0 | 26344.8409 | 645.6489 | 191010.9722 | 950.2444 | 25275.0706 | 83.8052 | 1291.4937 | 0 | 18560.5239 | 230.2164 | 0 | 57722.91 | 90.28% | 9.721% | 564.8227 | 0 | 113.7387 | 8.8371 | 345.5428 | 210.9548 | 279.5322 | 71.03 | 851.3527 | 19985.5875 | 72992.3669 | 93829.307 | 412645.7642 | 508664.8053 | 5.653% | 539139.9031
OFFICE BUILDINGS #2796 | TERTIARY | OFFICE BUILDINGS | 11741.364 | 2021 | 13710.8102 | 0 | 0 | 0 | 0 | 5694.5037 | 11070.7382 | 12805.9056 | 2 | 47181.6951 | 46863.6658 | 24 | 0 | 0 | 0 | 0 | 0 | 0 | 41382.4535 | 883.1755 | 359093.2937 | 1574.6409 | 43382.1417 | 105.4512 | 2210.1799 | 0 | 35412.5878 | 332.823 | 0 | 89409.1096 | 95.63% | 4.368% | 802.4239 | 0 | 190.9254 | 14.7209 | 445.2519 | 369.4929 | 371.5392 | 108.2524 | 1428.5971 | 23826.2759 | 144861.9761 | 170116.849 | 709993.014 | 884701.4796 | 2.62% | 908503.2486
OFFICE BUILDINGS #2797 | TERTIARY | OFFICE BUILDINGS | 11399.501 | 2020 | 13494.3 | 0 | 0 | 0 | 0 | 6071.0838 | 13539.2724 | 12964.8758 | 2 | 33170.3886 | 34377.4673 | 30 | 0 | 0 | 0 | 0 | 0 | 0 | 42025.1173 | 1071.6096 | 285344.8653 | 1412.1188 | 29208.3703 | 101.738 | 2236.5717 | 0 | 32102.5364 | 249.7215 | 0 | 56101.2471 | 94.73% | 5.271% | 823.9581 | 0 | 245.995 | 19.6747 | 459.6938 | 329.7429 | 460.1174 | 100.4269 | 1319.4692 | 24996.3955 | 102175.65 | 128491.5148 | 568632.0681 | 701304.8875 | 2.175% | 716894.3623
OFFICE BUILDINGS #2798 | TERTIARY | OFFICE BUILDINGS | 20588.5082 | 2010 | 21715.8375 | 0 | 0 | 0 | 0 | 7803.2324 | 15406.9649 | 15090.3494 | 4 | 56867.6922 | 65964.0744 | 54 | 0 | 0 | 0 | 0 | 0 | 0 | 54736.7628 | 1552.2615 | 382870.2647 | 2880.2232 | 50189.3866 | 198.5942 | 3553.1595 | 0 | 53951.1088 | 726.4982 | 0 | 97000.3956 | 96.22% | 3.781% | 1739.0685 | 0 | 461.219 | 23.325 | 662.2164 | 682.0032 | 712.1265 | 193.0093 | 2341.053 | 30317.0089 | 224768.984 | 257427.0459 | 816735.0286 | 1078805.2517 | 7.396% | 1164969.7344
OFFICE BUILDINGS #2799 | TERTIARY | OFFICE BUILDINGS | 12487.5816 | 2016 | 11908.7381 | 0 | 0 | 0 | 0 | 5561.6415 | 11315.9097 | 13875.4029 | 2 | 50592.238 | 36967.9956 | 24 | 0 | 0 | 0 | 0 | 0 | 0 | 42937.4186 | 1188.8235 | 296308.2801 | 1470.8968 | 33809.5788 | 141.9418 | 1897.8938 | 0 | 34198.0446 | 396.1143 | 0 | 79199.4977 | 95.85% | 4.15% | 1143.934 | 0 | 210.0332 | 19.6664 | 365.465 | 497.9493 | 431.5147 | 101.0408 | 1664.8176 | 20581.2686 | 128812.1729 | 151058.2591 | 622398.1556 | 778139.1296 | 5.145% | 820342.6279
OFFICE BUILDINGS #2800 | TERTIARY | OFFICE BUILDINGS | 7462.92 | 2017 | 10021.8854 | 0 | 0 | 0 | 0 | 2368.0839 | 8123.1829 | 9288.2864 | 2 | 26771.7076 | 18013.2175 | 12 | 0 | 0 | 0 | 0 | 0 | 0 | 27099.3795 | 500.6462 | 142161.79 | 1167.3045 | 24790.0562 | 101.9311 | 1446.1555 | 0 | 25334.6856 | 196.7447 | 0 | 43922.6712 | 89.33% | 10.67% | 801.6691 | 0 | 147.0649 | 13.1989 | 243.8596 | 247.9278 | 240.1694 | 68.3768 | 922.2299 | 16247.8388 | 92231.5471 | 109401.6157 | 346819.7062 | 458762.2929 | 7.889% | 498054.458
OFFICE BUILDINGS #2801 | TERTIARY | OFFICE BUILDINGS | 5273.9163 | 2010 | 4836.0831 | 0 | 0 | 0 | 0 | 1564.9974 | 4714.0617 | 4274.7418 | 1 | 16986.6259 | 15708.1398 | 9 | 0 | 0 | 0 | 0 | 0 | 0 | 15350.3666 | 334.3392 | 111497.1559 | 727.3496 | 14020.7652 | 54.8777 | 719.8942 | 0 | 13247.2527 | 120.8245 | 0 | 24149.5481 | 87.41% | 12.59% | 465.8012 | 0 | 72.2691 | 6.1571 | 165.1544 | 185.2449 | 207.4592 | 43.1413 | 512.2302 | 10795.3697 | 56607.5979 | 67915.1978 | 230501.7545 | 300267.9763 | 6.938% | 322652.9549
OFFICE BUILDINGS #2802 | TERTIARY | OFFICE BUILDINGS | 21981.8782 | 2008 | 23981.8252 | 0 | 0 | 0 | 0 | 6389.8061 | 16476.5902 | 15735.2328 | 3 | 77458.318 | 60714.8724 | 46 | 0 | 0 | 0 | 0 | 0 | 0 | 51839.7597 | 1293.2946 | 384608.4223 | 3409.7038 | 57814.369 | 277.3415 | 3713.242 | 0 | 51791.0489 | 658.3662 | 0 | 98526.7722 | 88.23% | 11.77% | 1955.34 | 0 | 451.1526 | 29.3963 | 993.6828 | 860.9555 | 741.7807 | 178.4453 | 2400.2906 | 29719.1033 | 208697.8198 | 240817.2137 | 847992.5367 | 1095415.3848 | 2.377% | 1122082.8803
OFFICE BUILDINGS #2803 | TERTIARY | OFFICE BUILDINGS | 7029.1726 | 2009 | 5418.2904 | 0 | 0 | 0 | 0 | 2669.6115 | 7206.0265 | 6261.5679 | 1 | 19829.2138 | 20028.5208 | 16 | 0 | 0 | 0 | 0 | 0 | 0 | 21102.6769 | 419.0272 | 162708.2487 | 976.7131 | 19067.5157 | 61.4846 | 1171.1339 | 0 | 13904.1093 | 169.2073 | 0 | 39943.0206 | 96.52% | 3.484% | 539.1059 | 0 | 99.885 | 10.9588 | 205.5502 | 249.5182 | 294.1939 | 65.963 | 773.0811 | 10061.0747 | 89231.2487 | 100065.4044 | 320334.8916 | 422798.2759 | 2.885% | 435357.1903
OFFICE BUILDINGS #2804 | TERTIARY | OFFICE BUILDINGS | 18221.7443 | 2010 | 21794.0705 | 0 | 0 | 0 | 0 | 7128.2286 | 18936.3355 | 20665.141 | 3 | 43029.9582 | 49408.7667 | 32 | 0 | 0 | 0 | 0 | 0 | 0 | 60159.4517 | 1274.9085 | 402733.3027 | 3041.8221 | 49847.1037 | 213.9247 | 3183.7122 | 0 | 43811.2046 | 431.0262 | 0 | 98081.025 | 93.61% | 6.392% | 1864.8422 | 0 | 390.5486 | 23.2158 | 697.0092 | 602.7944 | 525.8398 | 135.9039 | 1809.893 | 31533.2256 | 157793.4593 | 191136.5779 | 824424.2893 | 1021863.0579 | 3.61% | 1060134.595
OFFICE BUILDINGS #2805 | TERTIARY | OFFICE BUILDINGS | 19593.2389 | 2010 | 20902.2849 | 0 | 0 | 0 | 0 | 5577.2586 | 17538.2923 | 19069.459 | 4 | 66614.8277 | 60914.0652 | 32 | 0 | 0 | 0 | 0 | 0 | 0 | 65785.0787 | 1539.3285 | 473409.4265 | 2596.9993 | 54667.0435 | 194.6351 | 3923.2511 | 0 | 54483.4353 | 620.5344 | 0 | 108179.3059 | 89.86% | 10.14% | 1811.8795 | 0 | 284.9527 | 35.2962 | 624.3392 | 584.7783 | 797.6703 | 170.3379 | 1679.8431 | 40825.5075 | 239191.4351 | 281696.7857 | 960986.7985 | 1248246.8027 | 3.11% | 1288318.4162
OFFICE BUILDINGS #2806 | TERTIARY | OFFICE BUILDINGS | 17636.0797 | 2017 | 21960.5731 | 0 | 0 | 0 | 0 | 9036.7722 | 21833.0058 | 18617.475 | 4 | 76621.9035 | 50365.2604 | 47 | 0 | 0 | 0 | 0 | 0 | 0 | 64944.1796 | 1299.2653 | 359541.7535 | 2053.9636 | 49185.4146 | 167.0914 | 2992.1675 | 0 | 53048.8669 | 452.2533 | 0 | 116095.5997 | 92.32% | 7.68% | 1394.1931 | 0 | 307.2209 | 26.8637 | 578.9406 | 551.0549 | 516.9425 | 162.3141 | 1860.3434 | 28430.8552 | 209137.1914 | 239428.39 | 849641.4134 | 1095692.8343 | 7.553% | 1185212.0243
OFFICE BUILDINGS #2807 | TERTIARY | OFFICE BUILDINGS | 12081.6998 | 2009 | 10830.4602 | 0 | 0 | 0 | 0 | 4193.8328 | 12607.6 | 11858.8906 | 2 | 28516.331 | 23871.2403 | 26 | 0 | 0 | 0 | 0 | 0 | 0 | 37742.8601 | 1016.3143 | 188750.5092 | 1661.7662 | 34005.1469 | 144.0579 | 2045.7075 | 0 | 21244.7458 | 312.5442 | 0 | 61311.1697 | 85.66% | 14.34% | 1093.7358 | 0 | 226.6543 | 21.935 | 410.9581 | 343.3569 | 425.0205 | 103.609 | 1316.9688 | 22560.3253 | 105601.8194 | 129479.1135 | 447983.0921 | 581032.8197 | 3.44% | 601735.4548
OFFICE BUILDINGS #2808 | TERTIARY | OFFICE BUILDINGS | 7989.888 | 2021 | 12248.5084 | 0 | 0 | 0 | 0 | 4146.7475 | 9213.8995 | 10214.102 | 1 | 35339.4558 | 30514.5243 | 14 | 0 | 0 | 0 | 0 | 0 | 0 | 27313.9801 | 667.8308 | 155292.595 | 870.1507 | 30120.5655 | 87.8865 | 1393.4291 | 0 | 27379.8297 | 239.4325 | 0 | 51911.6778 | 87.37% | 12.63% | 813.3417 | 0 | 174.6212 | 13.1837 | 349.8018 | 235.8129 | 342.0852 | 49.6164 | 1211.1352 | 14836.496 | 100205.7553 | 116253.3865 | 389835.6682 | 508346.2293 | 2.233% | 519959.1458
OFFICE BUILDINGS #2809 | TERTIARY | OFFICE BUILDINGS | 20759.6485 | 2022 | 25820.3051 | 0 | 0 | 0 | 0 | 9088.6761 | 20123.7573 | 26458.7453 | 4 | 92181.1842 | 57940.8844 | 47 | 0 | 0 | 0 | 0 | 0 | 0 | 66443.675 | 1190.3153 | 416736.8248 | 2779.4752 | 56056.8858 | 275.7872 | 3411.6458 | 0 | 47276.5965 | 542.3611 | 0 | 132922.4032 | 94.39% | 5.609% | 1422.8698 | 0 | 418.9323 | 25.9072 | 943.1307 | 761.6131 | 923.0159 | 156.0994 | 3480.8035 | 54755.6406 | 196544.9101 | 254781.3542 | 977799.1825 | 1238931.1011 | 6.474% | 1324698.7114
OFFICE BUILDINGS #2810 | TERTIARY | OFFICE BUILDINGS | 23360.5952 | 2010 | 20712.3409 | 0 | 0 | 0 | 0 | 8420.4535 | 18295.8104 | 20721.688 | 4 | 86822.9887 | 59878.5517 | 47 | 0 | 0 | 0 | 0 | 0 | 0 | 68580.372 | 2037.7373 | 572221.8397 | 2890.1387 | 57507.3379 | 259.2171 | 3837.9617 | 0 | 50417.2757 | 809.9722 | 0 | 107315.0057 | 94.41% | 5.587% | 1805.1012 | 0 | 389.31 | 39.5952 | 913.5621 | 627.0009 | 813.115 | 179.404 | 2318.0851 | 31475.3019 | 209500.9052 | 243294.2922 | 1081472.6158 | 1330654.0164 | 8.173% | 1449088.1897
OFFICE BUILDINGS #2811 | TERTIARY | OFFICE BUILDINGS | 19158.6379 | 2023 | 25803.7304 | 0 | 0 | 0 | 0 | 7010.5983 | 27110.2295 | 17111.5387 | 4 | 77356.6269 | 73954.1269 | 47 | 0 | 0 | 0 | 0 | 0 | 0 | 85716.048 | 1296.1811 | 390160.6204 | 2351.4545 | 72873.2416 | 240.9656 | 2735.4637 | 0 | 62816.4126 | 570.0338 | 0 | 103598.2269 | 96.81% | 3.195% | 1700.4875 | 0 | 366.8464 | 32.1333 | 605.5059 | 595.4076 | 795.8955 | 189.6152 | 2479.9106 | 45224.912 | 235524.0874 | 283228.9099 | 953570.049 | 1244810.3532 | 0.8189% | 1255088.395
OFFICE BUILDINGS #2812 | TERTIARY | OFFICE BUILDINGS | 14993.0289 | 2018 | 20540.2386 | 0 | 0 | 0 | 0 | 5968.3191 | 20758.9584 | 14441.5646 | 2 | 54869.5832 | 46036.0642 | 28 | 0 | 0 | 0 | 0 | 0 | 0 | 42446.1945 | 1362.8274 | 355755.5795 | 2051.288 | 53603.2793 | 187.3322 | 2558.0722 | 0 | 31651.3814 | 512.4776 | 0 | 104666.1004 | 92.22% | 7.783% | 995.9006 | 0 | 243.9309 | 26.5314 | 441.9152 | 442.1697 | 667.7474 | 141.1807 | 1535.6766 | 33173.9118 | 127418.0775 | 162127.6659 | 765328.8159 | 931371.8456 | 5.853% | 989274.909
OFFICE BUILDINGS #2813 | TERTIARY | OFFICE BUILDINGS | 22773.61 | 2014 | 19806.6803 | 0 | 0 | 0 | 0 | 8142.0199 | 23465.9565 | 23321.2973 | 4 | 80763.1656 | 67057.7768 | 45 | 0 | 0 | 0 | 0 | 0 | 0 | 87034.9426 | 1425.6282 | 443934.1884 | 3168.644 | 62508.3609 | 318.3763 | 3501.4614 | 0 | 63054.8 | 500.3281 | 0 | 130969.7392 | 91.11% | 8.888% | 1686.7561 | 0 | 424.3394 | 39.9924 | 1029.0585 | 758.9054 | 903.8163 | 171.1075 | 3139.1581 | 39418.9788 | 182612.8392 | 225170.9761 | 1017060.5782 | 1248622.6861 | 7.084% | 1343813.8172
OFFICE BUILDINGS #2814 | TERTIARY | OFFICE BUILDINGS | 20905.8754 | 2010 | 25272.0155 | 0 | 0 | 0 | 0 | 8511.3089 | 17074.9665 | 16319.2781 | 4 | 73933.2338 | 41774.7085 | 49 | 0 | 0 | 0 | 0 | 0 | 0 | 67955.4844 | 1681.2075 | 325419.7877 | 3109.9975 | 48244.0434 | 298.604 | 3425.4182 | 0 | 49688.73 | 624.2073 | 0 | 102866.0272 | 93.98% | 6.016% | 1404.6138 | 0 | 438.6012 | 33.6041 | 617.0758 | 727.4917 | 764.1316 | 184.7781 | 2646.676 | 28208.4604 | 215928.9368 | 246784.0732 | 792176.3704 | 1043593.3958 | 7.156% | 1124029.6921
OFFICE BUILDINGS #2815 | TERTIARY | OFFICE BUILDINGS | 7525.9786 | 2017 | 10549.4667 | 0 | 0 | 0 | 0 | 3865.5018 | 8404.5029 | 7230.3874 | 1 | 28643.6808 | 26701.7274 | 13 | 0 | 0 | 0 | 0 | 0 | 0 | 21480.0497 | 652.0147 | 148842.8912 | 982.0483 | 19877.5645 | 101.5114 | 1202.1917 | 0 | 21128.4833 | 176.3364 | 0 | 54904.2895 | 92.68% | 7.321% | 761.0813 | 0 | 104.9905 | 8.4082 | 306.651 | 186.5041 | 327.8982 | 72.2526 | 1037.4702 | 12166.2862 | 92262.8367 | 105466.5932 | 350591.5134 | 459054.5991 | 7.777% | 497765.4647
OFFICE BUILDINGS #2816 | TERTIARY | OFFICE BUILDINGS | 18377.2487 | 2019 | 26756.4976 | 0 | 0 | 0 | 0 | 6802.7012 | 18170.2384 | 19607.6041 | 3 | 58831.9169 | 56022.3053 | 36 | 0 | 0 | 0 | 0 | 0 | 0 | 60066.8402 | 1289.7021 | 532655.383 | 2847.2076 | 55738.3335 | 246.546 | 3199.6578 | 0 | 52815.5081 | 441.5524 | 0 | 104980.22 | 92.78% | 7.223% | 1897.0245 | 0 | 391.2887 | 23.4823 | 761.8763 | 501.7903 | 616.0299 | 166.6176 | 1848.0593 | 42201.7694 | 194813.5518 | 238863.3805 | 1015194.0194 | 1260041.3794 | 7.723% | 1365496.0861
OFFICE BUILDINGS #2817 | TERTIARY | OFFICE BUILDINGS | 15348.2851 | 2018 | 16853.5669 | 0 | 0 | 0 | 0 | 7267.9949 | 20148.2751 | 13518.7888 | 2 | 49027.3849 | 49923.5942 | 33 | 0 | 0 | 0 | 0 | 0 | 0 | 56660.8561 | 1213.3728 | 392898.1539 | 2443.646 | 57055.6823 | 145.118 | 2169.6255 | 0 | 46650.8598 | 343.6009 | 0 | 109112.8065 | 93.53% | 6.472% | 1594.4929 | 0 | 217.8325 | 25.5562 | 566.0592 | 379.8219 | 600.4533 | 99.8354 | 1805.5549 | 24389.2056 | 132766.072 | 158960.8325 | 827504.8339 | 992695.1673 | 6.252% | 1058898.8313
OFFICE BUILDINGS #2818 | TERTIARY | OFFICE BUILDINGS | 10909.6567 | 2016 | 11330.3948 | 0 | 0 | 0 | 0 | 5018.9989 | 13855.9488 | 10977.6199 | 2 | 38123.9699 | 38965.3873 | 27 | 0 | 0 | 0 | 0 | 0 | 0 | 33426.0244 | 931.726 | 216088.016 | 1248.6119 | 29928.9918 | 120.1995 | 1821.4417 | 0 | 25965.7574 | 330.5276 | 0 | 56502.1694 | 94.59% | 5.413% | 730.6617 | 0 | 171.9594 | 15.3051 | 431.297 | 276.2833 | 302.4852 | 71.4323 | 1333.7114 | 27262.053 | 90003.686 | 118599.4504 | 484739.6171 | 606159.8099 | 4.031% | 631619.4911
OFFICE BUILDINGS #2819 | TERTIARY | OFFICE BUILDINGS | 22919.4618 | 2014 | 26712.6648 | 0 | 0 | 0 | 0 | 7815.7648 | 25262.8113 | 21127.9973 | 4 | 92866.4919 | 75232.7034 | 51 | 0 | 0 | 0 | 0 | 0 | 0 | 75799.6913 | 1547.4765 | 535254.5126 | 2394.7783 | 49768.2536 | 324.9266 | 3490.7054 | 0 | 62966.8914 | 638.9624 | 0 | 147204.1841 | 88.27% | 11.73% | 2062.9091 | 0 | 518.7346 | 40.0505 | 711.7913 | 894.7003 | 759.9595 | 224.7462 | 2840.362 | 39751.669 | 292491.788 | 335083.8191 | 1126314.2758 | 1467835.061 | 1.424% | 1489031.9647
OFFICE BUILDINGS #2820 | TERTIARY | OFFICE BUILDINGS | 15949.0519 | 2012 | 12930.641 | 0 | 0 | 0 | 0 | 6715.9714 | 16054.118 | 12940.208 | 2 | 57725.1416 | 52099.5207 | 36 | 0 | 0 | 0 | 0 | 0 | 0 | 49862.9124 | 1393.7643 | 416328.8064 | 1869.766 | 41803.0901 | 150.5647 | 2871.053 | 0 | 48876.6442 | 419.6894 | 0 | 91162.3869 | 95.69% | 4.312% | 1514.3361 | 0 | 308.8248 | 22.8937 | 636.1547 | 506.0169 | 451.7511 | 102.975 | 1571.1208 | 31921.4624 | 138790.4469 | 172283.0301 | 818137.9179 | 994647.6221 | 6.27% | 1061183.8983
OFFICE BUILDINGS #2821 | TERTIARY | OFFICE BUILDINGS | 4717.5259 | 2012 | 4539.131 | 0 | 0 | 0 | 0 | 1431.9862 | 5613.447 | 3938.3949 | 1 | 14578.0797 | 15325.9361 | 13 | 0 | 0 | 0 | 0 | 0 | 0 | 10706.2223 | 324.6512 | 103705.654 | 511.6141 | 14375.6039 | 64.2547 | 725.2249 | 0 | 9648.2901 | 137.0454 | 0 | 24029.0388 | 94.27% | 5.728% | 435.1999 | 0 | 96.3768 | 8.3664 | 197.1274 | 154.8814 | 207.0964 | 39.5088 | 524.4048 | 7085.9399 | 56862.9356 | 64473.2803 | 207683.4757 | 273712.7447 | 6.973% | 294227.8423
OFFICE BUILDINGS #2822 | TERTIARY | OFFICE BUILDINGS | 20219.7547 | 2022 | 22360.9188 | 0 | 0 | 0 | 0 | 7552.3464 | 28312.6807 | 21389.9445 | 3 | 78842.899 | 80069.1604 | 37 | 0 | 0 | 0 | 0 | 0 | 0 | 75161.0882 | 1736.0873 | 425324.2488 | 3086.2229 | 69855.8492 | 201.7759 | 3681.3858 | 0 | 60025.1743 | 490.1247 | 0 | 115317.3199 | 97.09% | 2.91% | 1918.9737 | 0 | 421.3579 | 31.2317 | 874.8995 | 497.0539 | 825.5263 | 183.331 | 2359.6888 | 34943.7007 | 257071.0077 | 294374.3972 | 972738.3424 | 1273474.2938 | 5.569% | 1348570.2582
OFFICE BUILDINGS #2823 | TERTIARY | OFFICE BUILDINGS | 17915.9812 | 2020 | 18462.3279 | 0 | 0 | 0 | 0 | 7314.3754 | 25475.1363 | 22988.6517 | 4 | 54625.5602 | 50482.1486 | 48 | 0 | 0 | 0 | 0 | 0 | 0 | 60374.0114 | 1145.105 | 495403.605 | 2530.4509 | 50995.4951 | 209.3649 | 2935.9166 | 0 | 48070.673 | 399.6252 | 0 | 127610.5872 | 94.88% | 5.122% | 1213.7833 | 0 | 348.1806 | 32.2799 | 733.679 | 692.8953 | 634.688 | 118.3387 | 2250.8875 | 36969.0084 | 208222.8977 | 247442.7936 | 981267.5509 | 1235699.2017 | 3.792% | 1284402.4042
OFFICE BUILDINGS #2824 | TERTIARY | OFFICE BUILDINGS | 18812.8904 | 2008 | 18867.8962 | 0 | 0 | 0 | 0 | 5250.8303 | 14719.9173 | 18219.8529 | 3 | 46949.987 | 49746.8668 | 35 | 0 | 0 | 0 | 0 | 0 | 0 | 39346.9916 | 1105.332 | 457158.5449 | 2174.5528 | 44342.8171 | 250.23 | 3235.4182 | 0 | 45173.2034 | 637.2616 | 0 | 72218.4674 | 90.68% | 9.318% | 1823.8174 | 0 | 411.7591 | 25.3198 | 623.62 | 481.8628 | 831.8801 | 134.8255 | 1994.2055 | 27784.1268 | 232908.2677 | 262686.6001 | 817409.0856 | 1084773.5416 | 1.687% | 1103387.9047
OFFICE BUILDINGS #2825 | TERTIARY | OFFICE BUILDINGS | 12659.5175 | 2013 | 12136.8537 | 0 | 0 | 0 | 0 | 4879.9826 | 13481.0147 | 12002.893 | 2 | 43950.1093 | 39283.9181 | 29 | 0 | 0 | 0 | 0 | 0 | 0 | 38596.2762 | 973.3718 | 218330.612 | 1587.9101 | 33343.4174 | 116.6953 | 1981.9471 | 0 | 24073.4814 | 278.3574 | 0 | 81786.19 | 91.37% | 8.625% | 930.8486 | 0 | 285.6116 | 21.3201 | 556.4135 | 452.4155 | 425.7677 | 84.5987 | 1668.9721 | 29562.7503 | 157568.5304 | 188800.2527 | 531605.4974 | 724887.0403 | 2.142% | 740751.7143
OFFICE BUILDINGS #2826 | TERTIARY | OFFICE BUILDINGS | 12864.7262 | 2018 | 17915.5898 | 0 | 0 | 0 | 0 | 6221.7646 | 15165.3397 | 10775.0495 | 2 | 52266.7032 | 43425.9774 | 30 | 0 | 0 | 0 | 0 | 0 | 0 | 53236.583 | 973.9427 | 242480.6597 | 1977.1355 | 46188.3549 | 155.0516 | 2256.6452 | 0 | 41223.5901 | 447.9554 | 0 | 61979.1774 | 91.19% | 8.813% | 1364.9595 | 0 | 237.9694 | 15.0458 | 525.2224 | 504.974 | 556.1726 | 82.5226 | 1271.1251 | 31109.2154 | 148229.5738 | 180609.9143 | 602364.0046 | 787595.8204 | 4.768% | 827032.8632
OFFICE BUILDINGS #2827 | TERTIARY | OFFICE BUILDINGS | 9177.958 | 2009 | 10919.9507 | 0 | 0 | 0 | 0 | 3569.8185 | 8777.2918 | 8516.1884 | 1 | 20923.8879 | 24423.5115 | 19 | 0 | 0 | 0 | 0 | 0 | 0 | 24282.7575 | 794.6736 | 221328.9384 | 1210.8046 | 22580.9397 | 124.7076 | 1571.4156 | 0 | 17084.9492 | 228.4159 | 0 | 43165.2124 | 95.14% | 4.863% | 697.9532 | 0 | 169.6263 | 15.8748 | 279.9802 | 293.2558 | 308.0467 | 84.6699 | 784.1891 | 12071.9938 | 99014.9523 | 111871.1352 | 407079.9755 | 521156.3964 | 0.8256% | 525495.0242
OFFICE BUILDINGS #2828 | TERTIARY | OFFICE BUILDINGS | 21433.8945 | 2017 | 20144.7858 | 0 | 0 | 0 | 0 | 11051.3065 | 27108.6496 | 21591.4863 | 3 | 65340.9652 | 57325.8907 | 57 | 0 | 0 | 0 | 0 | 0 | 0 | 80031.5229 | 1681.1119 | 393924.1021 | 2856.0877 | 66253.7075 | 223.6289 | 3069.4809 | 0 | 54666.1547 | 471.9048 | 0 | 143451.2413 | 87.99% | 12.01% | 1913.3639 | 0 | 359.7138 | 23.7376 | 879.673 | 746.6206 | 621.3867 | 177.875 | 2729.7748 | 38011.4395 | 266460.991 | 307202.2053 | 954990.307 | 1268993.4405 | 4.46% | 1328228.4883
OFFICE BUILDINGS #2829 | TERTIARY | OFFICE BUILDINGS | 3310.5677 | 2010 | 2950.913 | 0 | 0 | 0 | 0 | 916.344 | 3116.0916 | 3527.8137 | 1 | 11327.5203 | 10145.3133 | 6 | 0 | 0 | 0 | 0 | 0 | 0 | 7160.1168 | 286.8844 | 63816.4082 | 460.7937 | 9838.5744 | 35.93 | 554.9258 | 0 | 6084.6374 | 73.1277 | 0 | 20477.283 | 93.47% | 6.528% | 267.2299 | 0 | 58.2002 | 4.6541 | 107.5593 | 95.5528 | 108.1793 | 21.4066 | 279.0848 | 4356.8918 | 32125.635 | 36761.6117 | 137688.4134 | 175257.982 | 5.056% | 184590.3073
OFFICE BUILDINGS #2830 | TERTIARY | OFFICE BUILDINGS | 6241.8913 | 2020 | 6263.0573 | 0 | 0 | 0 | 0 | 2682.2814 | 8999.0811 | 6726.9302 | 1 | 22531.3975 | 18302.7718 | 16 | 0 | 0 | 0 | 0 | 0 | 0 | 17260.3037 | 488.6656 | 131086.8539 | 722.6896 | 21999.3598 | 68.7925 | 1051.022 | 0 | 20399.702 | 171.5404 | 0 | 35046.3506 | 88.99% | 11.01% | 463.026 | 0 | 124.6868 | 6.8963 | 246.6219 | 232.6017 | 190.6872 | 40.4434 | 841.5182 | 12574.3326 | 69890.4294 | 83306.2801 | 295576.4671 | 380699.9064 | 1.397% | 386094.7065
OFFICE BUILDINGS #2831 | TERTIARY | OFFICE BUILDINGS | 21777.7114 | 2018 | 31838.6519 | 0 | 0 | 0 | 0 | 7359.824 | 21548.5646 | 22907.2054 | 4 | 69229.3957 | 67526.2638 | 58 | 0 | 0 | 0 | 0 | 0 | 0 | 75215.9248 | 1993.5839 | 619160.236 | 3237.3408 | 78133.986 | 290.1438 | 3161.1075 | 0 | 69776.629 | 616.9594 | 0 | 132407.4574 | 97.73% | 2.271% | 1868.6283 | 0 | 396.5435 | 24.0353 | 633.5458 | 645.6124 | 608.8233 | 167.5858 | 2939.5869 | 41077.1089 | 221539.5312 | 265556.2271 | 1214531.9491 | 1488097.9054 | 1.073% | 1504232.4173
OFFICE BUILDINGS #2832 | TERTIARY | OFFICE BUILDINGS | 14821.4485 | 2020 | 21685.5072 | 0 | 0 | 0 | 0 | 5325.0067 | 13671.7589 | 17114.1548 | 2 | 68108.1772 | 54418.5845 | 36 | 0 | 0 | 0 | 0 | 0 | 0 | 58011.4704 | 989.4935 | 387220.2158 | 1580.2341 | 54389.7303 | 169.7926 | 2079.857 | 0 | 51681.503 | 325.2934 | 0 | 96616.6331 | 94.93% | 5.067% | 1485.9833 | 0 | 252.3798 | 24.211 | 656.0181 | 567.303 | 482.4937 | 121.8445 | 2107.7888 | 25183.1046 | 160838.5672 | 188129.4606 | 829085.8767 | 1022820.038 | 0.6388% | 1029396.0914
OFFICE BUILDINGS #2833 | TERTIARY | OFFICE BUILDINGS | 15590.7178 | 2013 | 16276.0756 | 0 | 0 | 0 | 0 | 6724.608 | 16307.3955 | 13464.5265 | 3 | 60552.6344 | 50652.9464 | 29 | 0 | 0 | 0 | 0 | 0 | 0 | 45135.2052 | 1132.5552 | 264639.8191 | 2657.2772 | 44041.6267 | 173.3054 | 2942.1306 | 0 | 34835.7277 | 363.6431 | 0 | 90201.1863 | 96.8% | 3.198% | 1177.3241 | 0 | 240.2906 | 17.68 | 555.8219 | 531.7162 | 602.1392 | 152.1191 | 2193.8284 | 26098.7921 | 155202.8072 | 183495.4277 | 642227.2094 | 830360.6995 | 7.505% | 897739.0775
OFFICE BUILDINGS #2834 | TERTIARY | OFFICE BUILDINGS | 15481.2998 | 2017 | 20204.5108 | 0 | 0 | 0 | 0 | 7846.1017 | 16223.3991 | 13136.4029 | 3 | 54133.4138 | 59140.4074 | 38 | 0 | 0 | 0 | 0 | 0 | 0 | 51504.0101 | 1105.4506 | 384651.1334 | 2439.3918 | 41657.0979 | 219.2139 | 2347.9308 | 0 | 36566.4907 | 537.8875 | 0 | 98251.609 | 97.5% | 2.5% | 1183.9103 | 0 | 218.5772 | 18.2853 | 616.6744 | 381.5014 | 684.5064 | 140.7961 | 2302.2218 | 33199.4807 | 136644.1125 | 172145.8151 | 790413.0695 | 968793.7674 | 2.338% | 991985.6014
OFFICE BUILDINGS #2835 | TERTIARY | OFFICE BUILDINGS | 20861.1846 | 2018 | 27209.5593 | 0 | 0 | 0 | 0 | 8215.352 | 24870.1922 | 24911.1017 | 3 | 77931.251 | 69959.3659 | 57 | 0 | 0 | 0 | 0 | 0 | 0 | 73009.4334 | 1297.4362 | 407140.2246 | 3464.2182 | 56818.4417 | 297.3661 | 3520.8963 | 0 | 67702.9423 | 640.7684 | 0 | 159695.3767 | 87.64% | 12.36% | 2229.0759 | 0 | 345.327 | 27.4925 | 790.83 | 760.0029 | 805.4664 | 171.3116 | 2984.5635 | 37227.0735 | 238981.8787 | 279193.5157 | 998416.4746 | 1285678.4129 | 6.695% | 1377930.3095
OFFICE BUILDINGS #2836 | TERTIARY | OFFICE BUILDINGS | 6397.9677 | 2013 | 5338.8113 | 0 | 0 | 0 | 0 | 1914.3783 | 6596.7514 | 5225.7346 | 1 | 16225.9041 | 18485.3733 | 14 | 0 | 0 | 0 | 0 | 0 | 0 | 19601.9891 | 378.4555 | 136131.9643 | 804.73 | 13461.619 | 62.8571 | 1124.0814 | 0 | 15921.1341 | 141.2319 | 0 | 41278.734 | 88.56% | 11.44% | 641.7766 | 0 | 136.915 | 8.871 | 260.2059 | 165.7169 | 207.885 | 48.001 | 855.4567 | 10894.5712 | 79113.4238 | 90863.4517 | 283653.0859 | 376441.0201 | 8.191% | 410024.2436
OFFICE BUILDINGS #2837 | TERTIARY | OFFICE BUILDINGS | 8610.6083 | 2019 | 8885.3017 | 0 | 0 | 0 | 0 | 4579.9043 | 12169.296 | 7783.9453 | 2 | 38530.495 | 20769.9346 | 23 | 0 | 0 | 0 | 0 | 0 | 0 | 31451.4103 | 720.284 | 206870.7478 | 1090.9523 | 21148.4618 | 120.5166 | 1353.2548 | 0 | 26087.9845 | 187.4607 | 0 | 44053.5379 | 90.12% | 9.876% | 614.13 | 0 | 191.7869 | 11.9748 | 388.318 | 325.0918 | 364.206 | 87.2403 | 1311.7497 | 20935.6295 | 110332.366 | 132579.7452 | 439429.7336 | 574489.4684 | 3.082% | 592759.4526
OFFICE BUILDINGS #2838 | TERTIARY | OFFICE BUILDINGS | 8479.4193 | 2016 | 7434.872 | 0 | 0 | 0 | 0 | 4217.2938 | 7086.6505 | 7932.5652 | 2 | 25316.242 | 31948.68 | 19 | 0 | 0 | 0 | 0 | 0 | 0 | 23792.3897 | 609.2714 | 210988.4699 | 1063.9664 | 27803.0366 | 101.2565 | 1394.0025 | 0 | 27346.8773 | 275.7933 | 0 | 46489.984 | 91.77% | 8.233% | 672.214 | 0 | 142.8508 | 15.1349 | 245.3745 | 293.155 | 255.6538 | 56.3005 | 816.7586 | 18227.4935 | 71788.5281 | 90832.7802 | 422365.4807 | 515931.0317 | 6.033% | 549052.9321
OFFICE BUILDINGS #2839 | TERTIARY | OFFICE BUILDINGS | 16196.5004 | 2016 | 18249.7791 | 0 | 0 | 0 | 0 | 7803.6582 | 18952.2128 | 20405.3904 | 3 | 62053.2101 | 51608.895 | 38 | 0 | 0 | 0 | 0 | 0 | 0 | 43868.82 | 1112.4024 | 461604.9608 | 1819.465 | 55476.2698 | 140.8392 | 2365.1822 | 0 | 36849.4906 | 445.2037 | 0 | 90278.9726 | 90.65% | 9.348% | 1592.5566 | 0 | 280.0094 | 27.5929 | 691.8827 | 566.7037 | 648.0996 | 137.4916 | 1711.3216 | 36964.8379 | 176345.9107 | 215022.0702 | 880977.201 | 1101211.6436 | 4.473% | 1152774.8207
OFFICE BUILDINGS #2840 | TERTIARY | OFFICE BUILDINGS | 22395.9661 | 2014 | 29139.1713 | 0 | 0 | 0 | 0 | 8644.9598 | 24179.7137 | 25641.587 | 5 | 81328.2456 | 65765.3405 | 40 | 0 | 0 | 0 | 0 | 0 | 0 | 61312.1877 | 1602.6372 | 428337.5238 | 3590.8651 | 70608.3993 | 297.827 | 3171.157 | 0 | 70220.2792 | 749.1906 | 0 | 135250.2887 | 94.74% | 5.264% | 2068.3981 | 0 | 380.0046 | 37.4219 | 773.9471 | 639.0059 | 986.8325 | 157.261 | 2547.4735 | 37211.3716 | 235671.4524 | 275430.2975 | 1003002.485 | 1284893.6302 | 4.045% | 1339060.1159
OFFICE BUILDINGS #2841 | TERTIARY | OFFICE BUILDINGS | 24020.9207 | 2023 | 26237.6674 | 0 | 0 | 0 | 0 | 9421.843 | 35463.7189 | 32746.7202 | 5 | 86569.3884 | 66819.0453 | 44 | 0 | 0 | 0 | 0 | 0 | 0 | 90267.8958 | 1834.4029 | 710513.5863 | 2557.7911 | 73933.0079 | 279.1409 | 4826.567 | 0 | 86637.6235 | 595.7512 | 0 | 123932.588 | 92.53% | 7.468% | 2096.358 | 0 | 504.9304 | 29.277 | 733.8938 | 607.888 | 668.5524 | 241.1577 | 3877.979 | 67439.9672 | 265311.2384 | 336629.1846 | 1388156.6798 | 1732544.5797 | 7.251% | 1867993.835
OFFICE BUILDINGS #2842 | TERTIARY | OFFICE BUILDINGS | 21070.4591 | 2009 | 16861.0069 | 0 | 0 | 0 | 0 | 7736.0592 | 17213.1976 | 15325.5759 | 4 | 58543.776 | 58262.6612 | 35 | 0 | 0 | 0 | 0 | 0 | 0 | 62476.3572 | 1565.473 | 365386.9662 | 3229.1816 | 63294.1915 | 218.0934 | 3029.0801 | 0 | 56080.8466 | 687.7835 | 0 | 123406.8152 | 96.87% | 3.127% | 1677.362 | 0 | 354.7694 | 23.9354 | 728.1273 | 602.0054 | 856.2632 | 162.207 | 2311.8772 | 33407.6289 | 251756.8119 | 287476.3179 | 854542.8679 | 1149150.8137 | 0.9937% | 1160684.2007
OFFICE BUILDINGS #2843 | TERTIARY | OFFICE BUILDINGS | 8654.2544 | 2011 | 9375.9124 | 0 | 0 | 0 | 0 | 3727.1071 | 8711.0193 | 7772.2031 | 2 | 22993.7827 | 21588.3233 | 23 | 0 | 0 | 0 | 0 | 0 | 0 | 30817.8745 | 730.2795 | 136397.7239 | 1349.507 | 26474.8545 | 90.7324 | 1705.4125 | 0 | 18015.8969 | 264.02 | 0 | 54663.7247 | 87.76% | 12.24% | 706.6071 | 0 | 172.6522 | 11.756 | 363.2261 | 301.0788 | 253.0583 | 87.9325 | 724.7421 | 14753.9383 | 77109.3862 | 92588.0666 | 345546.9212 | 440570.7172 | 3.482% | 456466.2407
OFFICE BUILDINGS #2844 | TERTIARY | OFFICE BUILDINGS | 2582.061 | 2013 | 2214.6517 | 0 | 0 | 0 | 0 | 931.4329 | 2319.9318 | 2657.6237 | 0 | 7387.4221 | 5764.896 | 7 | 0 | 0 | 0 | 0 | 0 | 0 | 8992.8495 | 157.8435 | 66977.1501 | 300.2129 | 5638.1368 | 22.856 | 391.2958 | 0 | 8027.7024 | 65.5351 | 0 | 16293.4018 | 90.68% | 9.319% | 244.7485 | 0 | 41.4666 | 3.3612 | 73.7936 | 67.6758 | 94.9608 | 19.9425 | 298.9981 | 5874.7961 | 32712.1425 | 38885.9367 | 132223.1279 | 172079.3796 | 5.411% | 181922.9514
OFFICE BUILDINGS #2845 | TERTIARY | OFFICE BUILDINGS | 21574.4149 | 2010 | 19358.348 | 0 | 0 | 0 | 0 | 7062.0744 | 17455.3429 | 18074.6533 | 4 | 67094.5605 | 43029.8282 | 45 | 0 | 0 | 0 | 0 | 0 | 0 | 70565.2552 | 1238.4353 | 340928.1011 | 2385.6665 | 54227.6033 | 268.5658 | 3193.3403 | 0 | 39851.2119 | 526.0805 | 0 | 128580.896 | 91.39% | 8.607% | 1498.5113 | 0 | 433.8654 | 27.7085 | 740.7138 | 687.1957 | 660.2095 | 183.2959 | 2581.7985 | 37102.974 | 253443.1384 | 293127.9109 | 832048.3342 | 1132795.0642 | 5.92% | 1204081.66
OFFICE BUILDINGS #2846 | TERTIARY | OFFICE BUILDINGS | 14846.2478 | 2024 | 20399.7692 | 0 | 0 | 0 | 0 | 8686.188 | 16436.6052 | 17164.462 | 3 | 72098.3742 | 41768.2999 | 28 | 0 | 0 | 0 | 0 | 0 | 0 | 67674.0369 | 1293.958 | 475938.1535 | 2193.1554 | 59628.9021 | 167.9938 | 2424.3455 | 0 | 37115.4337 | 488.0014 | 0 | 107862.7907 | 94.91% | 5.086% | 1149.2029 | 0 | 264.3858 | 22.2114 | 560.5623 | 415.5035 | 475.7523 | 139.5978 | 1605.725 | 38045.1613 | 150984.1216 | 190635.0078 | 955651.052 | 1150938.7792 | 2.965% | 1186105.2447
OFFICE BUILDINGS #2847 | TERTIARY | OFFICE BUILDINGS | 17563.4262 | 2017 | 16584.9023 | 0 | 0 | 0 | 0 | 5929.3111 | 16523.2513 | 18230.651 | 3 | 49855.4965 | 42639.0132 | 30 | 0 | 0 | 0 | 0 | 0 | 0 | 45086.2696 | 1346.3776 | 364078.7145 | 2407.3414 | 60491.1756 | 213.3427 | 2660.5371 | 0 | 43920.5391 | 470.1209 | 0 | 125819.7067 | 91.03% | 8.974% | 1449.0881 | 0 | 366.5712 | 22.1793 | 715.5049 | 448.9524 | 567.3577 | 157.5783 | 2671.3489 | 38541.0946 | 227573.3059 | 268785.7494 | 814528.6008 | 1089554.0644 | 7.442% | 1177161.4385
OFFICE BUILDINGS #2848 | TERTIARY | OFFICE BUILDINGS | 7166.4989 | 2019 | 9951.6892 | 0 | 0 | 0 | 0 | 2589.881 | 10018.1909 | 9047.2074 | 1 | 22242.2209 | 22472.8088 | 18 | 0 | 0 | 0 | 0 | 0 | 0 | 19741.36 | 484.1933 | 211546.9443 | 938.3039 | 22973.9921 | 92.5204 | 1265.0091 | 0 | 21259.7622 | 220.4801 | 0 | 35712.9758 | 89.58% | 10.42% | 602.0053 | 0 | 152.7617 | 10.3421 | 278.7744 | 235.7381 | 323.642 | 65.9951 | 1064.2064 | 17604.5175 | 92720.0042 | 111388.7281 | 396556.5957 | 510912.5319 | 4.807% | 536712.9468
OFFICE BUILDINGS #2849 | TERTIARY | OFFICE BUILDINGS | 16051.9166 | 2015 | 15932.1215 | 0 | 0 | 0 | 0 | 5770.5551 | 14760.4054 | 15380.0408 | 3 | 60483.1322 | 48746.254 | 44 | 0 | 0 | 0 | 0 | 0 | 0 | 47282.1368 | 1240.4757 | 387414.9695 | 2604.9539 | 42724.7657 | 173.4751 | 2867.302 | 0 | 33628.6453 | 358.6756 | 0 | 84752.8554 | 94.47% | 5.532% | 1124.4568 | 0 | 360.2247 | 28.2825 | 510.0486 | 555.0148 | 467.4294 | 107.9901 | 1669.9505 | 32196.6435 | 152992.005 | 186858.599 | 768088.0859 | 959842.9669 | 5.319% | 1013767.0012
OFFICE BUILDINGS #2850 | TERTIARY | OFFICE BUILDINGS | 20010.3817 | 2023 | 32963.1717 | 0 | 0 | 0 | 0 | 11100.7083 | 28610.094 | 20630.9307 | 3 | 91964.7542 | 75643.6177 | 35 | 0 | 0 | 0 | 0 | 0 | 0 | 64460.6004 | 1805.4605 | 594684.4047 | 2572.2135 | 67860.5156 | 180.9098 | 2520.6337 | 0 | 48118.8923 | 490.734 | 0 | 154845.2846 | 94.38% | 5.619% | 1418.9763 | 0 | 418.032 | 26.7473 | 591.1158 | 599.341 | 708.465 | 185.0686 | 2320.1182 | 45992.5244 | 212518.8449 | 260831.4875 | 1208794.8142 | 1477938.3897 | 6.633% | 1582940.0714
OFFICE BUILDINGS #2851 | TERTIARY | OFFICE BUILDINGS | 23653.4289 | 2020 | 29566.3457 | 0 | 0 | 0 | 0 | 12009.221 | 25596.2959 | 26357.3707 | 5 | 101135.6881 | 61964.7219 | 42 | 0 | 0 | 0 | 0 | 0 | 0 | 97465.6515 | 1482.7426 | 459137.1376 | 2482.5066 | 72946.5047 | 205.2681 | 3394.2931 | 0 | 69548.1591 | 509.9008 | 0 | 121447.1815 | 91.93% | 8.068% | 1988.8887 | 0 | 326.9165 | 35.3307 | 1032.2408 | 635.1831 | 976.0425 | 183.8073 | 3496.731 | 57482.1546 | 219101.6121 | 280080.4977 | 1111856.9455 | 1401017.7492 | 1.081% | 1416323.3248
OFFICE BUILDINGS #2852 | TERTIARY | OFFICE BUILDINGS | 11864.9456 | 2012 | 13836.2625 | 0 | 0 | 0 | 0 | 3376.0304 | 13774.2631 | 8899.2482 | 2 | 40499.3504 | 36424.7415 | 21 | 0 | 0 | 0 | 0 | 0 | 0 | 39110.6942 | 999.3491 | 251853.2489 | 1973.8641 | 24260.2873 | 127.2373 | 1788.685 | 0 | 35237.5329 | 357.8065 | 0 | 52225.2117 | 91.28% | 8.72% | 1051.6568 | 0 | 195.0016 | 20.1179 | 446.0841 | 462.7019 | 426.7645 | 110.1025 | 1083.196 | 23380.9835 | 141184.3361 | 165648.5156 | 528184.9513 | 698229.693 | 4.947% | 734568.9217
OFFICE BUILDINGS #2853 | TERTIARY | OFFICE BUILDINGS | 19651.4526 | 2013 | 17106.72 | 0 | 0 | 0 | 0 | 8652.0164 | 19975.8824 | 15458.1918 | 4 | 66881.7105 | 55543.2634 | 39 | 0 | 0 | 0 | 0 | 0 | 0 | 63399.8466 | 1532.0496 | 372536.3677 | 3065.2166 | 60610.4056 | 207.538 | 2711.5335 | 0 | 41892.8216 | 507.3917 | 0 | 86320.3049 | 88.01% | 11.99% | 1440.1836 | 0 | 408.8001 | 33.0784 | 697.0421 | 476.6226 | 822.9145 | 155.8111 | 1942.4122 | 38979.2917 | 223495.0094 | 264416.7133 | 824345.5061 | 1095555.3981 | 2.474% | 1123348.0931
OFFICE BUILDINGS #2854 | TERTIARY | OFFICE BUILDINGS | 15517.2054 | 2021 | 21451.6515 | 0 | 0 | 0 | 0 | 8552.8135 | 19337.0408 | 21896.4771 | 3 | 50084.5681 | 55605.8674 | 37 | 0 | 0 | 0 | 0 | 0 | 0 | 47983.5715 | 1063.5965 | 392094.3463 | 1834.0907 | 39212.6712 | 186.1421 | 2287.2057 | 0 | 41316.0363 | 390.426 | 0 | 95593.3841 | 88.13% | 11.87% | 1624.9164 | 0 | 349.6154 | 20.4397 | 446.7411 | 519.7658 | 688.57 | 97.9031 | 1592.125 | 32366.3432 | 194610.6917 | 228569.1599 | 794011.4455 | 1029197.4305 | 7.169% | 1108684.3346
OFFICE BUILDINGS #2855 | TERTIARY | OFFICE BUILDINGS | 16533.4366 | 2011 | 17789.6707 | 0 | 0 | 0 | 0 | 6826.0992 | 17873.9949 | 13690.9159 | 2 | 49249.5969 | 36651.554 | 34 | 0 | 0 | 0 | 0 | 0 | 0 | 41215.9036 | 1154.025 | 359188.0993 | 2583.3553 | 42798.1929 | 182.3003 | 3135.5259 | 0 | 34860.3043 | 534.9615 | 0 | 75884.1463 | 97.26% | 2.74% | 1216.917 | 0 | 330.2244 | 24.1282 | 472.0905 | 552.0274 | 687.0861 | 120.5959 | 1892.8892 | 25848.6596 | 209531.2461 | 237272.7949 | 711520.9686 | 953005.2243 | 4.231% | 995106.923
OFFICE BUILDINGS #2856 | TERTIARY | OFFICE BUILDINGS | 2344.1938 | 2009 | 1949.5499 | 0 | 0 | 0 | 0 | 991.0656 | 2017.1618 | 2433.7773 | 0 | 7189.9226 | 5354.9923 | 4 | 0 | 0 | 0 | 0 | 0 | 0 | 5310.2391 | 196.9623 | 49778.8944 | 283.7269 | 6842.7084 | 30.1649 | 328.5227 | 0 | 5269.6924 | 53.8381 | 0 | 12456.9918 | 93.59% | 6.411% | 236.7033 | 0 | 51.4161 | 2.8536 | 79.2046 | 66.3318 | 89.1835 | 22.3938 | 232.6347 | 3687.5948 | 28920.3924 | 32840.622 | 101080.6159 | 134462.0356 | 5.563% | 142383.4695
OFFICE BUILDINGS #2857 | TERTIARY | OFFICE BUILDINGS | 22462.2654 | 2010 | 18519.4493 | 0 | 0 | 0 | 0 | 8249.5643 | 25579.3066 | 17755.0003 | 5 | 66516.5107 | 51012.0821 | 37 | 0 | 0 | 0 | 0 | 0 | 0 | 56928.1343 | 2066.7037 | 477677.0371 | 3505.6702 | 68049.0231 | 262.4666 | 3072.5829 | 0 | 50084.7878 | 561.2249 | 0 | 97237.4999 | 90.42% | 9.585% | 1717.289 | 0 | 364.2032 | 37.3153 | 995.5273 | 542.3323 | 706.4701 | 201.2723 | 2850.5044 | 42193.5478 | 175710.0271 | 220754.0793 | 967376.9936 | 1195557.1302 | 4.789% | 1255686.4628
OFFICE BUILDINGS #2858 | TERTIARY | OFFICE BUILDINGS | 14462.7809 | 2008 | 13509.5167 | 0 | 0 | 0 | 0 | 5236.8757 | 15186.5822 | 14484.5408 | 3 | 35692.7569 | 31168.0443 | 35 | 0 | 0 | 0 | 0 | 0 | 0 | 42523.1033 | 1023.1495 | 283028.2679 | 1951.9093 | 42743.398 | 180.3208 | 2301.345 | 0 | 29283.0141 | 395.1206 | 0 | 86954.4899 | 87.24% | 12.76% | 1325.3322 | 0 | 210.0109 | 17.2619 | 408.1109 | 452.1409 | 507.9275 | 99.4019 | 1292.8711 | 26415.9771 | 143265.1673 | 170974.0156 | 614234.9898 | 788327.857 | 4.382% | 824458.3817
OFFICE BUILDINGS #2859 | TERTIARY | OFFICE BUILDINGS | 15881.0464 | 2016 | 18598.0924 | 0 | 0 | 0 | 0 | 8007.9222 | 16204.4863 | 13216.4212 | 2 | 53037.9194 | 49900.394 | 32 | 0 | 0 | 0 | 0 | 0 | 0 | 47289.9088 | 1485.8463 | 415504.8538 | 2459.2623 | 52208.2081 | 161.4076 | 2967.7135 | 0 | 36601.0139 | 491.8679 | 0 | 92194.1009 | 91.22% | 8.78% | 1366.415 | 0 | 270.2598 | 27.2978 | 620.3574 | 413.7027 | 593.9416 | 139.6197 | 1891.7415 | 39187.0788 | 173092.5978 | 214171.4181 | 824515.8139 | 1043215.0621 | 6.616% | 1117129.3725
OFFICE BUILDINGS #2860 | TERTIARY | OFFICE BUILDINGS | 6861.3679 | 2019 | 8774.3117 | 0 | 0 | 0 | 0 | 3012.0098 | 6305.9792 | 5973.8593 | 1 | 26496.3947 | 18726.9543 | 18 | 0 | 0 | 0 | 0 | 0 | 0 | 23749.4626 | 634.8617 | 203367.5714 | 851.2817 | 17194.438 | 69.849 | 1284.0288 | 0 | 15946.2152 | 150.4826 | 0 | 34198.0203 | 94.82% | 5.181% | 577.1594 | 0 | 110.5398 | 8.3176 | 215.9085 | 251.7 | 270.1161 | 47.372 | 721.7552 | 11299.7142 | 70078.3953 | 82099.8647 | 370829.5916 | 455034.6235 | 8.387% | 496689.7691
OFFICE BUILDINGS #2861 | TERTIARY | OFFICE BUILDINGS | 4892.3984 | 2017 | 7110.4316 | 0 | 0 | 0 | 0 | 2162.4227 | 4322.2689 | 5083.8701 | 1 | 16673.0725 | 13628.8329 | 9 | 0 | 0 | 0 | 0 | 0 | 0 | 15597.2124 | 327.475 | 123936.7568 | 614.9511 | 14915.0807 | 63.498 | 977.5387 | 0 | 15142.8108 | 123.8969 | 0 | 32034.8063 | 94.3% | 5.697% | 464.5609 | 0 | 86.5563 | 6.4844 | 207.5334 | 165.3436 | 154.0808 | 48.3047 | 565.974 | 12118.6751 | 59192.2877 | 71876.9368 | 258391.0715 | 331775.2315 | 8.014% | 360680.1614
OFFICE BUILDINGS #2862 | TERTIARY | OFFICE BUILDINGS | 21956.6455 | 2018 | 28955.303 | 0 | 0 | 0 | 0 | 9754.6912 | 29900.4122 | 21421.6396 | 4 | 98890.5506 | 59368.1339 | 47 | 0 | 0 | 0 | 0 | 0 | 0 | 72389.8164 | 1941.4533 | 477365.76 | 3446.0251 | 73024.3226 | 207.0918 | 3279.1589 | 0 | 70169.3811 | 566.6416 | 0 | 153486.28 | 91.18% | 8.822% | 1962.4603 | 0 | 416.0602 | 37.9274 | 605.3997 | 770.3478 | 861.3239 | 215.264 | 2561.5775 | 40900.4937 | 182748.8447 | 226210.916 | 1119916.5388 | 1355316.0462 | 2.402% | 1388669.7473
OFFICE BUILDINGS #2863 | TERTIARY | OFFICE BUILDINGS | 22830.023 | 2016 | 31849.9284 | 0 | 0 | 0 | 0 | 7516.7392 | 24074.6867 | 27780.4702 | 3 | 65531.9477 | 64466.4406 | 47 | 0 | 0 | 0 | 0 | 0 | 0 | 72956.9572 | 1611.0939 | 541165.4097 | 2585.9985 | 56062.6832 | 221.8775 | 3535.9009 | 0 | 75444.0689 | 765.5193 | 0 | 160083.626 | 89.81% | 10.19% | 2390.78 | 0 | 431.3044 | 26.1751 | 664.3532 | 639.2937 | 639.668 | 207.0986 | 2313.7449 | 49394.5979 | 183436.6293 | 235144.9721 | 1148517.7533 | 1391094.7673 | 5.953% | 1479155.0801
OFFICE BUILDINGS #2864 | TERTIARY | OFFICE BUILDINGS | 8355.0353 | 2013 | 10573.0644 | 0 | 0 | 0 | 0 | 2644.4248 | 8410.9517 | 10076.0346 | 1 | 29558.6447 | 22023.4967 | 22 | 0 | 0 | 0 | 0 | 0 | 0 | 21119.8475 | 580.492 | 179936.2197 | 1231.4578 | 26486.5332 | 90.4516 | 1293.4054 | 0 | 16702.8532 | 270.0179 | 0 | 40859.5649 | 94.94% | 5.061% | 839.0629 | 0 | 139.7903 | 13.5005 | 289.99 | 314.051 | 311.2952 | 73.0146 | 859.6966 | 15002.9038 | 66118.6185 | 81981.2189 | 372816.9026 | 457707.1338 | 5.596% | 484838.0332
OFFICE BUILDINGS #2865 | TERTIARY | OFFICE BUILDINGS | 16267.4908 | 2024 | 25034.3072 | 0 | 0 | 0 | 0 | 8249.344 | 24867.1201 | 18338.0351 | 3 | 80074.0558 | 48214.8826 | 35 | 0 | 0 | 0 | 0 | 0 | 0 | 60749.7437 | 1001.9454 | 468071.6976 | 1876.1551 | 42963.3186 | 147.4975 | 2511.4591 | 0 | 56679.3658 | 515.962 | 0 | 117906.8322 | 92.09% | 7.907% | 1333.858 | 0 | 266.4236 | 18.7566 | 658.4958 | 411.5281 | 468.758 | 101.7552 | 2694.8101 | 36193.9812 | 210295.3504 | 249184.1418 | 977629.2097 | 1234404.2128 | 7.473% | 1334104.1172
OFFICE BUILDINGS #2866 | TERTIARY | OFFICE BUILDINGS | 22901.8573 | 2021 | 24252.5862 | 0 | 0 | 0 | 0 | 7742.6082 | 24046.9108 | 20416.8525 | 4 | 66425.8767 | 82719.7847 | 58 | 0 | 0 | 0 | 0 | 0 | 0 | 67655.7299 | 2051.873 | 640713.5544 | 3020.0258 | 76727.9965 | 213.9716 | 3711.7391 | 0 | 63258.1628 | 654.6054 | 0 | 117166.45 | 95.1% | 4.902% | 2315.7582 | 0 | 319.8068 | 30.5135 | 872.7436 | 603.5428 | 1031.5273 | 201.3038 | 3133.1168 | 57933.3749 | 229135.8171 | 290202.3087 | 1213232.2854 | 1509837.5464 | 2.941% | 1555582.7158
OFFICE BUILDINGS #2867 | TERTIARY | OFFICE BUILDINGS | 18960.0515 | 2021 | 25696.496 | 0 | 0 | 0 | 0 | 6980.9509 | 24101.0862 | 17578.7341 | 4 | 58077.5205 | 59022.9888 | 34 | 0 | 0 | 0 | 0 | 0 | 0 | 83007.9341 | 1389.5188 | 488878.1342 | 2412.9844 | 60176.6661 | 187.5405 | 2520.5876 | 0 | 53448.3437 | 630.585 | 0 | 142643.8424 | 89.61% | 10.39% | 1524.6567 | 0 | 412.9932 | 25.3533 | 609.6749 | 740.1713 | 626.2478 | 156.8586 | 2948.0142 | 32156.5591 | 194446.0325 | 229550.6058 | 1034905.4739 | 1271964.7931 | 1.232% | 1287825.9476
OFFICE BUILDINGS #2868 | TERTIARY | OFFICE BUILDINGS | 6854.8511 | 2012 | 8998.599 | 0 | 0 | 0 | 0 | 2375.3945 | 6696.6032 | 7898.4856 | 1 | 20940.1438 | 17556.0321 | 14 | 0 | 0 | 0 | 0 | 0 | 0 | 15852.5501 | 489.2363 | 131718.0715 | 1027.5103 | 14197.7812 | 78.7648 | 1012.7567 | 0 | 20741.9942 | 227.7988 | 0 | 40610.659 | 95.83% | 4.173% | 506.8331 | 0 | 110.3893 | 9.2315 | 231.9483 | 250.7856 | 228.1904 | 59.3216 | 810.9534 | 11632.32 | 62728.951 | 75172.2243 | 290759.1947 | 368269.868 | 7.475% | 398022.7923
OFFICE BUILDINGS #2869 | TERTIARY | OFFICE BUILDINGS | 20787.5459 | 2017 | 18927.5342 | 0 | 0 | 0 | 0 | 6567.7656 | 21110.3035 | 16980.2139 | 4 | 71362.3945 | 73729.9953 | 57 | 0 | 0 | 0 | 0 | 0 | 0 | 56164.8842 | 1535.2044 | 457764.5969 | 2189.7422 | 61323.0022 | 295.3696 | 3989.7315 | 0 | 44180.441 | 553.262 | 0 | 115728.6978 | 94.23% | 5.767% | 2043.2826 | 0 | 442.4206 | 33.4721 | 762.9251 | 647.0545 | 938.798 | 133.938 | 2070.5846 | 37791.6829 | 263510.0578 | 303372.3252 | 945169.6223 | 1255711.6053 | 0.5637% | 1262829.6865
OFFICE BUILDINGS #2870 | TERTIARY | OFFICE BUILDINGS | 3930.1576 | 2016 | 5368.4868 | 0 | 0 | 0 | 0 | 1404.4569 | 5365.3245 | 4066.3883 | 1 | 12710.7683 | 10798.3583 | 7 | 0 | 0 | 0 | 0 | 0 | 0 | 9875.2792 | 353.7629 | 89759.3287 | 464.8438 | 9244.8426 | 39.036 | 703.4523 | 0 | 11805.4979 | 98.3713 | 0 | 23133.0744 | 94.08% | 5.925% | 320.6572 | 0 | 78.8265 | 5.8682 | 156.6322 | 112.1881 | 130.3356 | 24.2504 | 471.8128 | 7830.8768 | 48007.0182 | 56309.7078 | 187169.0528 | 244765.2526 | 5.291% | 258438.6099
OFFICE BUILDINGS #2871 | TERTIARY | OFFICE BUILDINGS | 7721.3233 | 2023 | 8270.1638 | 0 | 0 | 0 | 0 | 3723.3348 | 10466.2322 | 9735.3066 | 2 | 24187.5391 | 26649.8276 | 19 | 0 | 0 | 0 | 0 | 0 | 0 | 34084.8214 | 732.6746 | 193114.097 | 1139.0845 | 31689.4186 | 85.1852 | 1219.9643 | 0 | 21942.6341 | 183.2238 | 0 | 59393.8245 | 90.94% | 9.063% | 586.671 | 0 | 142.6156 | 13.9347 | 290.7284 | 193.6667 | 302.6509 | 47.5991 | 905.4526 | 16676.048 | 76682.4398 | 94263.9405 | 427902.3998 | 525238.8693 | 6.187% | 559877.6797
OFFICE BUILDINGS #2872 | TERTIARY | OFFICE BUILDINGS | 12929.7521 | 2012 | 11222.031 | 0 | 0 | 0 | 0 | 5421.7201 | 16069.3755 | 9672.245 | 2 | 48098.532 | 40535.3259 | 23 | 0 | 0 | 0 | 0 | 0 | 0 | 37362.5603 | 1203.1993 | 339970.2186 | 1860.0974 | 37233.8433 | 153.6755 | 2622.05 | 0 | 29470.7201 | 291.7612 | 0 | 81746.1984 | 91.95% | 8.048% | 1208.9666 | 0 | 276.0164 | 21.9111 | 379.9371 | 422.4552 | 585.7453 | 102.4783 | 1778.2956 | 19372.1336 | 110173.6734 | 131324.1027 | 663853.6712 | 799673.7368 | 0.758% | 805781.9022
OFFICE BUILDINGS #2873 | TERTIARY | OFFICE BUILDINGS | 19661.1956 | 2010 | 16227.4696 | 0 | 0 | 0 | 0 | 6115.3169 | 18686.8983 | 18188.431 | 3 | 61430.5743 | 60557.6794 | 54 | 0 | 0 | 0 | 0 | 0 | 0 | 45195.9257 | 1573.8037 | 428333.6172 | 2852.1378 | 51068.805 | 183.0572 | 3018.5952 | 0 | 38073.7017 | 633.3713 | 0 | 84748.7123 | 95.92% | 4.083% | 1492.1307 | 0 | 334.1213 | 31.4536 | 603.7294 | 778.7433 | 876.5748 | 137.7316 | 1620.309 | 34062.5982 | 179295.094 | 214978.0013 | 832044.185 | 1053881.2912 | 4.07% | 1098597.7963
OFFICE BUILDINGS #2874 | TERTIARY | OFFICE BUILDINGS | 4184.6623 | 2023 | 6629.042 | 0 | 0 | 0 | 0 | 1972.7559 | 6131.1999 | 4507.1126 | 1 | 13239.569 | 17183.3933 | 8 | 0 | 0 | 0 | 0 | 0 | 0 | 17855.3552 | 256.4148 | 135857.027 | 460.9608 | 11511.2973 | 48.2134 | 714.6223 | 0 | 14769.9594 | 123.6992 | 0 | 22837.793 | 92.3% | 7.7% | 299.8419 | 0 | 76.6008 | 6.7776 | 119.7034 | 157.1893 | 189.3707 | 38.525 | 585.82 | 9346.3462 | 39559.6104 | 49491.7767 | 254768.9565 | 306161.6697 | 1.461% | 310700.0405
OFFICE BUILDINGS #2875 | TERTIARY | OFFICE BUILDINGS | 9060.6988 | 2017 | 8524.8107 | 0 | 0 | 0 | 0 | 3593.9447 | 10442.4818 | 11754.5131 | 2 | 25718.9935 | 23881.0774 | 15 | 0 | 0 | 0 | 0 | 0 | 0 | 35587.7013 | 546.4609 | 264187.4839 | 1439.0344 | 21093.9484 | 126.1834 | 1271.1913 | 0 | 24301.7284 | 299.9458 | 0 | 50588.6179 | 96.29% | 3.714% | 855.5103 | 0 | 195.9635 | 12.1751 | 282.9165 | 246.0704 | 410.9928 | 63.154 | 846.8659 | 20106.748 | 105429.6964 | 126383.3103 | 491302.1138 | 620598.8748 | 1.018% | 626980.1068
OFFICE BUILDINGS #2876 | TERTIARY | OFFICE BUILDINGS | 9861.2219 | 2013 | 13168.9782 | 0 | 0 | 0 | 0 | 3872.3282 | 12187.1871 | 10611.6944 | 2 | 27223.744 | 24869.067 | 23 | 0 | 0 | 0 | 0 | 0 | 0 | 36067.1169 | 720.8771 | 162366.7004 | 1372.8178 | 29614.4235 | 92.5125 | 1845.1512 | 0 | 21072.588 | 216.6824 | 0 | 60406.4638 | 88.78% | 11.22% | 1013.4427 | 0 | 193.6291 | 16.3693 | 293.0403 | 281.3052 | 396.9755 | 86.5135 | 1279.4516 | 18656.3978 | 101377.405 | 121313.2544 | 408447.2264 | 532842.4597 | 3.143% | 550131.317
OFFICE BUILDINGS #2877 | TERTIARY | OFFICE BUILDINGS | 23587.6614 | 2020 | 28838.4684 | 0 | 0 | 0 | 0 | 12305.6126 | 31722.2088 | 24081.8239 | 5 | 70526.364 | 96009.4049 | 57 | 0 | 0 | 0 | 0 | 0 | 0 | 75414.051 | 2000.9758 | 521999.4622 | 3245.7049 | 83020.5799 | 257.6135 | 3822.6898 | 0 | 59831.8219 | 586.4058 | 0 | 126778.7198 | 95.47% | 4.526% | 1907.1446 | 0 | 496.0393 | 39.7401 | 957.3439 | 592.2217 | 793.6987 | 221.673 | 3646.927 | 39950.5066 | 304411.8843 | 348009.3179 | 1113409.7558 | 1467774.5951 | 2.088% | 1499075.4405
OFFICE BUILDINGS #2878 | TERTIARY | OFFICE BUILDINGS | 10622.6973 | 2012 | 10054.4193 | 0 | 0 | 0 | 0 | 3853.7622 | 8564.1248 | 9749.328 | 2 | 41294.4312 | 35586.897 | 18 | 0 | 0 | 0 | 0 | 0 | 0 | 31053.6279 | 856.9709 | 282497.4096 | 1817.4264 | 32030.2238 | 133.6529 | 2030.2781 | 0 | 26488.3773 | 376.1869 | 0 | 50326.5253 | 90.56% | 9.441% | 823.2384 | 0 | 173.9181 | 19.1895 | 386.1655 | 384.8227 | 440.3872 | 75.8984 | 1345.4834 | 18171.474 | 107936.8276 | 127453.785 | 534068.673 | 664479.4307 | 0.7666% | 669612.8546
OFFICE BUILDINGS #2879 | TERTIARY | OFFICE BUILDINGS | 16426.0349 | 2023 | 24710.5875 | 0 | 0 | 0 | 0 | 7914.863 | 16566.3867 | 19401.6175 | 3 | 72754.7089 | 46174.8439 | 27 | 0 | 0 | 0 | 0 | 0 | 0 | 56285.2505 | 1541.0581 | 431699.3835 | 2180.7684 | 41898.2037 | 190.763 | 3350.7393 | 0 | 57262.6286 | 445.3736 | 0 | 107304.8129 | 91.98% | 8.021% | 1299.7809 | 0 | 269.9878 | 28.1933 | 482.4662 | 493.8039 | 622.0101 | 118.4048 | 2230.9049 | 46440.3222 | 209163.7637 | 257834.9907 | 915674.9296 | 1180513.2296 | 3.689% | 1225736.6899
OFFICE BUILDINGS #2880 | TERTIARY | OFFICE BUILDINGS | 22228.4763 | 2018 | 29069.4689 | 0 | 0 | 0 | 0 | 8845.744 | 30309.0201 | 20317.6663 | 5 | 75598.667 | 56264.322 | 44 | 0 | 0 | 0 | 0 | 0 | 0 | 65018.6202 | 1599.8798 | 620462.7556 | 3595.6191 | 52825.1126 | 264.804 | 3302.5514 | 0 | 59971.4894 | 693.1373 | 0 | 124342.7077 | 93.67% | 6.333% | 2200.633 | 0 | 307.5742 | 38.1545 | 921.0338 | 604.8375 | 814.324 | 176.2171 | 2382.8996 | 48389.9659 | 273245.2862 | 324018.1517 | 1181610.5731 | 1513755.6767 | 5.879% | 1608301.3418
OFFICE BUILDINGS #2881 | TERTIARY | OFFICE BUILDINGS | 9165.2767 | 2013 | 8448.2461 | 0 | 0 | 0 | 0 | 2912.3707 | 7791.4532 | 7935.2685 | 2 | 34235.8501 | 22939.2253 | 22 | 0 | 0 | 0 | 0 | 0 | 0 | 31558.5394 | 577.9349 | 189614.9357 | 1066.5145 | 20588.4411 | 105.0628 | 1446.1984 | 0 | 24526.7393 | 199.5185 | 0 | 46970.9846 | 87.88% | 12.12% | 743.3481 | 0 | 135.3452 | 12.5271 | 370.512 | 286.1485 | 251.8391 | 65.801 | 1217.2733 | 20688.0623 | 81579.8506 | 103485.1862 | 410746.5345 | 516866.0007 | 0.769% | 520871.4129
OFFICE BUILDINGS #2882 | TERTIARY | OFFICE BUILDINGS | 9782.0019 | 2017 | 9940.7397 | 0 | 0 | 0 | 0 | 3238.1219 | 11309.4146 | 10300.5134 | 2 | 31129.5682 | 26842.9715 | 16 | 0 | 0 | 0 | 0 | 0 | 0 | 36688.6389 | 892.7067 | 230771.7883 | 1656.1624 | 33039.6979 | 117.419 | 1725.2962 | 0 | 33036.4464 | 229.4714 | 0 | 57284.0218 | 90.23% | 9.768% | 823.0729 | 0 | 193.9705 | 14.3298 | 295.1866 | 319.0755 | 355.4492 | 93.3197 | 926.1288 | 20561.8124 | 124276.2285 | 145764.1698 | 494665.0758 | 643612.4627 | 7.171% | 693332.5191
OFFICE BUILDINGS #2883 | TERTIARY | OFFICE BUILDINGS | 21981.4071 | 2020 | 25390.9561 | 0 | 0 | 0 | 0 | 9834.5988 | 27115.6675 | 27417.2519 | 4 | 70806.3684 | 61026.2912 | 53 | 0 | 0 | 0 | 0 | 0 | 0 | 60126.5138 | 1891.719 | 533948.6083 | 2280.3753 | 53092.6317 | 294.0731 | 4121.2602 | 0 | 69894.8057 | 756.9207 | 0 | 132109.5351 | 93.16% | 6.844% | 1919.1797 | 0 | 460.5943 | 31.9121 | 641.3237 | 738.1806 | 868.9488 | 177.5593 | 2852.0516 | 49398.1406 | 200107.7601 | 252357.9523 | 1093810.9846 | 1353323.8065 | 7.267% | 1459379.7913
OFFICE BUILDINGS #2884 | TERTIARY | OFFICE BUILDINGS | 7390.0708 | 2023 | 8451.5131 | 0 | 0 | 0 | 0 | 3401.6536 | 7272.1136 | 9754.2378 | 2 | 26762.3092 | 30704.2851 | 17 | 0 | 0 | 0 | 0 | 0 | 0 | 25382.9935 | 685.4757 | 240484.705 | 910.1712 | 30243.2731 | 98.5992 | 1260.6364 | 0 | 19585.0244 | 188.0456 | 0 | 43930.1307 | 97.85% | 2.148% | 486.4663 | 0 | 132.7203 | 12.9449 | 209.1059 | 246.5107 | 322.2861 | 49.9507 | 912.5515 | 17800.54 | 94648.0724 | 113361.1638 | 448407.344 | 564596.3136 | 5.153% | 595270.0622
OFFICE BUILDINGS #2885 | TERTIARY | OFFICE BUILDINGS | 8396.2936 | 2016 | 10970.0636 | 0 | 0 | 0 | 0 | 4173.0909 | 9111.8218 | 7172.5855 | 2 | 34807.2942 | 31288.5288 | 14 | 0 | 0 | 0 | 0 | 0 | 0 | 28554.0153 | 796.0799 | 243346.5485 | 951.9842 | 26601.8772 | 79.3747 | 1286.828 | 0 | 17846.6037 | 190.9479 | 0 | 54304.1627 | 96.85% | 3.146% | 736.6393 | 0 | 184.3932 | 11.1494 | 349.0136 | 293.489 | 268.9817 | 82.7171 | 936.2637 | 15262.3237 | 69319.7789 | 85518.3664 | 471071.3896 | 559315.1094 | 7.555% | 605024.3117
OFFICE BUILDINGS #2886 | TERTIARY | OFFICE BUILDINGS | 21695.0306 | 2009 | 17381.7147 | 0 | 0 | 0 | 0 | 7372.8509 | 21457.783 | 19317.6398 | 4 | 49838.5418 | 50213.3188 | 52 | 0 | 0 | 0 | 0 | 0 | 0 | 60647.4218 | 1779.1683 | 383643.5267 | 2654.3039 | 49072.515 | 271.7333 | 4192.5951 | 0 | 58192.2838 | 748.4342 | 0 | 122145.1443 | 88.27% | 11.73% | 1803.1233 | 0 | 352.6866 | 30.9017 | 799.6515 | 813.7482 | 866.88 | 184.3344 | 2142.3696 | 39406.7236 | 238557.5367 | 280106.6299 | 857787.9268 | 1143534.5643 | 2.537% | 1173296.5667
OFFICE BUILDINGS #2887 | TERTIARY | OFFICE BUILDINGS | 22223.1187 | 2010 | 27594.5717 | 0 | 0 | 0 | 0 | 8818.6793 | 21874.8958 | 18885.1234 | 4 | 71185.2517 | 65962.4714 | 58 | 0 | 0 | 0 | 0 | 0 | 0 | 77194.9855 | 2050.7511 | 548417.6827 | 3069.9141 | 54759.8026 | 266.4021 | 3571.8413 | 0 | 60821.3154 | 583.9578 | 0 | 88381.5516 | 94.71% | 5.292% | 1705.0458 | 0 | 455.0514 | 28.1247 | 712.9631 | 690.9346 | 715.2008 | 189.3071 | 2441.141 | 30500.937 | 256892.979 | 289835.057 | 1049269.5001 | 1346418.0285 | 3.423% | 1394145.1919
OFFICE BUILDINGS #2888 | TERTIARY | OFFICE BUILDINGS | 22361.6877 | 2022 | 26319.6652 | 0 | 0 | 0 | 0 | 7962.6071 | 28618.9914 | 22019.4795 | 4 | 101298.1019 | 63133.8659 | 61 | 0 | 0 | 0 | 0 | 0 | 0 | 79553.2373 | 2115.3264 | 605701.8007 | 3268.9715 | 72244.8676 | 224.0102 | 3452.7456 | 0 | 63252.0432 | 750.1455 | 0 | 169713.8778 | 96.69% | 3.311% | 1722.3416 | 0 | 471.8704 | 28.6314 | 894.4559 | 581.0723 | 1002.704 | 165.8691 | 2658.7583 | 38423.5353 | 219512.4301 | 260594.7237 | 1263131.8385 | 1530961.7798 | 4.282% | 1599444.0798
OFFICE BUILDINGS #2889 | TERTIARY | OFFICE BUILDINGS | 5348.8843 | 2018 | 6375.4869 | 0 | 0 | 0 | 0 | 2111.6827 | 6436.9966 | 5521.2693 | 1 | 17638.1309 | 18301.0367 | 12 | 0 | 0 | 0 | 0 | 0 | 0 | 19398.4971 | 342.4633 | 141789.5739 | 715.4893 | 18397.8722 | 76.2066 | 781.2232 | 0 | 12923.0756 | 173.0083 | 0 | 37087.5535 | 93.7% | 6.301% | 448.7184 | 0 | 106.8732 | 5.9114 | 177.2719 | 145.5338 | 165.8443 | 48.2167 | 783.5339 | 8438.5863 | 51903.5392 | 61125.6594 | 286883.6002 | 349850.7466 | 5.155% | 368867.127
OFFICE BUILDINGS #2890 | TERTIARY | OFFICE BUILDINGS | 15814.3214 | 2014 | 20482.8475 | 0 | 0 | 0 | 0 | 6264.1938 | 18689.1481 | 19501.832 | 2 | 65296.4282 | 46913.4127 | 38 | 0 | 0 | 0 | 0 | 0 | 0 | 38299.4362 | 1459.7118 | 360522.0894 | 2182.6851 | 42797.4136 | 207.7745 | 2260.763 | 0 | 49649.2016 | 465.8029 | 0 | 71740.8257 | 91.86% | 8.143% | 1456.3994 | 0 | 241.9597 | 25.4075 | 543.8168 | 548.6377 | 549.7891 | 159.885 | 1540.7632 | 23711.586 | 188480.1613 | 213732.5105 | 738424.5979 | 956424.697 | 0.6916% | 963085.3272
OFFICE BUILDINGS #2891 | TERTIARY | OFFICE BUILDINGS | 22896.0955 | 2017 | 32342.912 | 0 | 0 | 0 | 0 | 9538.1512 | 19408.9527 | 25250.3619 | 4 | 87843.6387 | 69316.1597 | 47 | 0 | 0 | 0 | 0 | 0 | 0 | 60983.8151 | 1846.6449 | 650582.8288 | 2412.9783 | 73647.4511 | 289.6679 | 3683.9448 | 0 | 65374.2353 | 678.9329 | 0 | 133193.4763 | 95.35% | 4.648% | 1555.9522 | 0 | 424.4318 | 25.4687 | 881.5623 | 687.5 | 982.337 | 179.6257 | 3467.4018 | 37805.9035 | 221186.469 | 262459.7742 | 1241176.6603 | 1511520.678 | 4.788% | 1587525.6366
OFFICE BUILDINGS #2892 | TERTIARY | OFFICE BUILDINGS | 8398.8049 | 2017 | 7719.9673 | 0 | 0 | 0 | 0 | 3217.8109 | 9110.2588 | 10925.4298 | 2 | 30091.7951 | 30842.0703 | 18 | 0 | 0 | 0 | 0 | 0 | 0 | 34678.6246 | 698.8841 | 163765.7983 | 1094.553 | 27193.569 | 91.4886 | 1330.6297 | 0 | 27024.7112 | 267.3017 | 0 | 56272.6473 | 91.85% | 8.145% | 761.9229 | 0 | 147.257 | 12.2307 | 302.1364 | 302.3448 | 349.3644 | 52.1895 | 999.2108 | 16186.0346 | 85027.11 | 102212.3554 | 397427.6546 | 501882.1103 | 5.123% | 528982.3374
OFFICE BUILDINGS #2893 | TERTIARY | OFFICE BUILDINGS | 19071.7582 | 2019 | 19984.0031 | 0 | 0 | 0 | 0 | 7673.0642 | 27738.9791 | 20486.3179 | 3 | 67896.7668 | 48760.875 | 42 | 0 | 0 | 0 | 0 | 0 | 0 | 78151.6702 | 1158.3266 | 419236.0684 | 3127.4772 | 55734.9243 | 193.4621 | 3027.0058 | 0 | 57341.4551 | 559.8711 | 0 | 128605.6878 | 96.14% | 3.864% | 2026.8266 | 0 | 334.7905 | 25.0795 | 790.549 | 510.504 | 831.4426 | 192.2665 | 2183.9716 | 40093.5681 | 164020.1632 | 206297.703 | 956759.0041 | 1169615.5999 | 2.419% | 1198613.0868
OFFICE BUILDINGS #2894 | TERTIARY | OFFICE BUILDINGS | 10102.6405 | 2017 | 13373.0644 | 0 | 0 | 0 | 0 | 4169.9898 | 10584.4764 | 12455.2546 | 2 | 43337.8301 | 37708.9273 | 27 | 0 | 0 | 0 | 0 | 0 | 0 | 30450.1274 | 925.8465 | 294149.3371 | 1137.8553 | 24420.0117 | 88.4602 | 1944.0223 | 0 | 24301.6443 | 244.3339 | 0 | 73756.7292 | 94.89% | 5.111% | 1092.2716 | 0 | 195.5608 | 13.3969 | 391.3677 | 319.8521 | 338.9093 | 64.0256 | 1554.4654 | 15696.8913 | 85096.6515 | 102348.0082 | 566143.8872 | 671881.9828 | 2.497% | 689088.5753
OFFICE BUILDINGS #2895 | TERTIARY | OFFICE BUILDINGS | 6217.5598 | 2015 | 6767.9983 | 0 | 0 | 0 | 0 | 2841.5452 | 7083.7364 | 6561.805 | 1 | 26340.2484 | 16014.3485 | 11 | 0 | 0 | 0 | 0 | 0 | 0 | 18498.1865 | 370.188 | 116182.3787 | 657.5578 | 15342.6549 | 83.8598 | 894.0382 | 0 | 20106.514 | 135.0268 | 0 | 42104.0606 | 90.99% | 9.012% | 541.3132 | 0 | 135.7098 | 11.0333 | 281.1312 | 179.1163 | 269.7714 | 48.2252 | 740.661 | 11335.1824 | 48611.833 | 60687.6765 | 282952.0103 | 345774.6254 | 3.305% | 357591.3212
OFFICE BUILDINGS #2896 | TERTIARY | OFFICE BUILDINGS | 2590.2834 | 2018 | 2434.6206 | 0 | 0 | 0 | 0 | 1050.9138 | 3378.6418 | 2735.2109 | 0 | 11518.0796 | 7225.5021 | 7 | 0 | 0 | 0 | 0 | 0 | 0 | 6625.0925 | 215.6309 | 65513.409 | 298.3949 | 7644.686 | 27.8939 | 380.1789 | 0 | 6262.0084 | 75.7224 | 0 | 19683.5993 | 92.97% | 7.031% | 264.5401 | 0 | 48.2982 | 3.9415 | 84.3967 | 79.8471 | 108.9224 | 18.7853 | 353.5222 | 4637.2155 | 30438.8329 | 35429.5706 | 136399.4086 | 172631.389 | 5.97% | 183592.5829
OFFICE BUILDINGS #2897 | TERTIARY | OFFICE BUILDINGS | 11171.1858 | 2012 | 10652.5422 | 0 | 0 | 0 | 0 | 4370.5552 | 10053.386 | 12890.9476 | 2 | 31176.049 | 37618.0727 | 19 | 0 | 0 | 0 | 0 | 0 | 0 | 36488.1936 | 945.0038 | 205146.4245 | 1275.1698 | 22338.4073 | 113.345 | 2174.3098 | 0 | 31326.215 | 291.13 | 0 | 48945.1335 | 95.57% | 4.427% | 1124.5124 | 0 | 170.1164 | 14.059 | 392.4814 | 441.6694 | 364.9895 | 113.6964 | 1477.2522 | 18670.7142 | 145046.8805 | 165194.8469 | 444930.4716 | 613223.7521 | 3.898% | 638096.085
OFFICE BUILDINGS #2898 | TERTIARY | OFFICE BUILDINGS | 20164.6974 | 2012 | 23498.0402 | 0 | 0 | 0 | 0 | 6302.2451 | 24255.5206 | 18099.2633 | 3 | 64378.8732 | 65675.4698 | 43 | 0 | 0 | 0 | 0 | 0 | 0 | 51437.6323 | 1660.516 | 399453.1503 | 2315.1936 | 47463.8839 | 268.6889 | 2596.5281 | 0 | 38841.909 | 515.6979 | 0 | 85535.0443 | 89.54% | 10.46% | 1469.8574 | 0 | 296.5293 | 32.4081 | 826.1684 | 629.7071 | 912.3034 | 124.7993 | 1836.9798 | 42619.3799 | 177366.6891 | 221823.0488 | 830766.3734 | 1058172.8334 | 7.507% | 1144055.5261
OFFICE BUILDINGS #2899 | TERTIARY | OFFICE BUILDINGS | 8092.2587 | 2011 | 8522.4203 | 0 | 0 | 0 | 0 | 3600.0682 | 8265.0492 | 7449.8875 | 1 | 24611.7947 | 19694.3819 | 16 | 0 | 0 | 0 | 0 | 0 | 0 | 29148.3055 | 559.3139 | 147810.087 | 1205.0313 | 18116.6859 | 81.0487 | 1297.6353 | 0 | 19228.9192 | 204.5736 | 0 | 44270.8446 | 93.57% | 6.426% | 547.1839 | 0 | 152.0138 | 10.0581 | 324.2663 | 306.57 | 246.309 | 70.1678 | 892.5231 | 17781.4822 | 97977.3662 | 116651.3715 | 341060.2598 | 460282.7465 | 5.406% | 486585.4002
OFFICE BUILDINGS #2900 | TERTIARY | OFFICE BUILDINGS | 5131.6574 | 2010 | 5616.0589 | 0 | 0 | 0 | 0 | 1378.7089 | 4836.9141 | 4679.0491 | 1 | 17034.3128 | 16301.6848 | 13 | 0 | 0 | 0 | 0 | 0 | 0 | 12054.5916 | 477.0727 | 108856.338 | 831.6373 | 14065.7631 | 57.3846 | 876.0575 | 0 | 11888.1408 | 181.0768 | 0 | 31643.3305 | 93.64% | 6.358% | 445.8927 | 0 | 89.8775 | 6.1546 | 219.3113 | 162.858 | 153.3934 | 44.2257 | 662.4611 | 8195.9892 | 55447.6947 | 64306.1451 | 228383.3102 | 293964.7606 | 7.81% | 318869.7724
OFFICE BUILDINGS #2901 | TERTIARY | OFFICE BUILDINGS | 11403.0761 | 2014 | 10299.2836 | 0 | 0 | 0 | 0 | 3799.5513 | 14360.2169 | 10162.3548 | 2 | 37689.4995 | 37066.8525 | 27 | 0 | 0 | 0 | 0 | 0 | 0 | 31087.1041 | 822.1673 | 265014.0992 | 1544.3402 | 27175.2344 | 141.8043 | 1909.1483 | 0 | 28363.8645 | 265.0936 | 0 | 79437.1875 | 91.65% | 8.347% | 832.1619 | 0 | 241.5247 | 17.0201 | 389.8104 | 350.653 | 320.4887 | 79.3163 | 1012.1578 | 20014.1552 | 115316.6055 | 136342.9184 | 547703.0964 | 687415.6575 | 5.412% | 726744.5664
OFFICE BUILDINGS #2902 | TERTIARY | OFFICE BUILDINGS | 16155.4778 | 2015 | 16250.1344 | 0 | 0 | 0 | 0 | 4974.8771 | 16391.6883 | 18984.2653 | 3 | 59828.6695 | 47376.7716 | 29 | 0 | 0 | 0 | 0 | 0 | 0 | 38486.2087 | 1142.7746 | 325896.8893 | 2426.7485 | 52910.9533 | 184.3447 | 3112.7073 | 0 | 35818.3696 | 498.3783 | 0 | 78170.8796 | 94.98% | 5.021% | 1247.4718 | 0 | 329.1364 | 20.0397 | 607.8984 | 474.0374 | 484.1262 | 146.05 | 1543.0878 | 30207.8167 | 179614.4574 | 211365.3618 | 699709.3156 | 916984.9277 | 3.15% | 946810.1205
OFFICE BUILDINGS #2903 | TERTIARY | OFFICE BUILDINGS | 12065.0473 | 2014 | 14857.476 | 0 | 0 | 0 | 0 | 4146.2724 | 10154.364 | 11834.7042 | 2 | 44495.6105 | 38744.8099 | 21 | 0 | 0 | 0 | 0 | 0 | 0 | 28213.8116 | 930.6201 | 295345.7883 | 1607.8829 | 38149.657 | 156.2894 | 2009.0713 | 0 | 27056.6991 | 376.013 | 0 | 65699.4414 | 95.26% | 4.738% | 1249.3297 | 0 | 174.6911 | 17.2004 | 455.2271 | 452.8947 | 465.6089 | 83.3072 | 1561.5537 | 23712.922 | 124486.0552 | 149760.5308 | 585715.6451 | 739907.004 | 2.672% | 760222.0544
OFFICE BUILDINGS #2904 | TERTIARY | OFFICE BUILDINGS | 3390.4103 | 2011 | 3201.485 | 0 | 0 | 0 | 0 | 1426.3797 | 3862.6918 | 3327.052 | 1 | 9969.6942 | 7615.6161 | 6 | 0 | 0 | 0 | 0 | 0 | 0 | 9543.8141 | 281.8935 | 57597.4403 | 539.0087 | 8085.1848 | 41.2611 | 510.1769 | 0 | 6281.5054 | 119.9072 | 0 | 20753.5775 | 95.52% | 4.481% | 319.7238 | 0 | 57.0643 | 4.7729 | 134.5458 | 96.4045 | 133.1351 | 32.3724 | 367.237 | 6437.9986 | 29638.583 | 36443.8187 | 135117.5163 | 172717.6754 | 7.105% | 185928.8059
OFFICE BUILDINGS #2905 | TERTIARY | OFFICE BUILDINGS | 7704.4604 | 2016 | 7669.8558 | 0 | 0 | 0 | 0 | 3092.9405 | 6651.8062 | 9491.4426 | 1 | 29819.4122 | 19861.8088 | 15 | 0 | 0 | 0 | 0 | 0 | 0 | 25050.747 | 698.3797 | 210432.5124 | 1019.7648 | 25304.724 | 94.3853 | 1407.0706 | 0 | 18867.2642 | 171.2212 | 0 | 35909.5753 | 91.16% | 8.843% | 723.8166 | 0 | 142.5043 | 9.9369 | 221.4011 | 206.058 | 292.2308 | 48.4296 | 703.9861 | 16674.0287 | 63566.7812 | 80944.796 | 402019.7537 | 485663.6532 | 6.355% | 518624.4215
OFFICE BUILDINGS #2906 | TERTIARY | OFFICE BUILDINGS | 13164.9896 | 2016 | 14945.3127 | 0 | 0 | 0 | 0 | 5664.6339 | 17075.4875 | 13115.686 | 2 | 35601.5363 | 46977.2255 | 26 | 0 | 0 | 0 | 0 | 0 | 0 | 32248.6525 | 917.8847 | 259365.6047 | 1456.5228 | 34354.8393 | 144.2172 | 1678.0503 | 0 | 33484.5821 | 370.7932 | 0 | 62091.2632 | 91.54% | 8.458% | 1193.7103 | 0 | 198.9175 | 19.0632 | 364.9947 | 442.8755 | 391.0742 | 107.5441 | 1672.007 | 24096.7001 | 163081.85 | 188850.557 | 551796.2961 | 745566.5159 | 7.904% | 809549.4471
OFFICE BUILDINGS #2907 | TERTIARY | OFFICE BUILDINGS | 12141.0831 | 2023 | 17787.1531 | 0 | 0 | 0 | 0 | 6136.929 | 17502.3114 | 13968.3089 | 3 | 38391.0763 | 42383.1365 | 24 | 0 | 0 | 0 | 0 | 0 | 0 | 50758.2731 | 1039.278 | 362949.4053 | 1446.029 | 48430.5156 | 169.9499 | 2066.1514 | 0 | 34707.0799 | 325.8467 | 0 | 94812.9482 | 97.04% | 2.958% | 841.1431 | 0 | 234.8147 | 20.3945 | 415.6915 | 366.9855 | 352.0673 | 122.4519 | 1541.313 | 25953.5765 | 156319.6007 | 183814.4903 | 738356.7076 | 926397.4806 | 5.81% | 983546.155
OFFICE BUILDINGS #2908 | TERTIARY | OFFICE BUILDINGS | 12923.1482 | 2015 | 15158.8545 | 0 | 0 | 0 | 0 | 5166.1495 | 13335.0721 | 12370.0489 | 2 | 43721.37 | 39183.8742 | 31 | 0 | 0 | 0 | 0 | 0 | 0 | 46806.2112 | 965.2543 | 244941.7987 | 2006.1946 | 31172.9079 | 182.6759 | 2127.2674 | 0 | 30792.9503 | 365.7303 | 0 | 75618.4103 | 90.25% | 9.749% | 1043.4757 | 0 | 181.6847 | 16.2509 | 509.9684 | 378.7473 | 473.0258 | 116.7162 | 1683.2302 | 30477.8891 | 142133.3331 | 174294.4524 | 569112.629 | 746544.2651 | 6.174% | 795671.7849
OFFICE BUILDINGS #2909 | TERTIARY | OFFICE BUILDINGS | 13479.4196 | 2014 | 11268.6499 | 0 | 0 | 0 | 0 | 4592.466 | 14237.3931 | 10816.7549 | 2 | 45751.0677 | 43141.4715 | 27 | 0 | 0 | 0 | 0 | 0 | 0 | 48081.1352 | 1140.4427 | 249514.7507 | 2175.8177 | 31683.341 | 168.1675 | 2663.1605 | 0 | 39617.7331 | 298.7682 | 0 | 70754.3229 | 90.73% | 9.27% | 1074.3743 | 0 | 197.1517 | 16.856 | 382.5355 | 502.8313 | 396.7584 | 131.9007 | 1263.0865 | 30529.5843 | 147996.4221 | 179789.0929 | 579851.3449 | 764586.2835 | 1.97% | 779948.5828
OFFICE BUILDINGS #2910 | TERTIARY | OFFICE BUILDINGS | 9203.3226 | 2015 | 10317.4962 | 0 | 0 | 0 | 0 | 4118.6353 | 12320.7365 | 11357.9156 | 1 | 35595.9083 | 20932.3687 | 18 | 0 | 0 | 0 | 0 | 0 | 0 | 23886.365 | 737.5886 | 246542.2678 | 1378.5705 | 30733.8181 | 91.1275 | 1266.6978 | 0 | 26622.9538 | 309.7288 | 0 | 65783.723 | 90.35% | 9.646% | 707.7642 | 0 | 197.3391 | 13.111 | 366.3739 | 296.293 | 254.0689 | 81.0161 | 925.9767 | 15408.9329 | 78700.2041 | 95035.1137 | 499400.7528 | 597798.8176 | 2.709% | 614446.123
OFFICE BUILDINGS #2911 | TERTIARY | OFFICE BUILDINGS | 18645.2928 | 2021 | 28158.9045 | 0 | 0 | 0 | 0 | 7571.1282 | 27612.9589 | 24206.817 | 4 | 69893.7262 | 73222.8912 | 41 | 0 | 0 | 0 | 0 | 0 | 0 | 53477.1734 | 1719.2042 | 428188.5439 | 2452.3925 | 62302.8085 | 231.6683 | 3292.1098 | 0 | 41915.4235 | 410.8242 | 0 | 106420.7866 | 89.45% | 10.55% | 1787.3483 | 0 | 380.9342 | 26.6008 | 828.0923 | 489.3801 | 777.1304 | 136.766 | 3079.2971 | 39638.8992 | 150265.5231 | 192983.7194 | 918765.1461 | 1118503.6402 | 1.972% | 1141002.0374
OFFICE BUILDINGS #2912 | TERTIARY | OFFICE BUILDINGS | 4432.88 | 2023 | 5006.9778 | 0 | 0 | 0 | 0 | 2179.1928 | 5121.96 | 5414.5433 | 1 | 20897.8303 | 12714.7581 | 9 | 0 | 0 | 0 | 0 | 0 | 0 | 19323.7636 | 369.3424 | 130206.6592 | 605.2696 | 17803.1464 | 44.0825 | 799.8112 | 0 | 13406.2244 | 97.4435 | 0 | 25202.0382 | 94.99% | 5.013% | 388.2639 | 0 | 87.6709 | 8.0163 | 165.8792 | 120.337 | 185.0544 | 29.6231 | 588.2473 | 8800.133 | 37920.0274 | 47308.4078 | 262426.7054 | 311129.1357 | 4.525% | 325876.5545
OFFICE BUILDINGS #2913 | TERTIARY | OFFICE BUILDINGS | 9996.7663 | 2021 | 15412.5696 | 0 | 0 | 0 | 0 | 3631.8389 | 9213.7893 | 9474.8649 | 2 | 43079.7443 | 38922.3249 | 26 | 0 | 0 | 0 | 0 | 0 | 0 | 32636.4336 | 848.03 | 277594.6548 | 1684.2782 | 29484.8576 | 103.4603 | 1428.4545 | 0 | 28852.9166 | 275.4514 | 0 | 68806.9541 | 95.46% | 4.535% | 912.5127 | 0 | 218.3639 | 18.1565 | 348.7549 | 343.9212 | 452.9935 | 75.521 | 1490.6273 | 18713.3701 | 104542.4754 | 124746.4729 | 559430.252 | 688049.6849 | 7.961% | 747562.5677
OFFICE BUILDINGS #2914 | TERTIARY | OFFICE BUILDINGS | 6304.3678 | 2015 | 5908.4356 | 0 | 0 | 0 | 0 | 2033.8626 | 5203.3601 | 6202.9407 | 1 | 25311.4111 | 21952.4169 | 10 | 0 | 0 | 0 | 0 | 0 | 0 | 16340.5897 | 419.8988 | 125043.8956 | 847.6319 | 14452.4229 | 64.3833 | 1157.3566 | 0 | 13578.8482 | 209.0433 | 0 | 41324.5817 | 91.99% | 8.01% | 428.7522 | 0 | 143.2465 | 9.5742 | 264.3495 | 219.7932 | 256.3231 | 51.6878 | 580.9481 | 11107.6278 | 71529.1708 | 83217.7467 | 276472.5248 | 362111.4545 | 3.815% | 376473.1081
OFFICE BUILDINGS #2915 | TERTIARY | OFFICE BUILDINGS | 11257.2093 | 2020 | 15546.9073 | 0 | 0 | 0 | 0 | 6025.4242 | 13360.0785 | 10458.5408 | 2 | 52833.9313 | 36754.5519 | 23 | 0 | 0 | 0 | 0 | 0 | 0 | 33765.2053 | 1005.6186 | 226806.006 | 1305.1444 | 27780.1181 | 126.3421 | 1966.7955 | 0 | 40284.5872 | 394.2907 | 0 | 63386.3735 | 94.38% | 5.615% | 1088.6709 | 0 | 208.5332 | 19.7684 | 409.3707 | 275.8749 | 383.6396 | 93.6225 | 1484.1505 | 22432.1178 | 113387.542 | 137303.8103 | 533682.5936 | 675550.6409 | 4.982% | 710970.8279
OFFICE BUILDINGS #2916 | TERTIARY | OFFICE BUILDINGS | 4310.1281 | 2009 | 4452.1586 | 0 | 0 | 0 | 0 | 1128.1361 | 3435.2204 | 4045.3502 | 1 | 13971.3509 | 11910.2595 | 11 | 0 | 0 | 0 | 0 | 0 | 0 | 13620.393 | 384.0985 | 74569.9833 | 492.0199 | 12146.2648 | 52.561 | 663.5214 | 0 | 8182.7541 | 119.3342 | 0 | 25150.0588 | 85.31% | 14.69% | 457.8899 | 0 | 89.7033 | 4.8578 | 130.113 | 129.4835 | 135.2883 | 36.0005 | 480.9463 | 7674.4952 | 42747.9784 | 50903.4199 | 174487.8742 | 226758.4603 | 6.458% | 242413.4652
OFFICE BUILDINGS #2917 | TERTIARY | OFFICE BUILDINGS | 11344.1756 | 2021 | 16759.5643 | 0 | 0 | 0 | 0 | 5432.7149 | 15357.6799 | 10220.5745 | 2 | 42996.0146 | 35713.6119 | 19 | 0 | 0 | 0 | 0 | 0 | 0 | 34847.024 | 838.0147 | 336296.9276 | 1424.305 | 28633.1463 | 103.5239 | 2121.3033 | 0 | 41962.8406 | 251.2686 | 0 | 78585.0823 | 91.15% | 8.848% | 1160.143 | 0 | 197.4896 | 18.4427 | 322.6171 | 446.1611 | 359.9938 | 70.4567 | 1577.3276 | 29682.7213 | 105695.8018 | 136955.8507 | 669130.896 | 811223.2234 | 6.133% | 864222.777
OFFICE BUILDINGS #2918 | TERTIARY | OFFICE BUILDINGS | 21659.1909 | 2021 | 31340.4472 | 0 | 0 | 0 | 0 | 8834.2581 | 31000.8662 | 27818.0009 | 3 | 104219.2564 | 70288.7295 | 50 | 0 | 0 | 0 | 0 | 0 | 0 | 81786.8761 | 2042.5023 | 646972.1065 | 2747.7026 | 72552.6689 | 227.472 | 3799.6343 | 0 | 55785.016 | 653.6022 | 0 | 156629.6999 | 93.81% | 6.186% | 2129.5652 | 0 | 480.029 | 28.9305 | 614.9003 | 855.2649 | 664.8302 | 172.1545 | 2710.1384 | 51001.0544 | 246629.8664 | 300341.0592 | 1311374.9458 | 1617812.1367 | 5.723% | 1716027.1901
OFFICE BUILDINGS #2919 | TERTIARY | OFFICE BUILDINGS | 5424.671 | 2023 | 6315.5118 | 0 | 0 | 0 | 0 | 1978.7883 | 7979.2519 | 7912.7492 | 1 | 24882.1189 | 14142.7957 | 12 | 0 | 0 | 0 | 0 | 0 | 0 | 24232.427 | 467.1275 | 132952.4119 | 746.5576 | 16454.3781 | 57.918 | 1026.3251 | 0 | 12923.0046 | 165.2906 | 0 | 45103.7268 | 97.57% | 2.428% | 445.9012 | 0 | 122.3477 | 7.7102 | 194.7181 | 144.1594 | 182.5558 | 39.4262 | 784.4889 | 10852.0049 | 69515.7872 | 81152.281 | 301053.3374 | 384464.9697 | 3.818% | 399724.5457
OFFICE BUILDINGS #2920 | TERTIARY | OFFICE BUILDINGS | 18931.0466 | 2010 | 23918.4343 | 0 | 0 | 0 | 0 | 6213.9717 | 20180.8622 | 17306.8435 | 3 | 67088.1013 | 46200.5552 | 49 | 0 | 0 | 0 | 0 | 0 | 0 | 62110.4352 | 1521.2377 | 358280.589 | 2940.8592 | 50973.948 | 251.2417 | 2970.2915 | 0 | 45071.8417 | 414.1316 | 0 | 97296.0936 | 96.33% | 3.67% | 1375.1572 | 0 | 288.7009 | 24.4697 | 772.8184 | 622.7967 | 721.2293 | 164.7964 | 2471.7372 | 26402.8101 | 224834.9093 | 253709.4565 | 803464.8469 | 1062370.0953 | 5.974% | 1129870.5653
OFFICE BUILDINGS #2921 | TERTIARY | OFFICE BUILDINGS | 13132.1615 | 2011 | 11364.7586 | 0 | 0 | 0 | 0 | 4880.7592 | 14672.5691 | 15003.6356 | 2 | 35088.1746 | 30972.7586 | 25 | 0 | 0 | 0 | 0 | 0 | 0 | 40054.0529 | 1088.907 | 304899.5833 | 1487.8347 | 32738.5757 | 182.8319 | 2243.2873 | 0 | 38569.7814 | 369.3021 | 0 | 75613.1085 | 95.41% | 4.593% | 1056.1955 | 0 | 272.9722 | 21.5922 | 439.5391 | 438.5787 | 433.503 | 106.8372 | 1624.6856 | 19590.4287 | 129480.1133 | 150695.2276 | 613004.5358 | 768417.1295 | 6.858% | 824992.15
OFFICE BUILDINGS #2922 | TERTIARY | OFFICE BUILDINGS | 8870.1989 | 2019 | 10344.666 | 0 | 0 | 0 | 0 | 3455.3434 | 9352.1634 | 8230.6553 | 1 | 29817.1258 | 23486.9059 | 18 | 0 | 0 | 0 | 0 | 0 | 0 | 25147.2115 | 772.6274 | 242306.5887 | 1152.5185 | 33378.8048 | 96.1969 | 1398.8172 | 0 | 21526.192 | 290.885 | 0 | 48830.0791 | 93.64% | 6.364% | 858.2799 | 0 | 134.5153 | 14.9067 | 243.5479 | 272.7051 | 287.9846 | 54.5132 | 878.628 | 17089.3804 | 104863.1688 | 122831.1772 | 466909.0268 | 592289.2845 | 7.202% | 638259.654
OFFICE BUILDINGS #2923 | TERTIARY | OFFICE BUILDINGS | 18029.8428 | 2009 | 18445.0583 | 0 | 0 | 0 | 0 | 6445.8286 | 19437.1911 | 13059.5245 | 4 | 42556.7994 | 37604.5193 | 38 | 0 | 0 | 0 | 0 | 0 | 0 | 49375.6314 | 1146.8226 | 324792.9673 | 2864.3888 | 43887.4105 | 247.4688 | 2997.5542 | 0 | 43400.0078 | 572.6789 | 0 | 109641.0658 | 91.06% | 8.939% | 1818.5681 | 0 | 295.8278 | 28.6614 | 804.5368 | 629.507 | 813.892 | 113.0629 | 1906.9822 | 37506.7551 | 187601.8251 | 227015.5624 | 738059.4554 | 970593.0871 | 7.722% | 1051816.5986
OFFICE BUILDINGS #2924 | TERTIARY | OFFICE BUILDINGS | 22966.0763 | 2014 | 22342.7599 | 0 | 0 | 0 | 0 | 8822.1848 | 23458.2256 | 18529.1889 | 4 | 86748.5424 | 69119.1281 | 60 | 0 | 0 | 0 | 0 | 0 | 0 | 72340.15 | 2006.4942 | 550395.8258 | 2370.4765 | 66817.5714 | 262.2915 | 3642.2588 | 0 | 48345.8615 | 626.2704 | 0 | 99486.7167 | 94.13% | 5.871% | 1964.2084 | 0 | 478.8875 | 36.8252 | 820.3081 | 640.6631 | 636.9478 | 218.6565 | 2326.589 | 48280.4101 | 231287.6492 | 281894.6483 | 1089292.211 | 1379243.1755 | 7.166% | 1485701.2236
OFFICE BUILDINGS #2925 | TERTIARY | OFFICE BUILDINGS | 22892.5566 | 2008 | 23721.8697 | 0 | 0 | 0 | 0 | 8695.4858 | 23834.7044 | 19368.8976 | 4 | 81501.5163 | 44254.7159 | 38 | 0 | 0 | 0 | 0 | 0 | 0 | 65232.7988 | 1394.188 | 340852.3081 | 2491.2498 | 66654.8639 | 202.8833 | 4277.6825 | 0 | 49932.0978 | 491.0853 | 0 | 92687.6679 | 90.5% | 9.505% | 1790.076 | 0 | 514.5614 | 36.5056 | 985.1499 | 753.6222 | 882.4697 | 192.2571 | 2169.5738 | 37739.6198 | 179528.2812 | 219437.4748 | 839553.5201 | 1065543.2695 | 2.487% | 1092716.9383
OFFICE BUILDINGS #2926 | TERTIARY | OFFICE BUILDINGS | 3693.2293 | 2024 | 3774.2059 | 0 | 0 | 0 | 0 | 1535.8226 | 4283.0959 | 5478.4577 | 1 | 16127.358 | 13008.4909 | 7 | 0 | 0 | 0 | 0 | 0 | 0 | 16696.3081 | 258.5558 | 93572.1399 | 485.2977 | 10185.7452 | 46.2 | 606.0125 | 0 | 13004.45 | 111.0377 | 0 | 25983.7865 | 96.31% | 3.692% | 256.1665 | 0 | 53.8635 | 6.1739 | 144.0551 | 121.0334 | 123.394 | 23.0293 | 438.5213 | 9556.9557 | 32697.9746 | 42693.4516 | 206761.8887 | 251213.0357 | 4.527% | 263125.4378
OFFICE BUILDINGS #2927 | TERTIARY | OFFICE BUILDINGS | 13867.8049 | 2015 | 15620.2961 | 0 | 0 | 0 | 0 | 5122.9257 | 17790.2605 | 14872.4448 | 3 | 40024.6084 | 38237.1699 | 34 | 0 | 0 | 0 | 0 | 0 | 0 | 34156.2344 | 930.4801 | 380803.2578 | 2208.1851 | 43955.6029 | 136.4093 | 1936.045 | 0 | 40987.3325 | 421.6381 | 0 | 76273.7668 | 89.39% | 10.61% | 1304.6682 | 0 | 284.7754 | 22.8116 | 427.9393 | 341.8654 | 511.966 | 131.8023 | 1595.3703 | 21357.7165 | 154974.9849 | 177928.0717 | 716410.523 | 898946.9592 | 6.822% | 964760.1009
OFFICE BUILDINGS #2928 | TERTIARY | OFFICE BUILDINGS | 6327.5893 | 2022 | 9991.5229 | 0 | 0 | 0 | 0 | 2628.724 | 7995.429 | 8644.5697 | 1 | 21064.0784 | 16424.98 | 16 | 0 | 0 | 0 | 0 | 0 | 0 | 28185.3321 | 530.414 | 183131.8586 | 727.0944 | 15694.433 | 85.5153 | 1102.5703 | 0 | 18345.7514 | 161.5841 | 0 | 38025.1277 | 95.21% | 4.791% | 617.8503 | 0 | 114.2521 | 7.386 | 241.8932 | 186.1847 | 184.2573 | 52.9607 | 782.7658 | 16266.724 | 81804.16 | 98853.6498 | 361874.6033 | 463258.9854 | 6.125% | 493484.8866
OFFICE BUILDINGS #2929 | TERTIARY | OFFICE BUILDINGS | 13553.053 | 2010 | 17056.7322 | 0 | 0 | 0 | 0 | 5215.0868 | 15464.4683 | 14092.5796 | 2 | 41480.8045 | 36879.546 | 36 | 0 | 0 | 0 | 0 | 0 | 0 | 37793.0392 | 1008.8024 | 291486.3577 | 1750.1346 | 41607.4592 | 139.3784 | 2288.7563 | 0 | 39243.7961 | 400.4543 | 0 | 53390.6534 | 90.64% | 9.358% | 1175.9193 | 0 | 252.9187 | 23.7081 | 467.8945 | 447.9666 | 430.9406 | 107.7805 | 1377.901 | 20259.4546 | 131662.8724 | 153300.228 | 596932.1851 | 754363.5033 | 4.01% | 785880.292
OFFICE BUILDINGS #2930 | TERTIARY | OFFICE BUILDINGS | 3994.115 | 2011 | 3897.2835 | 0 | 0 | 0 | 0 | 1718.186 | 4703.2006 | 3270.4217 | 1 | 12604.76 | 10066.6044 | 10 | 0 | 0 | 0 | 0 | 0 | 0 | 14403.9637 | 343.2267 | 99834.7252 | 510.4251 | 10654.5903 | 48.3889 | 744.3237 | 0 | 8787.4051 | 114.2056 | 0 | 18888.0253 | 93.23% | 6.767% | 330.7235 | 0 | 74.6502 | 7.0829 | 128.4794 | 139.0608 | 130.8037 | 32.9205 | 487.728 | 6673.4436 | 31800.9006 | 38962.0722 | 192865.1062 | 232854.9206 | 7.019% | 250432.1149
OFFICE BUILDINGS #2931 | TERTIARY | OFFICE BUILDINGS | 9794.9728 | 2016 | 11832.8979 | 0 | 0 | 0 | 0 | 3639.5565 | 10179.5282 | 8596.157 | 2 | 34184.2898 | 27399.919 | 19 | 0 | 0 | 0 | 0 | 0 | 0 | 34773.516 | 792.1835 | 244005.7545 | 1350.9533 | 24432.7312 | 90.4327 | 1748.0196 | 0 | 23758.5309 | 297.8254 | 0 | 46152.7461 | 96.33% | 3.668% | 853.0882 | 0 | 199.6264 | 15.6362 | 379.4516 | 282.5759 | 320.339 | 61.958 | 1061.4978 | 14961.4398 | 90529.3131 | 106552.2507 | 474558.1237 | 584088.0037 | 7.119% | 628854.9076
OFFICE BUILDINGS #2932 | TERTIARY | OFFICE BUILDINGS | 9981.4632 | 2021 | 15697.4965 | 0 | 0 | 0 | 0 | 5192.9804 | 12040.5253 | 10834.8512 | 2 | 46326.0728 | 29363.9444 | 24 | 0 | 0 | 0 | 0 | 0 | 0 | 29054.4474 | 711.1821 | 320259.4805 | 1662.189 | 30780.0894 | 87.6708 | 1708.9658 | 0 | 33296.4613 | 274.1844 | 0 | 55441.3915 | 93.16% | 6.842% | 658.2484 | 0 | 143.3102 | 17.7938 | 312.776 | 357.4377 | 436.399 | 62.9079 | 1533.5532 | 19921.5615 | 125354.9003 | 146810.015 | 601994.27 | 752588.1013 | 6.723% | 806831.0759
OFFICE BUILDINGS #2933 | TERTIARY | OFFICE BUILDINGS | 20717.9405 | 2021 | 23400.3211 | 0 | 0 | 0 | 0 | 8901.1651 | 19907.3616 | 24132.9933 | 4 | 64554.2463 | 61148.3579 | 44 | 0 | 0 | 0 | 0 | 0 | 0 | 57504.175 | 1543.407 | 614015.0996 | 3102.6559 | 76368.5144 | 286.1068 | 3436.444 | 0 | 58912.1656 | 616.8608 | 0 | 136768.0466 | 95.69% | 4.312% | 1643.0866 | 0 | 417.1999 | 29.4771 | 788.2566 | 584.9799 | 616.1547 | 183.8514 | 3001.4589 | 47377.015 | 234978.09 | 285356.5639 | 1173910.2669 | 1466567.0396 | 2.793% | 1508711.5299
OFFICE BUILDINGS #2934 | TERTIARY | OFFICE BUILDINGS | 19468.1593 | 2023 | 20881.9759 | 0 | 0 | 0 | 0 | 7171.3861 | 27696.8976 | 20187.6354 | 3 | 81567.3104 | 81076.1302 | 33 | 0 | 0 | 0 | 0 | 0 | 0 | 79007.1566 | 1373.9513 | 606023.595 | 3066.1468 | 71406.2275 | 178.0155 | 3288.2802 | 0 | 59240.3727 | 685.0622 | 0 | 106234.2671 | 93.15% | 6.855% | 2053.9128 | 0 | 286.7356 | 23.4437 | 789.1164 | 674.7825 | 819.9812 | 191.7726 | 2560.6335 | 50898.7609 | 230362.8271 | 283822.2215 | 1174543.639 | 1464290.267 | 4.494% | 1533193.8398
OFFICE BUILDINGS #2935 | TERTIARY | OFFICE BUILDINGS | 20911.2795 | 2021 | 29278.583 | 0 | 0 | 0 | 0 | 8017.1422 | 24611.8059 | 29676.3335 | 4 | 99605.4573 | 78737.0569 | 56 | 0 | 0 | 0 | 0 | 0 | 0 | 79613.0485 | 1361.1358 | 537565.1662 | 3204.7332 | 81480.1897 | 212.1519 | 3304.1943 | 0 | 64309.4316 | 650.1953 | 0 | 130754.7663 | 96.7% | 3.304% | 1489.5262 | 0 | 289.1788 | 29.5935 | 616.4902 | 796.755 | 665.4296 | 210.1115 | 2668.969 | 41650.9762 | 243441.3448 | 287761.2901 | 1161044.4184 | 1455006.7613 | 1.702% | 1480198.9539
OFFICE BUILDINGS #2936 | TERTIARY | OFFICE BUILDINGS | 3363.5789 | 2012 | 3280.6055 | 0 | 0 | 0 | 0 | 1089.2682 | 3326.2421 | 3780.0372 | 0 | 11447.3293 | 9957.7854 | 7 | 0 | 0 | 0 | 0 | 0 | 0 | 9168.8618 | 230.8139 | 87642.644 | 392.2458 | 7319.806 | 30.3429 | 519.2351 | 0 | 8928.4281 | 116.6537 | 0 | 23101.1691 | 91.11% | 8.893% | 267.6854 | 0 | 52.5142 | 4.5971 | 118.5299 | 117.4326 | 141.3454 | 26.4585 | 309.7114 | 6260.1153 | 29174.786 | 35744.6127 | 170930.4006 | 207591.6904 | 5.191% | 218956.6895
OFFICE BUILDINGS #2937 | TERTIARY | OFFICE BUILDINGS | 5467.4151 | 2019 | 7281.2299 | 0 | 0 | 0 | 0 | 1852.4626 | 7094.3431 | 6867.3696 | 1 | 22294.2515 | 17115.2809 | 12 | 0 | 0 | 0 | 0 | 0 | 0 | 16645.5819 | 406.9395 | 135403.3636 | 641.5151 | 13500.3157 | 77.163 | 860.2887 | 0 | 11860.1104 | 177.7854 | 0 | 36304.5874 | 93.61% | 6.394% | 514.2147 | 0 | 97.1964 | 6.2054 | 246.1552 | 188.5547 | 177.5197 | 51.4828 | 632.2821 | 12046.498 | 47343.1549 | 60021.9349 | 279771.3687 | 341327.2001 | 7.611% | 369444.9447
OFFICE BUILDINGS #2938 | TERTIARY | OFFICE BUILDINGS | 11846.0575 | 2018 | 14985.7364 | 0 | 0 | 0 | 0 | 5718.2238 | 11223.3188 | 14708.8622 | 3 | 42232.4014 | 30917.316 | 23 | 0 | 0 | 0 | 0 | 0 | 0 | 37415.7295 | 796.79 | 229892.5419 | 1883.4364 | 37860.735 | 161.0778 | 1648.2555 | 0 | 29486.4921 | 307.9074 | 0 | 77298.2949 | 92.23% | 7.769% | 1082.7945 | 0 | 225.8646 | 16.5244 | 523.7939 | 322.8421 | 384.0409 | 113.5144 | 1566.2962 | 24751.4852 | 102858.4583 | 129176.2397 | 542829.9625 | 676555.8636 | 1.827% | 689148.8566
OFFICE BUILDINGS #2939 | TERTIARY | OFFICE BUILDINGS | 20898.5123 | 2019 | 27588.9541 | 0 | 0 | 0 | 0 | 7381.9385 | 18972.0836 | 21824.1533 | 5 | 93265.0905 | 79713.1603 | 54 | 0 | 0 | 0 | 0 | 0 | 0 | 59608.0662 | 1823.6879 | 615932.3919 | 3035.7977 | 65086.1427 | 211.0024 | 3797.6172 | 0 | 49555.272 | 588.4192 | 0 | 103947.8717 | 95.6% | 4.399% | 1593.0605 | 0 | 372.025 | 24.2597 | 906.5445 | 529.1234 | 583.7533 | 152.4841 | 2869.8605 | 47206.6753 | 258342.0968 | 308418.6326 | 1155081.5647 | 1472163.531 | 6.351% | 1572009.2491
OFFICE BUILDINGS #2940 | TERTIARY | OFFICE BUILDINGS | 12668.2198 | 2010 | 13693.0306 | 0 | 0 | 0 | 0 | 3511.3424 | 11769.6654 | 12668.1478 | 2 | 39473.0499 | 40958.8424 | 26 | 0 | 0 | 0 | 0 | 0 | 0 | 44077.8325 | 1073.1542 | 220876.1591 | 2141.4097 | 36105.8597 | 154.7787 | 2084.3546 | 0 | 35827.6431 | 399.2123 | 0 | 50453.2176 | 87.33% | 12.67% | 914.325 | 0 | 191.4485 | 16.3428 | 407.636 | 450.6203 | 512.9217 | 104.1067 | 1545.174 | 19558.4048 | 117719.7665 | 138823.3453 | 503668.7424 | 645285.2253 | 4.096% | 672847.7592
OFFICE BUILDINGS #2941 | TERTIARY | OFFICE BUILDINGS | 8799.7292 | 2022 | 12796.0678 | 0 | 0 | 0 | 0 | 3165.8718 | 11422.1712 | 8018.9064 | 1 | 26555.1063 | 25743.8522 | 16 | 0 | 0 | 0 | 0 | 0 | 0 | 37509.5542 | 590.4591 | 274411.4782 | 1359.2374 | 30506.7138 | 105.2757 | 1224.6797 | 0 | 21214.9254 | 283.4168 | 0 | 62528.3152 | 94.79% | 5.213% | 909.4613 | 0 | 144.4965 | 12.8388 | 334.1213 | 343.8884 | 256.2647 | 80.4149 | 1228.4338 | 23503.3833 | 76266.3089 | 100998.126 | 533415.1683 | 637585.7191 | 5.08% | 671706.5883
OFFICE BUILDINGS #2942 | TERTIARY | OFFICE BUILDINGS | 4407.4476 | 2019 | 6304.9071 | 0 | 0 | 0 | 0 | 2141.0358 | 4501.3616 | 4290.3347 | 1 | 19689.5915 | 16171.6566 | 10 | 0 | 0 | 0 | 0 | 0 | 0 | 15690.3493 | 353.6047 | 105889.8216 | 588.2997 | 11858.5525 | 61.2215 | 754.8206 | 0 | 15390.0105 | 128.0065 | 0 | 33563.1221 | 90.97% | 9.025% | 439.5158 | 0 | 85.2533 | 5.0827 | 127.3657 | 130.6949 | 188.1395 | 29.2355 | 602.694 | 11535.3965 | 53614.491 | 65752.5815 | 239965.8374 | 307090.4691 | 2.858% | 316126.3617
OFFICE BUILDINGS #2943 | TERTIARY | OFFICE BUILDINGS | 6846.1556 | 2017 | 8140.6616 | 0 | 0 | 0 | 0 | 2443.6754 | 7832.6861 | 6042.0584 | 1 | 29019.6279 | 19440.3846 | 11 | 0 | 0 | 0 | 0 | 0 | 0 | 26118.832 | 512.0102 | 199959.155 | 826.9067 | 19932.4774 | 76.3004 | 1169.4289 | 0 | 21995.6751 | 209.4069 | 0 | 33344.9012 | 96.27% | 3.727% | 460.1631 | 0 | 110.7419 | 10.769 | 291.5719 | 171.786 | 251.9526 | 44.5855 | 796.5104 | 12990.3762 | 74647.4623 | 88434.349 | 383458.1312 | 474516.1221 | 4.359% | 496141.0759
OFFICE BUILDINGS #2944 | TERTIARY | OFFICE BUILDINGS | 9738.8401 | 2012 | 9731.7218 | 0 | 0 | 0 | 0 | 3509.4486 | 7732.4691 | 10494.3372 | 2 | 28898.6539 | 30633.2038 | 25 | 0 | 0 | 0 | 0 | 0 | 0 | 26609.1469 | 769.2231 | 171300.5894 | 1520.1076 | 19545.7517 | 115.844 | 1417.4002 | 0 | 29396.1069 | 247.2211 | 0 | 65631.8616 | 95.16% | 4.838% | 847.162 | 0 | 173.0064 | 13.1798 | 331.7813 | 362.3376 | 432.5052 | 80.632 | 1066.0335 | 20867.8295 | 80673.5891 | 102607.4521 | 407255.2501 | 513435.2322 | 3.588% | 532541.9063
OFFICE BUILDINGS #2945 | TERTIARY | OFFICE BUILDINGS | 5598.1681 | 2014 | 7304.3237 | 0 | 0 | 0 | 0 | 1802.9991 | 6233.1226 | 6387.7441 | 1 | 14597.1778 | 16235.7424 | 11 | 0 | 0 | 0 | 0 | 0 | 0 | 17059.3453 | 435.1557 | 105327.091 | 588.7916 | 15970.1378 | 78.342 | 939.5816 | 0 | 16864.96 | 172.7368 | 0 | 32328.125 | 89.54% | 10.46% | 453.4096 | 0 | 82.8473 | 9.5803 | 178.219 | 163.1419 | 160.1034 | 38.8166 | 618.9374 | 13038.2051 | 49980.8231 | 63637.9656 | 244886.1538 | 310604.6029 | 5.012% | 326992.4622
OFFICE BUILDINGS #2946 | TERTIARY | OFFICE BUILDINGS | 17742.021 | 2016 | 15868.0453 | 0 | 0 | 0 | 0 | 6263.2011 | 16358.3358 | 18433.2087 | 3 | 55012.5448 | 45177.9294 | 37 | 0 | 0 | 0 | 0 | 0 | 0 | 50044.7823 | 1085.5291 | 465652.4598 | 2670.3702 | 55623.0817 | 210.5179 | 2942.5399 | 0 | 44633.8384 | 451.8856 | 0 | 88528.9295 | 93.77% | 6.228% | 1806.2404 | 0 | 283.772 | 20.306 | 520.227 | 617.8063 | 621.3757 | 159.1391 | 2243.3203 | 36459.3769 | 158696.6628 | 197399.36 | 885234.8561 | 1089027.1156 | 4.688% | 1142591.5469
OFFICE BUILDINGS #2947 | TERTIARY | OFFICE BUILDINGS | 23333.0134 | 2017 | 30310.3279 | 0 | 0 | 0 | 0 | 10529.8579 | 27176.4714 | 26435.3648 | 4 | 88365.8789 | 82233.2979 | 50 | 0 | 0 | 0 | 0 | 0 | 0 | 71301.2391 | 1618.3211 | 550493.3664 | 2945.9059 | 52060.0263 | 210.4429 | 4568.4827 | 0 | 58576.3834 | 826.9437 | 0 | 133714.1218 | 89.08% | 10.92% | 1983.3689 | 0 | 322.0243 | 32.3353 | 1042.0161 | 721.8084 | 683.473 | 216.1003 | 2361.6803 | 51952.3012 | 295762.2639 | 350076.2453 | 1138307.5783 | 1495644.6246 | 5.849% | 1588551.5226
OFFICE BUILDINGS #2948 | TERTIARY | OFFICE BUILDINGS | 22725.7438 | 2019 | 26761.8381 | 0 | 0 | 0 | 0 | 9925.497 | 25049.4471 | 19229.8851 | 5 | 105200.7443 | 89480.8716 | 46 | 0 | 0 | 0 | 0 | 0 | 0 | 90123.1334 | 1462.605 | 498706.8572 | 2469.5426 | 83809.2473 | 305.5899 | 3203.2587 | 0 | 66649.0572 | 652.8641 | 0 | 125391.7521 | 89.23% | 10.77% | 2135.2717 | 0 | 464.5032 | 39.555 | 946.3907 | 612.0931 | 855.7712 | 199.2855 | 3312.3882 | 50749.6439 | 219815.06 | 273877.0921 | 1148647.2258 | 1430794.4511 | 2.066% | 1460976.5555
OFFICE BUILDINGS #2949 | TERTIARY | OFFICE BUILDINGS | 11439.5397 | 2022 | 17229.8573 | 0 | 0 | 0 | 0 | 6337.3974 | 12959.2512 | 10757.1395 | 2 | 51805.5768 | 47855.0131 | 22 | 0 | 0 | 0 | 0 | 0 | 0 | 36096.5454 | 697.94 | 330299.4416 | 1303.3818 | 37361.7337 | 136.4709 | 2016.9297 | 0 | 32233.1142 | 285.4403 | 0 | 73524.2312 | 92.04% | 7.958% | 809.4537 | 0 | 223.245 | 18.559 | 388.2083 | 388.3857 | 482.1086 | 90.8846 | 1379.6911 | 24470.2893 | 112404.4306 | 138254.411 | 660318.6242 | 803750.7862 | 8.14% | 874973.6104
OFFICE BUILDINGS #2950 | TERTIARY | OFFICE BUILDINGS | 10902.6964 | 2016 | 11068.2133 | 0 | 0 | 0 | 0 | 4539.9559 | 13974.2244 | 12051.8445 | 2 | 34473.5357 | 32408.5599 | 20 | 0 | 0 | 0 | 0 | 0 | 0 | 33498.9012 | 745.8483 | 251311.8319 | 1871.6854 | 35542.8501 | 115.1776 | 1862.8713 | 0 | 36310.3478 | 329.0341 | 0 | 51747.0342 | 89.92% | 10.08% | 1077.7009 | 0 | 198.1102 | 15.9037 | 301.8813 | 372.2927 | 492.1039 | 108.4286 | 1560.819 | 26520.1801 | 100640.7534 | 128721.7525 | 530025.416 | 662985.3853 | 6.158% | 706490.19
OFFICE BUILDINGS #2951 | TERTIARY | OFFICE BUILDINGS | 11644.7213 | 2019 | 11980.303 | 0 | 0 | 0 | 0 | 5692.531 | 12157.7491 | 12482.7524 | 2 | 40982.4718 | 41580.9843 | 24 | 0 | 0 | 0 | 0 | 0 | 0 | 34796.122 | 858.4416 | 323442.9586 | 1747.2321 | 29733.0452 | 163.4622 | 2055.0845 | 0 | 36156.5496 | 287.2241 | 0 | 72092.7115 | 92.77% | 7.23% | 1076.1968 | 0 | 188.6243 | 16.3399 | 445.4468 | 438.3419 | 354.9907 | 84.9978 | 1403.812 | 28189.4208 | 118592.4517 | 148185.6845 | 630228.7486 | 782004.6143 | 7.548% | 845846.4319
OFFICE BUILDINGS #2952 | TERTIARY | OFFICE BUILDINGS | 12877.0787 | 2010 | 14785.5496 | 0 | 0 | 0 | 0 | 4272.5108 | 13991.2392 | 11951.1887 | 2 | 35558.7119 | 36851.7943 | 31 | 0 | 0 | 0 | 0 | 0 | 0 | 42345.1435 | 902.4563 | 232100.1325 | 1468.9571 | 26234.9313 | 119.7377 | 2193.2035 | 0 | 32687.7949 | 447.116 | 0 | 63631.073 | 88.02% | 11.98% | 1186.8721 | 0 | 281.0786 | 16.2252 | 395.2045 | 355.0592 | 418.6838 | 117.8848 | 1689.6883 | 21883.4899 | 152875.3449 | 176448.5231 | 518228.7794 | 699048.2561 | 3.546% | 724749.9602
OFFICE BUILDINGS #2953 | TERTIARY | OFFICE BUILDINGS | 18081.1781 | 2021 | 20613.6506 | 0 | 0 | 0 | 0 | 6408.5162 | 20041.4372 | 20317.7984 | 4 | 56685.6094 | 56918.6428 | 40 | 0 | 0 | 0 | 0 | 0 | 0 | 58705.4676 | 1703.1655 | 383791.7165 | 2001.2435 | 50951.9425 | 164.2462 | 2977.1036 | 0 | 54466.7849 | 546.8752 | 0 | 92918.9492 | 89.77% | 10.23% | 1475.9944 | 0 | 399.9595 | 20.9994 | 724.1654 | 509.3308 | 790.7782 | 177.3193 | 2796.7721 | 35775.3935 | 177946.1109 | 216518.2764 | 827678.887 | 1049306.5304 | 5.038% | 1104975.6052
OFFICE BUILDINGS #2954 | TERTIARY | OFFICE BUILDINGS | 18142.8993 | 2019 | 21750.6776 | 0 | 0 | 0 | 0 | 8447.6325 | 25153.9628 | 16324.7627 | 3 | 79452.7645 | 46637.162 | 31 | 0 | 0 | 0 | 0 | 0 | 0 | 48174.5023 | 1091.9823 | 481401.3704 | 2910.2171 | 55902.581 | 191.1598 | 2644.066 | 0 | 44988.1133 | 523.3953 | 0 | 93179.9492 | 91.55% | 8.447% | 1568.0715 | 0 | 393.9238 | 25.5215 | 727.3685 | 542.445 | 520.4418 | 115.9018 | 2323.9732 | 39866.5841 | 195029.193 | 237219.7503 | 951851.7214 | 1194954.8097 | 7.226% | 1288030.9617
OFFICE BUILDINGS #2955 | TERTIARY | OFFICE BUILDINGS | 17378.7471 | 2010 | 21160.8644 | 0 | 0 | 0 | 0 | 6731.1728 | 19091.5578 | 14380.5107 | 3 | 61780.85 | 56149.6197 | 34 | 0 | 0 | 0 | 0 | 0 | 0 | 58047.6709 | 1643.2698 | 353974.1885 | 2177.6317 | 46717.3051 | 193.7967 | 2803.1037 | 0 | 41199.8919 | 579.55 | 0 | 113129.9667 | 91.91% | 8.089% | 1163.5336 | 0 | 365.7398 | 24.2554 | 514.3049 | 455.7963 | 531.8614 | 138.4277 | 2114.1511 | 29286.9343 | 216719.6891 | 248120.7745 | 795998.3479 | 1048978.2335 | 7.728% | 1136832.3019
OFFICE BUILDINGS #2956 | TERTIARY | OFFICE BUILDINGS | 4498.1108 | 2024 | 7112.7181 | 0 | 0 | 0 | 0 | 1928.0697 | 4635.9809 | 4768.6293 | 1 | 22557.7989 | 19089.8456 | 11 | 0 | 0 | 0 | 0 | 0 | 0 | 16737.6936 | 316.6919 | 146373.0288 | 597.512 | 18041.1667 | 45.7371 | 726.873 | 0 | 11189.0045 | 148.625 | 0 | 28685.3197 | 92.41% | 7.589% | 332.2115 | 0 | 69.4474 | 4.9436 | 165.654 | 121.5289 | 190.7448 | 38.6488 | 689.0876 | 8963.6968 | 49657.6068 | 59310.3913 | 281876.5431 | 342727.2199 | 7.093% | 368891.714
OFFICE BUILDINGS #2957 | TERTIARY | OFFICE BUILDINGS | 12552.4978 | 2022 | 12557.8222 | 0 | 0 | 0 | 0 | 5693.1355 | 14357.1821 | 17627.7939 | 2 | 56398.0323 | 39891.1283 | 33 | 0 | 0 | 0 | 0 | 0 | 0 | 34462.6469 | 1119.1983 | 261978.1121 | 2141.5521 | 38225.9425 | 146.7756 | 2394.2258 | 0 | 41293.5673 | 364.1498 | 0 | 87680.3359 | 90.23% | 9.773% | 1161.4029 | 0 | 185.4261 | 15.1732 | 480.4965 | 316.2058 | 501.7851 | 100.0136 | 1378.7823 | 30499.8644 | 98686.0758 | 130564.7225 | 618322.5873 | 753240.5409 | 1.942% | 768155.433
OFFICE BUILDINGS #2958 | TERTIARY | OFFICE BUILDINGS | 11719.8275 | 2022 | 18476.5196 | 0 | 0 | 0 | 0 | 5689.8305 | 11392.5716 | 12615.8957 | 2 | 44372.3679 | 42260.1862 | 25 | 0 | 0 | 0 | 0 | 0 | 0 | 45039.1486 | 1000.8294 | 337104.5682 | 1922.8243 | 42529.0316 | 153.1831 | 1687.354 | 0 | 29922.8585 | 267.0136 | 0 | 64260.9179 | 93.79% | 6.209% | 1167.6814 | 0 | 200.2019 | 14.3311 | 519.5989 | 438.3916 | 471.2984 | 108.4486 | 1653.7728 | 32557.2006 | 139481.1647 | 173692.1381 | 668878.8321 | 846599.6417 | 3.103% | 873710.0593
OFFICE BUILDINGS #2959 | TERTIARY | OFFICE BUILDINGS | 23803.3487 | 2016 | 24156.348 | 0 | 0 | 0 | 0 | 9965.4509 | 28889.8051 | 22461.9704 | 3 | 70840.6455 | 64516.5201 | 61 | 0 | 0 | 0 | 0 | 0 | 0 | 74173.2106 | 1954.2671 | 421820.5122 | 3929.981 | 53798.7526 | 332.3791 | 4198.4326 | 0 | 66272.2602 | 623.8149 | 0 | 120865.8988 | 84.93% | 15.07% | 2456.1789 | 0 | 465.2463 | 38.3239 | 1019.3853 | 628.1342 | 693.9182 | 207.5242 | 3087.9773 | 42914.0349 | 308923.2571 | 354925.2693 | 971301.54 | 1334490.9987 | 2.907% | 1374451.7749
OFFICE BUILDINGS #2960 | TERTIARY | OFFICE BUILDINGS | 22332.1223 | 2019 | 28176.7204 | 0 | 0 | 0 | 0 | 9575.7188 | 30930.9237 | 28612.5882 | 5 | 69120.2234 | 89213.0264 | 59 | 0 | 0 | 0 | 0 | 0 | 0 | 87958.3623 | 1386.0621 | 605416.4957 | 2892.4887 | 51893.6184 | 234.4367 | 3406.5901 | 0 | 66312.1407 | 688.8691 | 0 | 156568.8266 | 91.99% | 8.012% | 2172.5167 | 0 | 437.2313 | 29.4353 | 743.077 | 818.0832 | 761.7772 | 192.169 | 3099.7831 | 45111.7468 | 232902.4005 | 281113.9304 | 1221635.9258 | 1512048.0827 | 1.583% | 1536374.1167
OFFICE BUILDINGS #2961 | TERTIARY | OFFICE BUILDINGS | 11367.7884 | 2021 | 16542.9669 | 0 | 0 | 0 | 0 | 4105.2219 | 15220.3112 | 14055.8551 | 2 | 49029.8844 | 46182.5511 | 29 | 0 | 0 | 0 | 0 | 0 | 0 | 50622.618 | 1051.2138 | 311141.1416 | 1376.6347 | 36294.8899 | 133.0551 | 1933.9904 | 0 | 28183.197 | 356.7835 | 0 | 62167.0549 | 92.35% | 7.653% | 949.0266 | 0 | 200.8603 | 14.9468 | 370.73 | 331.8411 | 491.2941 | 90.4508 | 1681.3595 | 26262.7694 | 123742.1597 | 151686.2885 | 634912.638 | 790026.2147 | 3.637% | 819847.6597
OFFICE BUILDINGS #2962 | TERTIARY | OFFICE BUILDINGS | 20122.4944 | 2023 | 32505.3508 | 0 | 0 | 0 | 0 | 10990.6426 | 28185.813 | 24109.608 | 4 | 82082.2396 | 76883.2278 | 47 | 0 | 0 | 0 | 0 | 0 | 0 | 86453.7249 | 1862.3016 | 654191.6521 | 2832.021 | 72168.4865 | 184.9811 | 3102.2706 | 0 | 50577.8137 | 500.3646 | 0 | 107735.1222 | 97.14% | 2.858% | 1918.6908 | 0 | 342.2962 | 25.9246 | 773.027 | 759.8473 | 804.9959 | 166.8559 | 2641.5187 | 46400.214 | 181201.1263 | 230242.859 | 1242244.5659 | 1481644.9094 | 7.842% | 1607715.0975
OFFICE BUILDINGS #2963 | TERTIARY | OFFICE BUILDINGS | 5228.5043 | 2018 | 5541.5815 | 0 | 0 | 0 | 0 | 2573.8571 | 7000.4945 | 6293.6206 | 1 | 16643.9504 | 15293.6871 | 13 | 0 | 0 | 0 | 0 | 0 | 0 | 19397.5916 | 447.5448 | 100377.3785 | 716.1667 | 14670.1255 | 49.2992 | 779.2662 | 0 | 11735.5494 | 163.6586 | 0 | 25595.8294 | 90.4% | 9.601% | 399.6905 | 0 | 112.4471 | 5.7937 | 228.4529 | 157.1302 | 196.9704 | 38.7439 | 554.8099 | 12248.493 | 51682.7848 | 64486.0878 | 228665.1239 | 294587.8593 | 5.119% | 310482.7602
OFFICE BUILDINGS #2964 | TERTIARY | OFFICE BUILDINGS | 24140.6084 | 2016 | 25699.1898 | 0 | 0 | 0 | 0 | 9759.5769 | 32358.1596 | 20910.1955 | 4 | 72350.1551 | 58595.5857 | 44 | 0 | 0 | 0 | 0 | 0 | 0 | 79331.1117 | 2235.601 | 671016.7888 | 3033.1043 | 66712.4403 | 217.8005 | 3608.3424 | 0 | 62271.0287 | 543.8206 | 0 | 178386.0955 | 97.77% | 2.231% | 1618.3418 | 0 | 338.4937 | 26.4222 | 746.1316 | 617.2588 | 709.5735 | 202.2557 | 2933.256 | 37935.3457 | 275901.0925 | 316769.6942 | 1310275.1346 | 1636172.7613 | 5.292% | 1727589.1554
OFFICE BUILDINGS #2965 | TERTIARY | OFFICE BUILDINGS | 3062.9378 | 2012 | 3162.4449 | 0 | 0 | 0 | 0 | 1221.9971 | 2834.7181 | 2693.3621 | 0 | 9916.8027 | 6790.2022 | 5 | 0 | 0 | 0 | 0 | 0 | 0 | 11087.1442 | 215.215 | 69819.685 | 463.0922 | 7332.1713 | 32.9497 | 454.5207 | 0 | 7162.2011 | 81.7301 | 0 | 13260.2337 | 92.54% | 7.463% | 302.3011 | 0 | 54.6902 | 5.3195 | 123.5864 | 106.7473 | 120.2631 | 27.8318 | 332.0819 | 6528.4577 | 31501.6143 | 38362.154 | 140248.7765 | 179523.256 | 7.259% | 193575.0349
OFFICE BUILDINGS #2966 | TERTIARY | OFFICE BUILDINGS | 6811.3406 | 2012 | 6657.5881 | 0 | 0 | 0 | 0 | 2602.7554 | 6742.764 | 6864.6394 | 1 | 27142.5043 | 19996.4521 | 13 | 0 | 0 | 0 | 0 | 0 | 0 | 16808.1281 | 602.6517 | 123477.746 | 1127.7582 | 16206.3543 | 69.9479 | 1012.2234 | 0 | 14728.5922 | 145.9207 | 0 | 43871.3002 | 86.92% | 13.08% | 599.0147 | 0 | 133.2031 | 9.9996 | 293.5 | 207.3871 | 302.8558 | 45.992 | 876.2834 | 15219.1326 | 53384.9488 | 69480.3649 | 290717.9204 | 362739.3466 | 6.141% | 386473.3304
OFFICE BUILDINGS #2967 | TERTIARY | OFFICE BUILDINGS | 15571.482 | 2018 | 19495.0837 | 0 | 0 | 0 | 0 | 6873.5999 | 15061.6795 | 16207.3857 | 3 | 59709.2122 | 40080.8911 | 28 | 0 | 0 | 0 | 0 | 0 | 0 | 64246.251 | 1267.1493 | 362721.2926 | 1867.4112 | 46333.6127 | 209.5534 | 2717.3001 | 0 | 42454.7579 | 524.4246 | 0 | 101904.958 | 95.89% | 4.108% | 1568.9379 | 0 | 322.1538 | 20.0384 | 528.4629 | 493.2484 | 514.566 | 113.2047 | 1759.3265 | 36155.2899 | 189001.7142 | 226916.3306 | 800570.0376 | 1033218.9592 | 2.059% | 1054942.2168
OFFICE BUILDINGS #2968 | TERTIARY | OFFICE BUILDINGS | 17644.5097 | 2012 | 23071.1477 | 0 | 0 | 0 | 0 | 5425.2016 | 18176.9964 | 17481.404 | 4 | 44474.6174 | 39283.3629 | 46 | 0 | 0 | 0 | 0 | 0 | 0 | 39376.687 | 1301.5368 | 366761.32 | 2055.9004 | 39525.4666 | 179.8314 | 3088.8611 | 0 | 44522.8733 | 517.5508 | 0 | 101256.5436 | 95.24% | 4.763% | 1600.5742 | 0 | 320.0889 | 25.5503 | 717.1913 | 585.2558 | 717.5322 | 154.5511 | 1751.1172 | 28761.4528 | 151573.9404 | 182086.5104 | 755607.9718 | 944217.6983 | 6.317% | 1007882.9339
OFFICE BUILDINGS #2969 | TERTIARY | OFFICE BUILDINGS | 20911.8395 | 2022 | 26867.031 | 0 | 0 | 0 | 0 | 10562.9491 | 26323.6082 | 23514.3494 | 4 | 91498.4127 | 77551.6985 | 56 | 0 | 0 | 0 | 0 | 0 | 0 | 72091.824 | 1459.0639 | 542558.0838 | 3296.2025 | 67126.1487 | 237.9862 | 4232.1715 | 0 | 70463.1156 | 550.2862 | 0 | 129318.6183 | 97.22% | 2.776% | 1743.8411 | 0 | 367.0415 | 32.4863 | 815.5733 | 669.0311 | 915.8711 | 196.8968 | 2721.3863 | 51541.829 | 250412.3195 | 304675.5349 | 1153127.1642 | 1464946.0391 | 2.09% | 1496211.262
OFFICE BUILDINGS #2970 | TERTIARY | OFFICE BUILDINGS | 10378.816 | 2011 | 10961.1573 | 0 | 0 | 0 | 0 | 3880.4435 | 8124.6767 | 8017.7977 | 2 | 37776.9611 | 28899.3434 | 23 | 0 | 0 | 0 | 0 | 0 | 0 | 24260.0091 | 659.4045 | 197702.6236 | 1442.4226 | 24696.9063 | 120.8825 | 1630.1435 | 0 | 27540.9822 | 347.4256 | 0 | 50233.5418 | 92.97% | 7.029% | 1116.9765 | 0 | 210.6873 | 17.7875 | 421.4841 | 300.3793 | 368.2262 | 66.7058 | 1070.9835 | 19028.6553 | 99543.5095 | 119643.1482 | 429006.9597 | 551951.2244 | 1.929% | 562804.9582
OFFICE BUILDINGS #2971 | TERTIARY | OFFICE BUILDINGS | 11038.9669 | 2022 | 16448.8865 | 0 | 0 | 0 | 0 | 4150.8746 | 15553.2363 | 13279.9464 | 2 | 34003.655 | 41116.9344 | 29 | 0 | 0 | 0 | 0 | 0 | 0 | 42257.123 | 947.4359 | 218765.3626 | 1342.7671 | 27032.501 | 142.5176 | 1562.4618 | 0 | 34717.4263 | 259.6569 | 0 | 79150.1028 | 90.38% | 9.615% | 868.5164 | 0 | 199.9277 | 19.5841 | 341.5005 | 406.6715 | 397.419 | 89.7145 | 1759.822 | 30315.2807 | 101191.7322 | 133266.8348 | 533351.7806 | 670418.4214 | 4.178% | 699650.825
OFFICE BUILDINGS #2972 | TERTIARY | OFFICE BUILDINGS | 13831.8136 | 2011 | 10858.3429 | 0 | 0 | 0 | 0 | 4953.3095 | 13820.4134 | 11002.6938 | 2 | 53939.74 | 40603.006 | 29 | 0 | 0 | 0 | 0 | 0 | 0 | 42764.8854 | 1131.6226 | 326854.0234 | 1985.4684 | 40596.045 | 129.3494 | 2099.218 | 0 | 35057.999 | 311.0727 | 0 | 64641.6281 | 88.97% | 11.03% | 1380.748 | 0 | 218.3509 | 20.0632 | 462.076 | 527.1114 | 598.6768 | 138.3406 | 1546.5321 | 21497.0512 | 173217.6702 | 196261.2534 | 651632.9861 | 851967.1136 | 1.325% | 863407.0151
OFFICE BUILDINGS #2973 | TERTIARY | OFFICE BUILDINGS | 2487.5329 | 2014 | 2997.951 | 0 | 0 | 0 | 0 | 725.9506 | 2600.1875 | 2507.3705 | 0 | 6264.3549 | 7871.5294 | 5 | 0 | 0 | 0 | 0 | 0 | 0 | 7451.2116 | 152.6139 | 55445.8984 | 361.2778 | 6635.5851 | 24.387 | 472.4637 | 0 | 5805.2734 | 64.1563 | 0 | 17049.0711 | 89.97% | 10.03% | 194.7796 | 0 | 56.3131 | 3.37 | 76.9066 | 99.1545 | 105.7103 | 23.521 | 265.067 | 5111.622 | 21590.336 | 26967.0249 | 116651.1041 | 144362.2462 | 3.357% | 149376.1239
OFFICE BUILDINGS #2974 | TERTIARY | OFFICE BUILDINGS | 12922.6127 | 2018 | 11941.4936 | 0 | 0 | 0 | 0 | 6798.2526 | 15230.4197 | 16906.3483 | 3 | 48687.2263 | 38518.5401 | 26 | 0 | 0 | 0 | 0 | 0 | 0 | 53335.318 | 1221.4531 | 315909.2144 | 1789.0052 | 32072.3812 | 112.2789 | 2113.8581 | 0 | 40621.4892 | 328.2034 | 0 | 65579.0079 | 89.46% | 10.54% | 1052.205 | 0 | 211.5507 | 15.7834 | 559.8356 | 384.5088 | 365.6364 | 82.3353 | 1604.8922 | 21189.0809 | 113653.3976 | 136447.3707 | 648924.2276 | 790425.8962 | 2.114% | 807498.5385
OFFICE BUILDINGS #2975 | TERTIARY | OFFICE BUILDINGS | 4779.3753 | 2020 | 7211.7065 | 0 | 0 | 0 | 0 | 2020.0302 | 5729.8606 | 5447.1103 | 1 | 14890.5568 | 17848.9039 | 9 | 0 | 0 | 0 | 0 | 0 | 0 | 12717.8848 | 338.1172 | 134769.2115 | 799.8524 | 17622.7069 | 54.3899 | 775.1201 | 0 | 14372.7416 | 133.3444 | 0 | 34435.4043 | 92.84% | 7.164% | 419.9014 | 0 | 80.7752 | 7.6232 | 178.0684 | 118.4916 | 158.6453 | 30.4899 | 661.9521 | 12672.296 | 47254.7674 | 60589.0155 | 271503.3218 | 333562.5782 | 6.788% | 357854.342
MEDICAL BUILDINGS #1 | TERTIARY | MEDICAL BUILDINGS | 13414 | 2006 | 43150 | 43128 | 800 | 2 | 9400 | 6232 | 347394 | 412163 | 7 | 501658 | 300000 | 56 | 32890 | 26318 | 1 | 2657 | 1512 | 1 | 78486 | 4564 | 648751 | 3316 | 107517 | 1331 | 4755 | 34 | 51359 | 423 | 7538 | 148607 | 83% | 17% | 16332 | 0 | 2000 | 32 | 750 | 2500 | 2500 | 360 | 18782 | 44696 | 634688 | 698166 | 2264019 | 2962185 | 6.826% | 3179182
MEDICAL BUILDINGS #2 | TERTIARY | MEDICAL BUILDINGS | 29727.0441 | 2020 | 105008.5227 | 91064.6181 | 2500 | 4 | 19462.4736 | 12904.9142 | 906974.0949 | 925626.9576 | 10 | 1302166.268 | 773796.9715 | 96 | 73486.1811 | 66369.1096 | 2 | 6087.3002 | 3172.1402 | 1 | 205102.7927 | 7783.1646 | 1658418.3632 | 5171.7716 | 281024.6159 | 2938.674 | 7660.5429 | 67.1235 | 139247.3458 | 844.0217 | 0 | 400876.8773 | 88.62% | 11.38% | 34916.354 | 0 | 3774.4232 | 61.3933 | 1602.7428 | 5035.9012 | 5116.156 | 733.3474 | 49820.5731 | 85298.2068 | 939696.9001 | 1074815.6799 | 5594473.6216 | 6679878.7434 | 2.129% | 6825175.9276
MEDICAL BUILDINGS #3 | TERTIARY | MEDICAL BUILDINGS | 26812.0466 | 2009 | 66459.2783 | 61901.1063 | 2500 | 2 | 20915.8952 | 9107.6127 | 594788.3808 | 568462.8025 | 9 | 879060.2188 | 581280.77 | 99 | 42196.4872 | 41824.0059 | 2 | 5260.6311 | 2409.9364 | 2 | 141680.883 | 9017.061 | 1282392.4874 | 4626.6494 | 132286.0735 | 2398.3837 | 8716.988 | 59.8416 | 65931.0542 | 791.6688 | 0 | 266538.1608 | 83.94% | 16.06% | 29550.5415 | 0 | 2655.0681 | 48.4299 | 1033.5966 | 3750.0288 | 4133.6018 | 660.6045 | 36840.4578 | 74171.8523 | 869860.9184 | 980873.2285 | 3847150.8781 | 4833362.6397 | 8.74% | 5296246.4585
MEDICAL BUILDINGS #4 | TERTIARY | MEDICAL BUILDINGS | 7138.34 | 2020 | 18450.1751 | 27923.7779 | 1600 | 2 | 13440.3138 | 3419.1781 | 219370.7841 | 207793.9996 | 3 | 231684.5747 | 172754.1868 | 23 | 14414.6175 | 13137.0587 | 0 | 1233.9422 | 900.2476 | 0 | 47969.9945 | 2023.0115 | 313957.2633 | 1335.5394 | 45841.6227 | 555.7307 | 1971.9307 | 14.1484 | 32265.5239 | 212.0096 | 0 | 93901.6349 | 83.18% | 16.82% | 5779.6383 | 0 | 993.1955 | 14.6141 | 277.5174 | 1106.3504 | 1040.6818 | 116.9503 | 11558.6488 | 22123.3353 | 281481.2798 | 315163.264 | 1141072.7108 | 1458856.8168 | 1.623% | 1482927.2568
MEDICAL BUILDINGS #5 | TERTIARY | MEDICAL BUILDINGS | 27695.4629 | 2021 | 98164.7792 | 85546.0946 | 2500 | 4 | 18862.7073 | 11927.6943 | 874125.3052 | 918063.1544 | 9 | 1231621.1551 | 661709.1455 | 101 | 54041.8232 | 64896.6888 | 2 | 4827.289 | 2600.2539 | 2 | 193746.5234 | 7634.1516 | 1567049.8009 | 4898.903 | 220287.1511 | 1811.006 | 8954.2716 | 52.9323 | 119917.2045 | 569.9188 | 0 | 276824.2847 | 90.4% | 9.595% | 28670.3143 | 0 | 3280.0053 | 53.7775 | 1381.7547 | 5141.8405 | 4137.1138 | 718.8169 | 42500.747 | 113041.3404 | 817565.5188 | 973107.6062 | 5148295.8327 | 6130921.1344 | 3.657% | 6363657.1719
MEDICAL BUILDINGS #6 | TERTIARY | MEDICAL BUILDINGS | 20479.4477 | 2013 | 64880.9951 | 55896.7854 | 2500 | 2 | 18917.4016 | 8945.7178 | 516020.862 | 608054.9507 | 10 | 573515.1159 | 445195.5869 | 83 | 45692.2919 | 40108.4908 | 1 | 4407.15 | 2148.1642 | 1 | 92131.2289 | 4520.2485 | 1077590.6388 | 4769.0955 | 137850.619 | 2007.6858 | 4671.9636 | 46.0206 | 57671.0151 | 454.6236 | 0 | 165808.3616 | 92.29% | 7.714% | 23339.9072 | 0 | 2799.5046 | 44.2257 | 718.7902 | 3441.0624 | 3767.7469 | 469.4759 | 29188.3433 | 57620.252 | 696311.8702 | 783120.4656 | 3035788.3774 | 3822916.4923 | 9.62% | 4229823.3885
MEDICAL BUILDINGS #7 | TERTIARY | MEDICAL BUILDINGS | 6754.6377 | 2014 | 18030.4548 | 23357.7686 | 1600 | 2 | 14116.5238 | 3478.2064 | 146637.7291 | 233784.8208 | 3 | 276922.5223 | 133098.9406 | 19 | 15086.9066 | 13924.3636 | 0 | 1019.6523 | 862.2467 | 0 | 33825.6046 | 2248.4739 | 243948.8608 | 1067.6407 | 59330.2898 | 564.4118 | 1941.3041 | 12.5584 | 24916.1656 | 153.6621 | 0 | 63181.0543 | 81.41% | 18.59% | 8080.5102 | 0 | 923.3442 | 11.2577 | 338.034 | 1118.4154 | 1211.4955 | 178.4175 | 7855.0005 | 15881.2251 | 219837.2013 | 243573.4269 | 982154.4695 | 1227641.6647 | 6.81% | 1317358.1908
MEDICAL BUILDINGS #8 | TERTIARY | MEDICAL BUILDINGS | 10373.8594 | 2016 | 27833.1467 | 36646.5846 | 2500 | 2 | 23728.2223 | 5050.0724 | 300078.5054 | 308530.0528 | 5 | 453415.5201 | 244017.6392 | 42 | 30080.051 | 21781.3668 | 0 | 2289.2082 | 1355.8838 | 1 | 52866.8193 | 3037.1296 | 423325.2969 | 1603.3249 | 70141.8815 | 920.2511 | 3295.4065 | 18.7598 | 29167.1138 | 317.1136 | 0 | 135803.8568 | 86.57% | 13.43% | 7685.9658 | 0 | 1401.3267 | 20.2469 | 477.7489 | 1833.1223 | 1634.6047 | 202.1154 | 15532.7102 | 28339.9679 | 311815.7707 | 355688.4488 | 1693983.9264 | 2052419.6657 | 8.471% | 2242368.0559
MEDICAL BUILDINGS #9 | TERTIARY | MEDICAL BUILDINGS | 12667.8009 | 2016 | 48176.7895 | 37322.9246 | 2500 | 2 | 24150.1484 | 7059.8476 | 280229.4424 | 407246.1752 | 6 | 395312.0693 | 277678.8759 | 40 | 33705.247 | 18571.9812 | 1 | 2970.0624 | 1425.0008 | 1 | 78622.4798 | 3070.2198 | 495297.0808 | 2712.5266 | 75831.7082 | 981.641 | 3576.4602 | 27.761 | 45276.4845 | 369.7831 | 0 | 161615.102 | 77.67% | 22.33% | 15411.8707 | 0 | 1717.6613 | 22.5741 | 645.8508 | 2305.6633 | 1611.3956 | 325.65 | 19953.2462 | 43669.4881 | 407897.514 | 471520.2483 | 1814725.2042 | 2289513.1983 | 7.99% | 2488340.6883
MEDICAL BUILDINGS #10 | TERTIARY | MEDICAL BUILDINGS | 17468.8285 | 2009 | 42001.0989 | 38272.7561 | 2500 | 2 | 24295.9391 | 5289.2458 | 294228.8701 | 373767.3846 | 7 | 432089.8054 | 261384.8735 | 53 | 38503.0754 | 31718.5667 | 1 | 2145.7083 | 1688.2718 | 1 | 83091.9633 | 3831.2963 | 522952.1348 | 2987.2411 | 111764.8539 | 1518.1065 | 4149.1667 | 30.3642 | 43741.8216 | 507.0195 | 0 | 190245.0289 | 83.87% | 16.13% | 12873.6125 | 0 | 1770.6427 | 25.37 | 772.4657 | 2886.8574 | 2291.7639 | 333.6079 | 22745.2534 | 45030.3337 | 738235.4685 | 806011.0556 | 1971038.8999 | 2782127.9106 | 2.405% | 2850675.3722
MEDICAL BUILDINGS #11 | TERTIARY | MEDICAL BUILDINGS | 33358.2618 | 2014 | 98412.1707 | 106906.317 | 2500 | 4 | 23398.4763 | 13699.2249 | 624743.1877 | 956408.9187 | 17 | 1264198.1802 | 790647.6752 | 103 | 59084.3646 | 73991.8065 | 2 | 7072.6262 | 3154.6055 | 2 | 173588.397 | 9122.9128 | 1700644.2665 | 5080.2897 | 240770.2869 | 2756.8468 | 7343.4577 | 81.0853 | 108120.6386 | 684.268 | 0 | 351230.9764 | 85.92% | 14.08% | 38114.3257 | 0 | 4309.9243 | 62.795 | 1663.6139 | 5661.1876 | 4224.1957 | 579.8003 | 32612.6588 | 127407.1295 | 1277439.656 | 1437459.4444 | 5164216.6748 | 6611487.289 | 9.92% | 7339535.9112
MEDICAL BUILDINGS #12 | TERTIARY | MEDICAL BUILDINGS | 19754.9319 | 2007 | 45194.6819 | 49191.3401 | 2500 | 2 | 17681.3331 | 8325.6034 | 433352.4217 | 477493.4652 | 9 | 681861.6857 | 267514.6758 | 56 | 39363.1638 | 34470.5939 | 1 | 3269.5924 | 1605.3847 | 1 | 81745.1528 | 6076.5544 | 668352.3134 | 4688.1122 | 130133.3309 | 1706.0192 | 6791.7634 | 44.5456 | 71288.8019 | 411.0984 | 0 | 201979.1979 | 89.81% | 10.19% | 17229.1512 | 0 | 1978.8334 | 40.7135 | 1042.6994 | 3019.9897 | 2511.2144 | 370.1447 | 21632.4126 | 52354.6982 | 588519.8701 | 662506.9808 | 2617347.589 | 3284522.1629 | 2.799% | 3379107.7471
MEDICAL BUILDINGS #13 | TERTIARY | MEDICAL BUILDINGS | 18609.1125 | 2012 | 61224.9106 | 45954.0546 | 2500 | 2 | 20895.6874 | 9008.4828 | 361103.453 | 479975.7781 | 8 | 666826.6009 | 425537.7409 | 75 | 30128.0671 | 32759.698 | 1 | 3322.2514 | 2142.7449 | 1 | 94832.7632 | 4711.2707 | 931352.6082 | 2814.1983 | 131774.5319 | 1653.2514 | 6282.2259 | 46.357 | 49242.1479 | 409.7131 | 0 | 225577.5315 | 85.25% | 14.75% | 18726.8274 | 0 | 2542.0135 | 32.4692 | 987.1025 | 3245.9224 | 3039.1673 | 447.7745 | 22062.8333 | 51882.8186 | 779787.1326 | 853732.7845 | 2822405.8156 | 3679851.0837 | 8.383% | 4016542.0241
MEDICAL BUILDINGS #14 | TERTIARY | MEDICAL BUILDINGS | 10272.7459 | 2009 | 27604.2896 | 28128.8392 | 2500 | 2 | 22584.2179 | 4608.5138 | 226825.8998 | 317234.3371 | 3 | 247732.3985 | 235384.8105 | 37 | 19434.9539 | 15003.5781 | 1 | 1481.4664 | 1020.2252 | 1 | 58606.2728 | 3062.565 | 339171.6184 | 1888.6089 | 62572.4534 | 981.2909 | 2378.4555 | 23.4243 | 29068.9113 | 272.7733 | 0 | 88946.2911 | 64.74% | 35.26% | 10034.3985 | 0 | 1252.2538 | 24.3296 | 358.2226 | 1746.9374 | 1626.1957 | 197.9838 | 10430.9894 | 28579.2204 | 424570.4429 | 463580.6528 | 1234749.9904 | 1701090.897 | 1.948% | 1734892.1449
MEDICAL BUILDINGS #15 | TERTIARY | MEDICAL BUILDINGS | 30390.4973 | 2007 | 77177.7094 | 83521.752 | 2500 | 2 | 21746.8445 | 13725.135 | 580842.0119 | 842277.1471 | 10 | 972065.3606 | 652253.7102 | 94 | 58273.273 | 54856.963 | 2 | 3585.2818 | 2893.9008 | 2 | 125722.1141 | 7987.399 | 1158953.3431 | 5663.5798 | 227772.8566 | 2498.9147 | 7799.453 | 66.3413 | 110772.4438 | 909.9841 | 0 | 209367.1181 | 90.28% | 9.724% | 32746.7526 | 0 | 3243.9187 | 44.8535 | 1670.6514 | 5515.4499 | 5007.2521 | 737.5217 | 32663.1424 | 74140.9506 | 1212071.4572 | 1318875.5502 | 3922563.1925 | 5248630.7194 | 5.926% | 5579258.9906
MEDICAL BUILDINGS #16 | TERTIARY | MEDICAL BUILDINGS | 28422.2519 | 2020 | 96891.5314 | 80219.3456 | 2500 | 2 | 20908.1107 | 11699.1926 | 645243.7715 | 762683.5703 | 13 | 1236026.3457 | 666769.6554 | 87 | 90142.773 | 43878.8933 | 2 | 6319.7864 | 3143.1882 | 2 | 192843.6712 | 5869.8981 | 1267018.8848 | 6030.9299 | 282968.9194 | 2690.1868 | 9330.9915 | 50.3093 | 125427.0802 | 561.2351 | 0 | 320891.0948 | 86.64% | 13.36% | 28166.9624 | 0 | 3202.6464 | 57.3851 | 1324.5133 | 4446.6915 | 3771.5956 | 504.938 | 32336.9739 | 112184.9251 | 1059091.402 | 1203613.301 | 4734531.927 | 5947008.9582 | 8.667% | 6511355.4997
MEDICAL BUILDINGS #17 | TERTIARY | MEDICAL BUILDINGS | 27143.1936 | 2012 | 58922.747 | 61107.9889 | 2500 | 2 | 20352.1056 | 10985.4329 | 678162.6552 | 785775.1041 | 10 | 694281.4733 | 493789.2224 | 82 | 44351.5002 | 39028.6065 | 2 | 5793.2178 | 2090.284 | 2 | 161273.873 | 6226.7327 | 1115823.3404 | 4641.6667 | 173165.6472 | 2306.1686 | 7779.4264 | 53.8252 | 88112.9128 | 553.3789 | 0 | 212731.2744 | 75.47% | 24.53% | 30688.9467 | 0 | 3312.2775 | 41.7717 | 1419.1691 | 3863.3148 | 4100.5875 | 671.1696 | 35370.9127 | 82442.999 | 1253490.0815 | 1371303.9932 | 3601219.4265 | 4979730.232 | 3.082% | 5138110.0955
MEDICAL BUILDINGS #18 | TERTIARY | MEDICAL BUILDINGS | 12399.8825 | 2018 | 43248.1178 | 48430.5373 | 2500 | 2 | 21401.6592 | 6390.3758 | 341661.5913 | 305835.1228 | 6 | 436431.8362 | 279014.0294 | 48 | 26301.5885 | 21705.8815 | 1 | 2564.0953 | 1743.1888 | 1 | 55039.1166 | 2741.1774 | 622171.2338 | 3013.8131 | 123947.3828 | 1088.6493 | 3902.8423 | 25.3836 | 40613.2286 | 288.8785 | 0 | 113588.9559 | 91.37% | 8.633% | 12315.9537 | 0 | 1586.9403 | 21.2919 | 552.7936 | 2303.3267 | 1836.9285 | 241.5348 | 16895.0334 | 45482.9374 | 468176.4662 | 530554.437 | 2022998.5868 | 2557452.3139 | 1.727% | 2602406.3237
MEDICAL BUILDINGS #19 | TERTIARY | MEDICAL BUILDINGS | 13632.989 | 2016 | 48577.6778 | 43730.9769 | 2500 | 2 | 17605.8581 | 6099.3314 | 422911.6671 | 395405.1366 | 7 | 450378.6242 | 240564.7823 | 49 | 28135.6705 | 21046.2678 | 1 | 2734.1967 | 1304.9821 | 1 | 79623.8814 | 3792.2019 | 610430.0733 | 3259.2075 | 115649.9736 | 1151.8172 | 3720.2781 | 30.7425 | 43935.7056 | 322.2114 | 0 | 141216.1628 | 89.55% | 10.45% | 11513.616 | 0 | 1998.1745 | 31.2269 | 581.8823 | 2409.2839 | 2343.7482 | 318.9048 | 17820.6829 | 53990.9737 | 388605.2422 | 460416.8988 | 2171919.6899 | 2635595.9332 | 4.871% | 2770560.9873
MEDICAL BUILDINGS #20 | TERTIARY | MEDICAL BUILDINGS | 11042.3337 | 2018 | 40821.1036 | 28801.1168 | 2500 | 2 | 23014.0653 | 4580.4744 | 217006.1101 | 399853.5991 | 4 | 434063.2618 | 254683.7836 | 38 | 27514.9664 | 18242.1988 | 1 | 2473.4992 | 1072.0416 | 1 | 62471.456 | 2388.8516 | 641928.4532 | 2144.9571 | 70700.0544 | 711.081 | 3366.8015 | 24.2142 | 45130.0458 | 321.5949 | 0 | 135921.3483 | 91.05% | 8.951% | 11303.1928 | 0 | 1152.4198 | 17.3917 | 460.6392 | 1394.2613 | 1332.8815 | 209.4928 | 16519.4041 | 37182.5484 | 507846.2042 | 561548.1567 | 1856536.9988 | 2421101.7882 | 8.504% | 2646142.2822
MEDICAL BUILDINGS #21 | TERTIARY | MEDICAL BUILDINGS | 24729.3941 | 2020 | 101243.7471 | 95679.5494 | 2500 | 2 | 22508.2224 | 11106.831 | 515712.1574 | 711913.3881 | 10 | 929349.5262 | 436374.3886 | 101 | 62904.7387 | 38466.713 | 2 | 4413.789 | 2661.0945 | 2 | 144581.6221 | 5291.0518 | 1029744.8913 | 5976.8419 | 237704.6804 | 1555.2545 | 8226.6912 | 44.8905 | 89794.6275 | 770.9552 | 0 | 354946.5874 | 84.94% | 15.06% | 19018.9823 | 0 | 2553.0887 | 36.1566 | 1141.6968 | 3835.4313 | 2894.5478 | 528.6296 | 38595.2999 | 82684.1851 | 767110.1965 | 888389.6815 | 3890747.5177 | 4786148.793 | 0.7171% | 4820719.8918
MEDICAL BUILDINGS #22 | TERTIARY | MEDICAL BUILDINGS | 25284.7352 | 2009 | 82934.9249 | 67485.4475 | 2500 | 2 | 17713.8799 | 11022.6845 | 484583.4942 | 504872.766 | 10 | 957291.4242 | 509972.9601 | 95 | 39702.537 | 40521.6596 | 1 | 4206.1681 | 2282.9249 | 2 | 142804.1884 | 7199.5134 | 942287.696 | 3760.3379 | 200117.8591 | 1907.1488 | 8138.1771 | 40.6652 | 65393.3912 | 639.4946 | 0 | 232597.4926 | 78.67% | 21.33% | 29765.7194 | 0 | 3054.6984 | 59.4565 | 1172.702 | 4316.6143 | 3488.338 | 412.6305 | 32298.3509 | 65264.0547 | 769910.8405 | 867473.2462 | 3502121.0539 | 4376957.9713 | 7.384% | 4725923.8696
MEDICAL BUILDINGS #23 | TERTIARY | MEDICAL BUILDINGS | 14599.9488 | 2008 | 45920.7235 | 42562.7111 | 2500 | 2 | 21074.1281 | 6334.2075 | 341081.525 | 285126.2136 | 6 | 451464.452 | 278062.3269 | 43 | 34492.8338 | 26531.9434 | 1 | 2042.5473 | 1405.6377 | 1 | 59060.2169 | 4862.3053 | 533749.3326 | 3521.9584 | 71815.9399 | 1124.6245 | 4404.6276 | 23.6701 | 49125.7425 | 354.6537 | 0 | 145873.6794 | 79.12% | 20.88% | 12500.1935 | 0 | 1977.4391 | 27.4584 | 740.4895 | 2569.3165 | 2375.208 | 278.7507 | 14435.0215 | 30560.3415 | 545272.2572 | 590267.6203 | 1923162.7381 | 2516494.644 | 3.73% | 2614005.7095
MEDICAL BUILDINGS #24 | TERTIARY | MEDICAL BUILDINGS | 29769.7187 | 2009 | 70237.5506 | 61497.948 | 2500 | 2 | 24088.5709 | 9711.4457 | 537346.0141 | 669959.6374 | 10 | 1118464.5107 | 661649.4028 | 121 | 72697.219 | 52668.8792 | 2 | 4851.6612 | 2762.2651 | 2 | 122104.593 | 7741.7854 | 909880.3757 | 4438.6346 | 224498.0554 | 2407.524 | 7721.3399 | 53.3025 | 96320.7873 | 631.2666 | 0 | 333006.4273 | 91.17% | 8.827% | 28963.1844 | 0 | 2959.5828 | 44.5511 | 1351.6952 | 4495.1694 | 4860.6027 | 686.9956 | 38669.2364 | 98620.787 | 1163106.5422 | 1300396.5655 | 3890208.8162 | 5197659.5474 | 1.255% | 5263737.9903
MEDICAL BUILDINGS #25 | TERTIARY | MEDICAL BUILDINGS | 18176.4836 | 2008 | 36312.3254 | 49217.2001 | 2500 | 2 | 20923.906 | 7986.8361 | 325098.6987 | 499034.0517 | 7 | 546175.286 | 274706.5148 | 55 | 34397.2068 | 34768.3105 | 1 | 2459.4817 | 1583.5111 | 1 | 104704.3523 | 4955.3222 | 839623.4037 | 3429.0884 | 115588.5322 | 1384.6854 | 5446.2138 | 32.314 | 44630.1035 | 473.802 | 0 | 192439.8419 | 81.01% | 18.99% | 13766.3091 | 0 | 2252.6736 | 43.3469 | 667.9493 | 2812.0907 | 3367.1792 | 368.9148 | 20781.8638 | 55404.9595 | 534486.7558 | 610673.5791 | 2498020.2439 | 3112940.6303 | 4.075% | 3245192.1135
MEDICAL BUILDINGS #26 | TERTIARY | MEDICAL BUILDINGS | 22338.0755 | 2015 | 70463.1127 | 76440.5578 | 2500 | 2 | 18383.1681 | 8395.3362 | 606285.3824 | 595778.101 | 7 | 627300.186 | 385799.5052 | 90 | 55921.5185 | 46822.9797 | 2 | 4091.8149 | 2061.846 | 1 | 103474.2474 | 4939.1162 | 1195911.2101 | 4993.7616 | 209979.8819 | 1783.7271 | 7438.3742 | 53.0803 | 77966.1205 | 569.4924 | 0 | 205950.866 | 87.16% | 12.84% | 25016.3825 | 0 | 2373.6098 | 39.1161 | 1143.6901 | 3743.0296 | 4084.3672 | 450.6271 | 33666.5128 | 57404.9484 | 711417.511 | 802488.9722 | 3506789.2306 | 4315825.7745 | 4.223% | 4506120.9915
MEDICAL BUILDINGS #27 | TERTIARY | MEDICAL BUILDINGS | 23619.227 | 2013 | 72232.0644 | 52412.9301 | 2500 | 2 | 19653.0455 | 12158.9548 | 436016.1204 | 591846.6259 | 8 | 637383.9476 | 464967.9415 | 59 | 56360.0005 | 41234.7752 | 1 | 3887.7794 | 2199.9371 | 1 | 137420.5571 | 5685.5706 | 940209.6083 | 3537.4483 | 190119.4068 | 1721.5837 | 7441.8118 | 43.2539 | 84110.9377 | 660.045 | 0 | 244395.1131 | 82.24% | 17.76% | 28611.9597 | 0 | 2347.9659 | 51.7609 | 1211.0339 | 3996.5005 | 3684.5974 | 563.7759 | 24151.9192 | 77806.4911 | 867949.5552 | 969907.9655 | 3123575.8843 | 4099652.1949 | 7.243% | 4419759.4168
MEDICAL BUILDINGS #28 | TERTIARY | MEDICAL BUILDINGS | 9783.3713 | 2009 | 28370.5487 | 19724.3995 | 1600 | 2 | 12464.2276 | 4003.7318 | 197147.6 | 282502.9141 | 3 | 285391.8474 | 168232.127 | 29 | 17463.1306 | 18282.989 | 1 | 1944.4001 | 951.1025 | 0 | 44555.1395 | 2579.3319 | 321697.6496 | 2032.1346 | 53967.6407 | 825.2295 | 2389.8848 | 21.0885 | 25677.1643 | 280.5129 | 0 | 91634.2378 | 65.75% | 34.25% | 9137.3489 | 0 | 1368.8021 | 19.5463 | 485.0085 | 1689.6027 | 1318.2016 | 237.846 | 12179.8898 | 32580.0994 | 329534.17 | 374294.1592 | 1194982.1963 | 1571017.1584 | 5.596% | 1664142.5404
MEDICAL BUILDINGS #29 | TERTIARY | MEDICAL BUILDINGS | 9190.3738 | 2017 | 32869.0699 | 28201.3601 | 1600 | 2 | 12232.8505 | 3208.6571 | 279058.1941 | 272581.906 | 4 | 308660.5301 | 195088.7694 | 32 | 25775.9552 | 13843.1861 | 0 | 1830.0583 | 921.0588 | 1 | 40466.8167 | 2667.5096 | 373386.656 | 1372.5753 | 72557.8325 | 724.264 | 3028.8438 | 14.6936 | 34229.9983 | 184.6743 | 0 | 88412.6981 | 91.47% | 8.527% | 7893.0519 | 0 | 935.5355 | 20.2318 | 450.4281 | 1315.3581 | 1115.3262 | 165.8736 | 12028.6808 | 26643.359 | 284979.916 | 323651.9558 | 1396411.7441 | 1722649.7804 | 8.14% | 1875304.7776
MEDICAL BUILDINGS #30 | TERTIARY | MEDICAL BUILDINGS | 19399.4845 | 2014 | 68473.9944 | 68507.3564 | 2500 | 2 | 22879.4904 | 6814.6549 | 564782.4962 | 660120.2532 | 10 | 649639.7512 | 434178.6624 | 62 | 38505.0458 | 29346.6711 | 1 | 3646.7417 | 1680.4233 | 1 | 116654.29 | 5207.0699 | 990117.1399 | 4155.7361 | 156624.8249 | 1292.1485 | 5432.3902 | 35.0406 | 59045.4344 | 557.3745 | 0 | 162829.5222 | 82.15% | 17.85% | 18452.7291 | 0 | 2103.1424 | 45.7082 | 787.6902 | 2744.6693 | 2650.3343 | 412.7135 | 19161.4671 | 58785.5541 | 727494.3211 | 805441.3423 | 3116075.3989 | 3925619.3239 | 7.188% | 4229635.8486
MEDICAL BUILDINGS #31 | TERTIARY | MEDICAL BUILDINGS | 10127.2609 | 2015 | 26946.4894 | 33488.1341 | 2500 | 2 | 24559.3054 | 4287.1926 | 199820.3101 | 241975.7344 | 5 | 332916.6074 | 242957.9351 | 37 | 27197.9793 | 21693.2683 | 1 | 2105.7273 | 1086.9435 | 0 | 68108.8695 | 2110.1544 | 386087.2263 | 2306.0551 | 74938.3046 | 1002.6173 | 2579.1303 | 15.9065 | 40979.03 | 251.0624 | 0 | 105535.9802 | 91.34% | 8.662% | 10658.325 | 0 | 1340.8247 | 23.7592 | 384.1069 | 1232.2695 | 1698.0459 | 186.1443 | 12449.3172 | 38969.9943 | 311033.901 | 362453.2125 | 1424062.6817 | 1788934.9052 | 2.549% | 1835718.9742
MEDICAL BUILDINGS #32 | TERTIARY | MEDICAL BUILDINGS | 14315.9725 | 2009 | 44301.4938 | 47016.118 | 2500 | 2 | 22648.0887 | 4111.9865 | 298705.1861 | 399595.9903 | 6 | 429914.8569 | 325029.3821 | 48 | 35082.6374 | 27628.0712 | 1 | 2534.8469 | 1254.886 | 1 | 75985.052 | 3163.4721 | 496079.2645 | 2384.2226 | 84539.1354 | 917.0457 | 4725.5908 | 24.8801 | 45260.3546 | 405.4702 | 0 | 133407.0121 | 72.03% | 27.97% | 15883.9935 | 0 | 1858.7834 | 25.3456 | 797.7631 | 1813.9392 | 1718.4586 | 302.008 | 18523.0398 | 33307.3724 | 431309.6595 | 483140.0717 | 1840177.4471 | 2327099.112 | 2.722% | 2392220.3923
MEDICAL BUILDINGS #33 | TERTIARY | MEDICAL BUILDINGS | 13007.2925 | 2012 | 34845.191 | 44736.3113 | 2500 | 2 | 23404.4803 | 6567.7427 | 314182.9823 | 327226.7688 | 5 | 350235.2491 | 211215.8979 | 37 | 22851.4914 | 26846.0818 | 1 | 1733.7065 | 1340.6413 | 1 | 53402.0459 | 3267.0776 | 525028.6646 | 2456.8696 | 76772.3467 | 1163.9697 | 3085.0096 | 30.3107 | 51993.7511 | 408.9137 | 0 | 149083.8165 | 91.4% | 8.599% | 12020.7402 | 0 | 1439.8603 | 22.6091 | 606.234 | 1676.4354 | 1544.2457 | 230.3929 | 17544.1828 | 40415.219 | 586828.4065 | 644787.8084 | 1777275.7641 | 2425314.4563 | 3.976% | 2525741.7988
MEDICAL BUILDINGS #34 | TERTIARY | MEDICAL BUILDINGS | 25305.6205 | 2012 | 55743.2276 | 71083.5293 | 2500 | 2 | 19847.6142 | 12026.4387 | 508943.6902 | 724304.4757 | 13 | 717794.3819 | 511398.7012 | 102 | 64929.6803 | 42035.6727 | 1 | 3660.1369 | 2063.796 | 2 | 99258.3993 | 6534.6624 | 1319245.4568 | 4304.1306 | 139742.6892 | 2015.3397 | 7305.9755 | 43.0436 | 93851.6351 | 497.03 | 0 | 261432.8351 | 76.18% | 23.82% | 28949.1353 | 0 | 3643.105 | 49.4343 | 969.1571 | 3041.7934 | 3403.1372 | 596.1367 | 25684.2173 | 81983.8969 | 724014.9745 | 831683.0887 | 3636187.1217 | 4475525.35 | 9.611% | 4951389.9579
MEDICAL BUILDINGS #35 | TERTIARY | MEDICAL BUILDINGS | 14520.0695 | 2015 | 51511.2005 | 50840.7691 | 2500 | 2 | 22371.7177 | 6476.9025 | 290140.1085 | 502893.3825 | 7 | 433579.4727 | 292845.7959 | 49 | 39791.9309 | 28350.7716 | 1 | 2158.6338 | 1455.5518 | 1 | 91927.829 | 3987.0477 | 565964.2705 | 2739.1088 | 119405.1125 | 1022.9555 | 3233.5044 | 28.3472 | 62459.0968 | 349.1131 | 0 | 136465.9955 | 78.18% | 21.82% | 11040.3733 | 0 | 1885.5117 | 20.8998 | 686.0997 | 2687.0718 | 1903.2113 | 325.447 | 16440.6385 | 40188.2839 | 635937.6798 | 692566.6022 | 2006908.8121 | 2703466.8954 | 3.683% | 2806828.5269
MEDICAL BUILDINGS #36 | TERTIARY | MEDICAL BUILDINGS | 18650.6741 | 2015 | 48536.7314 | 58994.3897 | 2500 | 2 | 18437.7905 | 8802.548 | 422241.7962 | 553240.7915 | 7 | 801014.5633 | 448058.1713 | 70 | 37466.1193 | 38859.5487 | 1 | 3979.3888 | 2170.245 | 1 | 108632.5973 | 5169.9771 | 987704.8191 | 3983.1632 | 116448.2623 | 1322.3261 | 4765.7841 | 47.1824 | 78252.7797 | 426.996 | 0 | 208659.6646 | 83.66% | 16.34% | 15877.2736 | 0 | 2634.1939 | 31.7385 | 907.86 | 2672.444 | 2346.137 | 321.0757 | 20074.8861 | 58490.3096 | 859555.7639 | 938120.9596 | 3111838.2613 | 4054315.8525 | 4.454% | 4243318.9024
MEDICAL BUILDINGS #37 | TERTIARY | MEDICAL BUILDINGS | 21460.617 | 2019 | 73294.2888 | 82394.334 | 2500 | 2 | 19923.8861 | 11566.4124 | 701699.3947 | 675276.2034 | 10 | 960471.9627 | 456368.1701 | 71 | 42093.2017 | 45555.2363 | 1 | 3652.7126 | 2072.4665 | 1 | 158579.6924 | 5315.0383 | 1065998.9914 | 5084.2561 | 193701.2349 | 1832.8681 | 4850.6689 | 47.6566 | 93844.9849 | 491.8348 | 0 | 271624.9658 | 80.23% | 19.77% | 19743.7999 | 0 | 2152.3379 | 34.9561 | 750.5451 | 3488.3987 | 3432.5433 | 569.7045 | 34107.983 | 62999.5321 | 984156.3217 | 1081263.8367 | 3951384.0687 | 5039841.1367 | 8.622% | 5515348.6755
MEDICAL BUILDINGS #38 | TERTIARY | MEDICAL BUILDINGS | 8185.3798 | 2008 | 23901.9305 | 19509.5956 | 1600 | 2 | 15338.5999 | 3380.6954 | 203439.9639 | 192709.502 | 3 | 189310.4782 | 144902.4564 | 24 | 14171.0177 | 14532.4851 | 1 | 1508.9529 | 726.8517 | 1 | 43782.1577 | 1748.7556 | 259536.3894 | 1804.2294 | 51173.4789 | 556.4253 | 2105.039 | 15.9072 | 22378.534 | 160.9545 | 0 | 56372.5132 | 90.38% | 9.618% | 9039.1965 | 0 | 1185.5348 | 13.038 | 403.4136 | 998.1085 | 996.1787 | 197.6529 | 8490.9917 | 17715.9161 | 258314.4026 | 284521.3104 | 962072.3763 | 1248180.4776 | 6.965% | 1341628.9566
MEDICAL BUILDINGS #39 | TERTIARY | MEDICAL BUILDINGS | 15037.1694 | 2007 | 35107.564 | 42138.4097 | 2500 | 2 | 18261.1762 | 4278.6602 | 285349.0536 | 406993.2165 | 6 | 336562.0389 | 267096.8278 | 49 | 33033.3642 | 20584.379 | 1 | 2456.0133 | 1077.7094 | 1 | 56854.0372 | 4713.8494 | 661902.0188 | 3182.2993 | 83614.4951 | 986.1099 | 4599.4504 | 37.1515 | 39503.2428 | 390.1787 | 0 | 98170.912 | 63.77% | 36.23% | 17097.3853 | 0 | 1345.4259 | 34.7751 | 647.5354 | 1763.7529 | 2793.8506 | 320.971 | 19162.0948 | 31019.3108 | 567538.4509 | 617719.8565 | 1819713.9106 | 2441343.4189 | 8.19% | 2659136.3711
MEDICAL BUILDINGS #40 | TERTIARY | MEDICAL BUILDINGS | 29743.4467 | 2013 | 97749.1004 | 89590.9207 | 2500 | 2 | 24086.5687 | 14227.838 | 671649.9096 | 665769.0674 | 15 | 1053700.1023 | 556736.0101 | 102 | 78275.1349 | 53734.1411 | 2 | 5786.2143 | 2973.2367 | 2 | 119748.5826 | 9723.6 | 1155822.7066 | 5693.2728 | 249644.649 | 2799.5969 | 7024.5031 | 71.5096 | 120260.4347 | 730.1698 | 0 | 367134.4038 | 79.63% | 20.37% | 31411.9698 | 0 | 4208.4222 | 58.8983 | 1610.8292 | 4691.4062 | 5508.2329 | 641.9931 | 45400.1847 | 83044.1431 | 1019091.5891 | 1147535.9169 | 4369460.9923 | 5526354.0057 | 8.352% | 6029948.0597
MEDICAL BUILDINGS #41 | TERTIARY | MEDICAL BUILDINGS | 22747.0504 | 2019 | 74646.8275 | 57886.548 | 2500 | 2 | 23244.0231 | 10709.412 | 692656.5975 | 865730.0907 | 9 | 880842.4108 | 494691.6799 | 67 | 68096.9481 | 38457.9127 | 1 | 3546.4981 | 2365.7058 | 2 | 127382.5309 | 7705.0812 | 903661.3342 | 4112.4593 | 205732.0628 | 1744.1361 | 4931.4222 | 56.2231 | 99957.0285 | 436.2218 | 0 | 273975.9167 | 83.82% | 16.18% | 16879.1268 | 0 | 2640.3987 | 48.7659 | 892.8015 | 2997.0708 | 3421.3207 | 411.261 | 33767.816 | 87746.1443 | 823545.5186 | 945059.4789 | 3703318.9116 | 4654740.7069 | 0.7006% | 4687582.297
MEDICAL BUILDINGS #42 | TERTIARY | MEDICAL BUILDINGS | 28237.2589 | 2008 | 56277.0074 | 78077.2356 | 2500 | 2 | 18201.483 | 9954.3506 | 596599.0474 | 626070.7209 | 14 | 843508.8084 | 412299.5804 | 101 | 52384.1952 | 52648.6151 | 1 | 4262.1484 | 2086.4742 | 1 | 107947.0648 | 9455.3855 | 1092871.1077 | 5408.9872 | 200174.6346 | 1879.2165 | 8872.0122 | 61.7247 | 85159.3102 | 756.3893 | 0 | 224086.6228 | 89.28% | 10.72% | 28175.5786 | 0 | 3601.8036 | 54.562 | 1420.0931 | 4440.6858 | 4555.146 | 489.8589 | 29092.0883 | 59157.3277 | 922872.0411 | 1011121.4571 | 3616685.8196 | 4632719.0129 | 9.054% | 5093944.7135
MEDICAL BUILDINGS #43 | TERTIARY | MEDICAL BUILDINGS | 20630.2723 | 2018 | 79331.4406 | 81535.7522 | 2500 | 2 | 24275.1284 | 10163.8935 | 573600.6695 | 791042.2807 | 10 | 597208.6027 | 355482.151 | 52 | 46855.0711 | 43064.8937 | 1 | 3192.4718 | 2572.7871 | 1 | 117632.1016 | 4431.0945 | 896939.0494 | 4426.5465 | 151195.5483 | 1757.9275 | 4842.0404 | 41.8064 | 65112.2253 | 625.9999 | 0 | 192598.7803 | 79.39% | 20.61% | 24322.0554 | 0 | 2283.9019 | 39.81 | 775.8318 | 2605.5006 | 2956.0823 | 425.3329 | 28209.8132 | 53292.9721 | 903284.5018 | 984787.2871 | 3047589.7821 | 4037975.1368 | 9.867% | 4480015.382
MEDICAL BUILDINGS #44 | TERTIARY | MEDICAL BUILDINGS | 28460.656 | 2014 | 65107.4246 | 103693.9304 | 2500 | 4 | 19148.615 | 14369.0684 | 635479.0827 | 728311.4987 | 13 | 1139605.4955 | 576265.2724 | 82 | 70612.9535 | 45323.8226 | 2 | 4827.8841 | 2258.3985 | 2 | 119196.452 | 7433.8804 | 995052.8463 | 5302.2338 | 162785.8291 | 1982.4219 | 8763.3412 | 67.5149 | 79596.3646 | 687.3085 | 0 | 337927.7538 | 85.21% | 14.79% | 27982.0334 | 0 | 3000.6741 | 55.8507 | 1156.0156 | 3829.3897 | 5041.8072 | 580.6195 | 41908.8318 | 96358.5845 | 1141537.3145 | 1279804.7307 | 4068867.7603 | 5357262.1423 | 5.287% | 5656332.6534
MEDICAL BUILDINGS #45 | TERTIARY | MEDICAL BUILDINGS | 17120.4777 | 2013 | 39428.1457 | 50776.728 | 2500 | 2 | 19010.5484 | 8517.7607 | 480597.2964 | 365753.7587 | 8 | 505290.3412 | 274005.9055 | 58 | 29198.4696 | 33606.2272 | 1 | 3523.2886 | 1842.9144 | 1 | 74835.7132 | 4063.837 | 783443.6149 | 4207.9249 | 140405.7213 | 1223.3186 | 3849.8477 | 35.3814 | 58911.8239 | 417.3602 | 0 | 186967.9818 | 85.59% | 14.41% | 16722.6751 | 0 | 1699.7192 | 35.073 | 856.8031 | 2303.0817 | 2464.276 | 415.0985 | 22145.9215 | 63864.4023 | 729579.0527 | 815589.3765 | 2573879.7322 | 3392875.9302 | 7.475% | 3666965.395
MEDICAL BUILDINGS #46 | TERTIARY | MEDICAL BUILDINGS | 13656.8622 | 2016 | 40406.6171 | 43632.1284 | 2500 | 2 | 21967.6318 | 6354.5781 | 400274.9868 | 304033.4046 | 6 | 488949.4072 | 360560.8304 | 53 | 29050.7959 | 21136.1087 | 1 | 3197.124 | 1304.117 | 1 | 64809.3686 | 3670.2792 | 658845.2863 | 2959.7267 | 104004.226 | 1066.4463 | 4659.87 | 27.8352 | 45484.9402 | 423.2041 | 0 | 166732.772 | 79.98% | 20.02% | 10840.576 | 0 | 1497.7796 | 22.8836 | 741.5784 | 2214.0085 | 2021.3373 | 350.8072 | 19578.7103 | 44705.016 | 528879.825 | 593163.5513 | 2226364.6751 | 2823849.5789 | 3.232% | 2918165.0203
MEDICAL BUILDINGS #47 | TERTIARY | MEDICAL BUILDINGS | 20394.483 | 2009 | 51561.884 | 44347.2803 | 2500 | 2 | 19159.9638 | 9258.2031 | 367875.7319 | 637172.4553 | 9 | 547800.6527 | 293500.4167 | 56 | 42728.7209 | 27835.5869 | 1 | 3174.0437 | 1537.6699 | 1 | 113685.2488 | 5155.79 | 895808.7086 | 4371.4971 | 134548.4482 | 1446.8637 | 6940.4838 | 46.8952 | 53368.1379 | 555.2332 | 0 | 212698.3361 | 66.24% | 33.76% | 21883.5355 | 0 | 2574.7967 | 45.9477 | 689.1062 | 3029.151 | 3651.9648 | 372.7205 | 24531.9228 | 44960.5006 | 944481.5605 | 1013973.9838 | 2679885.5414 | 3699783.65 | 9.506% | 4088449.9815
MEDICAL BUILDINGS #48 | TERTIARY | MEDICAL BUILDINGS | 28282.9118 | 2013 | 80339.4663 | 71274.3232 | 2500 | 2 | 20855.2416 | 9054.1785 | 495733.1775 | 906069.9303 | 13 | 1122528.7947 | 576166.0482 | 101 | 54089.8838 | 39659.1972 | 2 | 5369.3439 | 3040.4034 | 2 | 185025.5778 | 7880.3352 | 931846.8868 | 4325.8502 | 248936.9244 | 2707.6755 | 7929.6741 | 64.5144 | 94067.4113 | 547.8656 | 0 | 270210.8304 | 87.48% | 12.52% | 23933.9523 | 0 | 3252.2107 | 41.5928 | 1563.8807 | 3400.6585 | 4101.5501 | 624.3096 | 40741.4962 | 76449.8249 | 929094.6705 | 1046285.9916 | 3877458.371 | 4930893.739 | 10.07% | 5482885.6138
MEDICAL BUILDINGS #49 | TERTIARY | MEDICAL BUILDINGS | 7284.6357 | 2010 | 19755.7583 | 21423.4165 | 1600 | 2 | 13067.3116 | 2413.2486 | 129110.8745 | 166479.665 | 3 | 243599.7021 | 143417.6351 | 19 | 16714.8451 | 14943.2024 | 0 | 1509.5469 | 654.3189 | 0 | 33341.858 | 2349.6929 | 250158.1814 | 1411.0828 | 49094.5043 | 475.7108 | 1940.7536 | 11.1005 | 18178.2426 | 217.7078 | 0 | 77799.357 | 74% | 26% | 7797.7525 | 0 | 723.1443 | 10.9717 | 289.6563 | 1137.6698 | 1167.2241 | 152.1416 | 9046.0566 | 17361.9933 | 342401.3681 | 368809.4179 | 935473.2499 | 1305701.9875 | 6.727% | 1399877.8854
MEDICAL BUILDINGS #50 | TERTIARY | MEDICAL BUILDINGS | 29701.6956 | 2018 | 87882.7303 | 83900.9062 | 2500 | 2 | 20942.5097 | 15797.5373 | 690580.2286 | 843342.2174 | 10 | 885247.0461 | 528887.0014 | 87 | 78284.2568 | 45769.9635 | 2 | 6092.5084 | 3572.4226 | 2 | 158889.9322 | 6853.9772 | 1171989.4746 | 5557.2568 | 264522.911 | 2594.0019 | 6576.1116 | 66.8041 | 122359.4415 | 633.2685 | 0 | 360632.5513 | 71.37% | 28.63% | 30941.5765 | 0 | 3677.7131 | 47.8371 | 1185.5004 | 3919.1024 | 3366.4171 | 644.21 | 46516.3281 | 75346.0088 | 1383378.0349 | 1505240.3719 | 4258942.7581 | 5772277.2289 | 9.295% | 6363764.0546
MEDICAL BUILDINGS #51 | TERTIARY | MEDICAL BUILDINGS | 25850.9246 | 2018 | 76712.982 | 86853.8856 | 2500 | 2 | 23738.5306 | 10805.8586 | 587894.0879 | 761979.1968 | 13 | 916043.5482 | 606102.702 | 90 | 60624.902 | 40715.7222 | 1 | 4878.7843 | 3231.3165 | 2 | 139699.1166 | 6101.6538 | 1061298.818 | 5189.4076 | 177737.3694 | 1872.4373 | 7066.9357 | 43.6451 | 77058.8343 | 559.2368 | 0 | 302072.8408 | 91.34% | 8.66% | 29632.7829 | 0 | 3060.1803 | 42.3498 | 967.3756 | 3106.0578 | 4767.4684 | 638.4204 | 33880.3087 | 89278.9681 | 1160517.4718 | 1283676.7486 | 3812951.5066 | 5103170.3378 | 2.742% | 5247067.443
MEDICAL BUILDINGS #52 | TERTIARY | MEDICAL BUILDINGS | 6809.8891 | 2013 | 21855.7364 | 20876.676 | 1600 | 2 | 15619.064 | 2437.4889 | 191592.7229 | 206031.1334 | 2 | 189353.6877 | 162744.2184 | 19 | 16421.6502 | 10291.6145 | 0 | 960.0298 | 780.6336 | 0 | 41398.9285 | 1619.3527 | 309708.8255 | 1240.1866 | 53839.1456 | 484.7368 | 1585.9121 | 16.8052 | 23928.7094 | 152.2009 | 0 | 82939.0313 | 76.38% | 23.62% | 7625.1121 | 0 | 905.6418 | 15.1352 | 360.777 | 859.2371 | 870.1974 | 118.3377 | 9556.656 | 20303.9216 | 295643.253 | 325503.8306 | 1036016.0205 | 1363028.5656 | 4.135% | 1421824.6644
MEDICAL BUILDINGS #53 | TERTIARY | MEDICAL BUILDINGS | 31884.333 | 2018 | 91936.8239 | 126247.5173 | 2500 | 4 | 17504.7724 | 15869.6166 | 1008464.5229 | 925720.7306 | 10 | 1321335.2185 | 589581.0489 | 96 | 60693.9586 | 56556.5332 | 2 | 5426.7363 | 2783.164 | 2 | 157650.4523 | 7614.4655 | 1549314.9908 | 6052.6784 | 239042.709 | 2679.2954 | 8301.3929 | 74.2706 | 104812.7145 | 663.3869 | 0 | 295644.9344 | 92.57% | 7.43% | 30073.4868 | 0 | 3448.8877 | 54.2613 | 1174.202 | 4183.4483 | 4966.212 | 737.8451 | 39110.8005 | 123176.2987 | 991795.7415 | 1154082.8408 | 5405168.8239 | 6568304.2025 | 6.618% | 7033800.5343
MEDICAL BUILDINGS #54 | TERTIARY | MEDICAL BUILDINGS | 10666.02 | 2021 | 43594.5062 | 30168.1941 | 2500 | 2 | 23612.8794 | 5864.9562 | 348899.5268 | 297194.1465 | 5 | 500574.3037 | 279449.707 | 38 | 31979.9173 | 25125.6703 | 1 | 2745.716 | 1299.7356 | 1 | 64392.9262 | 3375.6453 | 514326.7785 | 2255.616 | 109024.2383 | 988.4717 | 2450.13 | 25.879 | 36547.6835 | 311.9554 | 0 | 96394.3155 | 87.84% | 12.16% | 10168.7673 | 0 | 1280.4073 | 16.999 | 509.0349 | 1290.4397 | 1468.1794 | 283.3253 | 13405.6114 | 30496.0939 | 459778.9166 | 503680.6219 | 1922463.0486 | 2428646.0921 | 9.734% | 2690533.4013
MEDICAL BUILDINGS #55 | TERTIARY | MEDICAL BUILDINGS | 12070.7312 | 2017 | 29639.9583 | 38735.856 | 2500 | 2 | 24810.1808 | 6122.0376 | 367934.0756 | 445907.8077 | 6 | 517381.1054 | 258504.4278 | 39 | 29275.5768 | 22657.0572 | 1 | 2052.2476 | 1148.3052 | 1 | 63811.4895 | 3973.2147 | 711677.4788 | 2677.4182 | 97553.9237 | 1089.1691 | 3344.4881 | 25.1186 | 37687.4912 | 341.4867 | 0 | 135504.4797 | 80.28% | 19.72% | 14172.1039 | 0 | 1125.9148 | 28.6654 | 625.9417 | 1388.857 | 1939.6338 | 300.8549 | 18203.8062 | 41985.255 | 500443.7514 | 560632.8125 | 2206623.9263 | 2771238.554 | 8.157% | 3017353.2175
MEDICAL BUILDINGS #56 | TERTIARY | MEDICAL BUILDINGS | 9394.4905 | 2021 | 28506.443 | 29960.4231 | 1600 | 2 | 15250.3947 | 4974.3439 | 235977.6096 | 357907.0232 | 3 | 340306.9346 | 254438.2363 | 30 | 28013.2692 | 15506.4523 | 0 | 1926.7594 | 1010.9907 | 1 | 69104.7505 | 2101.3398 | 513850.5455 | 1746.4694 | 67704.7453 | 807.6147 | 2990.3472 | 20.5892 | 36876.8217 | 209.1358 | 0 | 133909.6954 | 80.64% | 19.36% | 11186.1818 | 0 | 1195.1868 | 22.3634 | 419.9827 | 1684.6513 | 1534.6989 | 181.3798 | 16996.6594 | 40552.2011 | 396896.6843 | 454445.5448 | 1629315.2333 | 2086828.3702 | 4.334% | 2181370.8333
MEDICAL BUILDINGS #57 | TERTIARY | MEDICAL BUILDINGS | 7852.9755 | 2011 | 18590.4269 | 19407.6655 | 1600 | 2 | 11310.2476 | 2774.4107 | 166631.3444 | 192415.8467 | 3 | 216945.03 | 129318.4844 | 27 | 17372.9423 | 10501.2728 | 1 | 1658.7786 | 636.1914 | 0 | 43667.0273 | 2295.5707 | 305403.4169 | 1540.049 | 53287.5447 | 472.671 | 1870.3737 | 13.6385 | 26356.536 | 221.6382 | 0 | 71352.8369 | 74.44% | 25.56% | 6218.6927 | 0 | 938.9281 | 18.5337 | 383.3207 | 882.9515 | 1409.4584 | 200.8576 | 11068.7038 | 20781.4971 | 289875.9319 | 321726.1328 | 1026423.0234 | 1350396.7317 | 2.402% | 1383637.8857
MEDICAL BUILDINGS #58 | TERTIARY | MEDICAL BUILDINGS | 33064.1357 | 2017 | 101084.8436 | 79457.8702 | 2500 | 2 | 21864.4223 | 15369.9203 | 967471.59 | 1217420.6266 | 13 | 1130230.4773 | 570881.3575 | 96 | 93606.1027 | 79111.7817 | 2 | 8017.8161 | 3864.7976 | 2 | 189712.5719 | 8853.4873 | 1884077.6981 | 5609.9609 | 233450.8067 | 2923.0782 | 9527.1628 | 63.1249 | 129913.6296 | 968.4054 | 0 | 371743.8522 | 82.23% | 17.77% | 26622.662 | 0 | 4322.6696 | 67.2055 | 1533.5401 | 5462.5957 | 6094.4967 | 639.2409 | 40230.4409 | 82270.0611 | 1252094.4788 | 1374594.9808 | 5603839.9677 | 6988787.7129 | 9.407% | 7714482.3587
MEDICAL BUILDINGS #59 | TERTIARY | MEDICAL BUILDINGS | 9780.4025 | 2010 | 27852.2615 | 30354.8993 | 1600 | 2 | 14446.8601 | 3242.0356 | 196561.485 | 298797.8067 | 4 | 320791.8246 | 194444.9565 | 33 | 22043.429 | 16343.7791 | 1 | 1982.1865 | 1057.4115 | 1 | 55117.8638 | 3133.544 | 315437.1075 | 1571.297 | 56693.0135 | 752.4084 | 3054.9519 | 19.5829 | 28974.7912 | 203.256 | 0 | 89616.3512 | 73.45% | 26.55% | 11335.1418 | 0 | 1331.8038 | 21.4902 | 370.8449 | 1114.8776 | 1269.4007 | 197.6768 | 13328.7388 | 24129.351 | 314024.2065 | 351482.2963 | 1247540.0203 | 1601030.3309 | 3.392% | 1657245.5024
MEDICAL BUILDINGS #60 | TERTIARY | MEDICAL BUILDINGS | 15444.5782 | 2009 | 37982.7647 | 32548.6972 | 2500 | 2 | 23674.4569 | 6254.2848 | 407100.0534 | 338459.5191 | 6 | 430721.4261 | 349867.1979 | 45 | 28852.2948 | 27479.0974 | 1 | 2100.9857 | 1170.592 | 1 | 89301.7824 | 3972.2468 | 527100.2024 | 2299.1146 | 96871.1436 | 1501.1157 | 4680.2875 | 27.4217 | 49582.4995 | 313.5503 | 0 | 135133.0298 | 80.95% | 19.05% | 12967.9044 | 0 | 2104.3599 | 28.9982 | 793.558 | 2066.8683 | 2483.8013 | 373.3356 | 19644.9158 | 46017.009 | 692885.8883 | 758547.813 | 2008606.6575 | 2770902.1028 | 6.33% | 2958164.9467
MEDICAL BUILDINGS #61 | TERTIARY | MEDICAL BUILDINGS | 26898.9685 | 2020 | 77306.3572 | 100996.773 | 2500 | 4 | 17801.1888 | 13244.7178 | 765667.4668 | 681405.9279 | 9 | 864094.2786 | 475490.4299 | 80 | 62691.1778 | 62831.2593 | 1 | 4491.5779 | 2581.7865 | 2 | 183738.2268 | 6650.175 | 1048848.9539 | 4686.8547 | 265837.1907 | 2582.3194 | 7491.8343 | 49.4765 | 114703.3221 | 820.0243 | 0 | 374836.8335 | 84.31% | 15.69% | 19938.0824 | 0 | 2886.3036 | 56.9423 | 1240.7079 | 4887.9143 | 4857.322 | 571.5458 | 33617.1218 | 88970.2013 | 1091208.3248 | 1213795.6478 | 4206659.5125 | 5427753.3542 | 1.367% | 5502984.3416
MEDICAL BUILDINGS #62 | TERTIARY | MEDICAL BUILDINGS | 7110.9068 | 2011 | 21366.9712 | 19903.4176 | 1600 | 2 | 11741.8513 | 3547.3839 | 152134.5646 | 206078.6357 | 3 | 255898.9479 | 106316.5091 | 19 | 13725.1368 | 13156.4153 | 0 | 1155.9304 | 644.1347 | 0 | 42685.6911 | 2139.1539 | 277148.5599 | 1746.6359 | 43431.0487 | 472.7782 | 1768.8233 | 15.5589 | 17667.4923 | 196.3837 | 0 | 70286.0877 | 66.39% | 33.61% | 8395.3105 | 0 | 796.825 | 10.7798 | 314.9517 | 860.0353 | 1026.653 | 161.9503 | 10607.9772 | 19642.4212 | 265642.1439 | 295892.5423 | 998530.2973 | 1296202.4447 | 7.525% | 1401674.6963
MEDICAL BUILDINGS #63 | TERTIARY | MEDICAL BUILDINGS | 30250.6197 | 2018 | 114145.1169 | 97647.8418 | 2500 | 4 | 18071.9465 | 13822.7458 | 868928.7894 | 887957.9607 | 14 | 1243109.0805 | 538252.3484 | 97 | 58616.3103 | 54516.8267 | 2 | 6386.1772 | 3892.5987 | 2 | 219453.78 | 7061.6259 | 1324498.4488 | 5116.7473 | 206735.1121 | 2681.6001 | 10440.8658 | 47.4148 | 120324.156 | 634.4085 | 0 | 307827.6344 | 94.88% | 5.123% | 22266.2553 | 0 | 4413.1935 | 50.4516 | 1450.9821 | 5438.0095 | 5538.0423 | 615.82 | 48735.2278 | 113983.4278 | 955987.2414 | 1118705.897 | 4988240.1725 | 6113437.1467 | 5.136% | 6444408.2263
MEDICAL BUILDINGS #64 | TERTIARY | MEDICAL BUILDINGS | 12507.4414 | 2021 | 44433.9535 | 51656.4244 | 2500 | 2 | 21318.5296 | 7191.4858 | 323270.3083 | 360870.8485 | 6 | 385600.8587 | 286345.7856 | 38 | 35123.7725 | 25138.2032 | 1 | 3011.572 | 1335.5411 | 1 | 95754.5835 | 4030.4582 | 497584.0997 | 2309.325 | 83665.0199 | 877.812 | 2830.5903 | 27.9033 | 57743.8034 | 393.3468 | 0 | 168998.6542 | 74.75% | 25.25% | 12568.3004 | 0 | 1728.9708 | 24.5082 | 683.8158 | 1681.0922 | 1608.1124 | 217.2385 | 22648.8638 | 49356.1819 | 477568.5428 | 549573.5885 | 1921711.486 | 2475446.9081 | 2.2% | 2531125.6061
MEDICAL BUILDINGS #65 | TERTIARY | MEDICAL BUILDINGS | 13549.8032 | 2011 | 37626.5806 | 29127.7683 | 2500 | 2 | 22828.9767 | 5012.3359 | 374251.4182 | 306559.4626 | 6 | 482608.576 | 246253.8022 | 52 | 33757.6621 | 22097.6394 | 1 | 2211.8596 | 1528.586 | 1 | 59406.7184 | 3215.0169 | 455998.1276 | 2107.4801 | 95169.2322 | 811.0714 | 4623.4398 | 24.3076 | 36853.0727 | 286.62 | 0 | 119190.9764 | 85.51% | 14.49% | 15239.1417 | 0 | 1588.6933 | 31.2587 | 475.8435 | 1726.7693 | 2173.6029 | 293.5269 | 12641.7001 | 45540.4306 | 498770.0589 | 556952.1896 | 1882467.6941 | 2442849.8002 | 7.095% | 2629402.251
MEDICAL BUILDINGS #66 | TERTIARY | MEDICAL BUILDINGS | 14460.526 | 2015 | 36111.1113 | 45940.6292 | 2500 | 2 | 23214.7328 | 5667.3105 | 380341.3224 | 502999.6721 | 7 | 619746.2104 | 365755.2551 | 60 | 28981.283 | 32621.5603 | 1 | 2030.8014 | 1443.9582 | 1 | 62170.1965 | 3397.1713 | 613375.5158 | 3343.3837 | 100177.9536 | 986.3462 | 4325.2982 | 34.4392 | 57028.9456 | 342.4095 | 0 | 136213.8685 | 81.77% | 18.23% | 14241.1073 | 0 | 1861.199 | 32.429 | 758.7703 | 2450.2138 | 2116.3323 | 319.1909 | 21938.5341 | 36865.2769 | 594148.2866 | 652952.0976 | 2257328.6636 | 2913528.6244 | 2.173% | 2978241.728
MEDICAL BUILDINGS #67 | TERTIARY | MEDICAL BUILDINGS | 7600.9695 | 2011 | 26034.1972 | 25710.9139 | 1600 | 2 | 12686.4008 | 3118.0851 | 161018.7127 | 157560.9073 | 4 | 213075.7391 | 125468.6777 | 28 | 15571.7174 | 15528.1895 | 1 | 1086.9568 | 615.106 | 0 | 31902.148 | 1888.6606 | 243027.2825 | 1312.466 | 59086.2769 | 720.0154 | 2035.1989 | 18.0826 | 30393.6239 | 151.3266 | 0 | 67753.112 | 64.78% | 35.22% | 9225.28 | 0 | 764.1993 | 12.8951 | 423.1107 | 996.5922 | 1359.9589 | 200.0701 | 11177.1886 | 25023.2013 | 222728.1499 | 258928.5398 | 961785.7143 | 1222721.4934 | 8.334% | 1333890.2234
MEDICAL BUILDINGS #68 | TERTIARY | MEDICAL BUILDINGS | 14704.5578 | 2009 | 43883.0914 | 45480.0178 | 2500 | 2 | 18752.8657 | 6915.8285 | 299410.1785 | 331461.1876 | 6 | 425906.73 | 241560.965 | 58 | 36746.2929 | 26954.1287 | 1 | 2865.2995 | 1223.9971 | 1 | 88087.9646 | 4865.7016 | 634918.6842 | 2692.5677 | 113139.1584 | 1313.9419 | 4771.1554 | 30.8513 | 39890.806 | 295.4775 | 0 | 166430.991 | 85.08% | 14.92% | 13396.6859 | 0 | 1386.926 | 25.1241 | 569.2138 | 2058.4893 | 2033.3476 | 377.8749 | 20343.1436 | 31831.1679 | 420157.5855 | 472331.897 | 2057547.6409 | 2533599.3655 | 7.416% | 2736549.2841
MEDICAL BUILDINGS #69 | TERTIARY | MEDICAL BUILDINGS | 20476.3544 | 2022 | 58809.498 | 54333.7846 | 2500 | 2 | 22129.1161 | 11302.7306 | 530650.5331 | 669125.708 | 9 | 818098.6188 | 604739.7544 | 73 | 60489.4452 | 53832.9579 | 1 | 3995.6897 | 2327.9864 | 1 | 109942.767 | 4807.7952 | 1248057.0836 | 4385.2342 | 156869.1213 | 1698.3031 | 5805.0455 | 47.0824 | 71771.7092 | 507.4161 | 0 | 238883.1557 | 92.54% | 7.462% | 16270.1184 | 0 | 2400.2481 | 40.5249 | 1134.5972 | 2994.6244 | 3549.9712 | 382.67 | 26579.0924 | 65078.7057 | 834543.9617 | 926201.7599 | 3634473.0529 | 4567215.7854 | 7.208% | 4921974.3569
MEDICAL BUILDINGS #70 | TERTIARY | MEDICAL BUILDINGS | 12002.1849 | 2019 | 44514.1587 | 47367.3312 | 2500 | 2 | 20368.0429 | 6751.7492 | 249936.1495 | 383962.7864 | 5 | 560071.9878 | 312118.9188 | 45 | 25087.8974 | 20406.8266 | 1 | 2830.9007 | 1657.3094 | 1 | 74966.54 | 3197.1855 | 701875.525 | 2530.1588 | 95719.3852 | 841.7324 | 4009.5123 | 27.583 | 54205.3786 | 348.3534 | 0 | 132718.8171 | 86.54% | 13.46% | 9577.7132 | 0 | 1324.8913 | 21.4809 | 614.6036 | 1998.8428 | 1349.9082 | 289.6557 | 21259.8805 | 48518.8914 | 486838.4235 | 556617.1954 | 2172580.6318 | 2732497.646 | 1.187% | 2765325.7935
MEDICAL BUILDINGS #71 | TERTIARY | MEDICAL BUILDINGS | 29935.0809 | 2017 | 101119.425 | 101363.0915 | 2500 | 2 | 23416.61 | 10378.9743 | 596235.4915 | 1072013.7927 | 12 | 927610.6977 | 709510.3072 | 108 | 60960.4219 | 61941.8547 | 2 | 4524.9091 | 3985.4949 | 2 | 162199.8142 | 7635.0345 | 1659450.799 | 5817.2637 | 190231.2716 | 2268.8334 | 7484.6019 | 45.6667 | 114031.3469 | 894.6543 | 0 | 399853.7935 | 91.87% | 8.13% | 26940.2028 | 0 | 2949.7517 | 59.2345 | 1668.5888 | 3765.3677 | 4756.0729 | 719.9731 | 43290.1016 | 121252.3155 | 1351645.2081 | 1516187.6252 | 4726357.8598 | 6251336.2313 | 7.922% | 6789162.2417
MEDICAL BUILDINGS #72 | TERTIARY | MEDICAL BUILDINGS | 30907.7611 | 2018 | 84021.4952 | 83831.689 | 2500 | 2 | 22508.7168 | 14656.3543 | 719406.5818 | 887614.0536 | 10 | 1153607.3859 | 538701.6469 | 103 | 61139.1768 | 49645.4547 | 2 | 4977.8059 | 4102.8985 | 2 | 149467.2517 | 8623.0982 | 1782023.8699 | 5833.0425 | 247235.3529 | 2474.7193 | 9339.1461 | 49.5444 | 119188.8181 | 885.9889 | 0 | 317206.0632 | 74.11% | 25.89% | 36089.9433 | 0 | 4116.4319 | 67.0002 | 1370.7109 | 4723.7809 | 5172.175 | 736.0958 | 52135.8255 | 104177.8321 | 1218240.8156 | 1374554.4732 | 5148365.6959 | 6533050.0915 | 2.687% | 6713418.9705
MEDICAL BUILDINGS #73 | TERTIARY | MEDICAL BUILDINGS | 32686.7281 | 2015 | 92448.2473 | 76616.982 | 2500 | 2 | 21174.7511 | 15214.2319 | 915132.0435 | 1075770.7577 | 12 | 1259401.7892 | 534242.8957 | 107 | 71654.9549 | 64034.2244 | 1 | 5409.004 | 2762.7854 | 2 | 137871.3056 | 7893.5818 | 1661461.6652 | 6676.2828 | 216640.7977 | 2194.1314 | 9269.0767 | 49.7396 | 138093.6687 | 670.199 | 0 | 299381.8185 | 93.65% | 6.35% | 27563.5031 | 0 | 4323.7174 | 67.7734 | 1544.6747 | 3791.5262 | 5378.6515 | 771.8757 | 40632.8926 | 112646.3794 | 961213.7074 | 1114492.9793 | 5301883.9398 | 6423184.4147 | 5.615% | 6805303.8352
MEDICAL BUILDINGS #74 | TERTIARY | MEDICAL BUILDINGS | 16282.0963 | 2010 | 52272.4354 | 38298.7206 | 2500 | 2 | 17656.3755 | 5971.3543 | 281926.5228 | 451316.4966 | 8 | 636828.0653 | 244935.8431 | 51 | 30771.038 | 28328.3311 | 1 | 2510.5671 | 1314.6888 | 1 | 99860.1698 | 4316.1863 | 731188.9817 | 3336.1877 | 124271.5941 | 977.0897 | 4504.9422 | 27.8101 | 51909.8778 | 492.7592 | 0 | 134878.929 | 69.43% | 30.57% | 18716.5531 | 0 | 2290.113 | 33.9138 | 643.1362 | 2571.0597 | 1880.6246 | 395.1318 | 19876.4554 | 54152.3118 | 531174.961 | 605203.7282 | 2381186.2253 | 2989469.3354 | 3.187% | 3087870.8508
MEDICAL BUILDINGS #75 | TERTIARY | MEDICAL BUILDINGS | 16801.6283 | 2018 | 42395.3475 | 55538.5639 | 2500 | 2 | 21722.2978 | 9631.3635 | 492341.0084 | 443427.5744 | 7 | 546721.577 | 424550.1771 | 68 | 40852.2218 | 38456.4959 | 1 | 3309.5379 | 2336.0739 | 1 | 122336.2454 | 4857.2403 | 842162.7755 | 3525.6457 | 121143.6121 | 1438.9605 | 5286.1281 | 34.2311 | 58357.8876 | 353.1696 | 0 | 170327.4791 | 91.85% | 8.146% | 19762.7047 | 0 | 2441.7218 | 33.9509 | 664.5853 | 2938.598 | 2587.9703 | 341.0446 | 24972.9366 | 50424.5066 | 782080.3547 | 857477.798 | 2715221.014 | 3578108.5241 | 3.248% | 3698208.3197
MEDICAL BUILDINGS #76 | TERTIARY | MEDICAL BUILDINGS | 23009.3483 | 2010 | 65088.9219 | 50199.8401 | 2500 | 2 | 21955.4699 | 7134.105 | 595630.0624 | 467213.5041 | 9 | 810527.2187 | 452524.6427 | 66 | 56050.3869 | 30613.1389 | 1 | 2949.5958 | 2661.8911 | 2 | 85468.0519 | 5551.3559 | 948951.444 | 4941.2958 | 157325.2523 | 2139.712 | 7801.8784 | 52.0505 | 88389.717 | 646.4593 | 0 | 252126.1754 | 87.48% | 12.52% | 18983.5378 | 0 | 2353.8068 | 54.7191 | 1258.8989 | 3576.4008 | 2670.3481 | 555.4741 | 21722.9662 | 69296.6398 | 1019183.7038 | 1110203.3099 | 3376010.85 | 4490602.2109 | 3.193% | 4638712.3422
MEDICAL BUILDINGS #77 | TERTIARY | MEDICAL BUILDINGS | 18371.2262 | 2019 | 60350.9509 | 56995.9361 | 2500 | 2 | 24551.311 | 7200.1088 | 451166.5596 | 582165.8367 | 6 | 628597.4802 | 319213.1593 | 52 | 43649.8164 | 31320.4149 | 1 | 3390.8949 | 2590.8627 | 1 | 111611.8433 | 5179.7015 | 779446.1142 | 2935.5296 | 142020.5136 | 1580.1754 | 5261.4158 | 44.2662 | 87901.8515 | 518.9485 | 0 | 236673.6673 | 88.98% | 11.02% | 18808.8479 | 0 | 2710.8403 | 36.8218 | 676.0565 | 3042.8011 | 2300.4466 | 424.6562 | 27077.2647 | 57286.6991 | 695098.0011 | 779461.9649 | 2833846.4014 | 3618840.0005 | 8.22% | 3942946.0712
MEDICAL BUILDINGS #78 | TERTIARY | MEDICAL BUILDINGS | 9536.2325 | 2021 | 33881.2625 | 24751.8544 | 1600 | 2 | 13324.6136 | 5018.621 | 275840.1895 | 373348.2431 | 4 | 464409.8632 | 253647.384 | 30 | 19657.1136 | 17135.3834 | 1 | 2088.177 | 1267.6388 | 1 | 70045.0282 | 3106.9653 | 387998.9446 | 2245.6985 | 92167.5428 | 662.2116 | 2711.6061 | 20.406 | 34338.2774 | 213.9312 | 0 | 107194.8153 | 93.41% | 6.59% | 10461.871 | 0 | 1055.2736 | 15.4441 | 349.5513 | 1624.4072 | 1689.0441 | 246.4683 | 13980.3831 | 28635.2027 | 378672.8158 | 421288.4017 | 1640875.0556 | 2064894.3301 | 1.479% | 2095901.5119
MEDICAL BUILDINGS #79 | TERTIARY | MEDICAL BUILDINGS | 22563.6216 | 2015 | 75466.5593 | 68237.8781 | 2500 | 2 | 24448.7071 | 10598.3543 | 422824.265 | 737794.4014 | 9 | 966160.3691 | 495245.9561 | 72 | 57147.4206 | 35104.5893 | 1 | 5010.2402 | 2760.6874 | 2 | 120162.9827 | 5425.0073 | 1137909.4791 | 3636.7992 | 163384.3421 | 1847.4742 | 5765.2759 | 52.5267 | 69048.4023 | 633.4297 | 0 | 179791.3115 | 78.5% | 21.5% | 21408.204 | 0 | 2398.4731 | 45.8109 | 977.0522 | 2867.7379 | 3343.0312 | 504.5726 | 32716.5377 | 76937.216 | 734743.4146 | 844397.1683 | 3562562.6262 | 4414481.2234 | 8.732% | 4836856.28
MEDICAL BUILDINGS #80 | TERTIARY | MEDICAL BUILDINGS | 17224.1997 | 2011 | 56745.1919 | 35941.5997 | 2500 | 2 | 21914.0304 | 5954.8206 | 380031.6242 | 560845.4757 | 8 | 597507.807 | 259069.1064 | 65 | 33157.0042 | 34737.181 | 1 | 2700.5048 | 1416.8311 | 1 | 102278.5222 | 5137.0715 | 795142.8454 | 3875.5999 | 140928.9783 | 1026.2551 | 4654.5661 | 27.9403 | 44213.2809 | 493.5586 | 0 | 161281.0616 | 89.82% | 10.18% | 20369.5552 | 0 | 1945.8171 | 28.5375 | 697.6059 | 2948.6676 | 2593.7406 | 353.4846 | 18662.1877 | 45639.1102 | 777880.9436 | 842182.2415 | 2544789.4808 | 3390396.2129 | 2.854% | 3490006.2503
MEDICAL BUILDINGS #81 | TERTIARY | MEDICAL BUILDINGS | 21319.2234 | 2012 | 70732.0515 | 47127.7223 | 2500 | 2 | 23285.2194 | 8406.4234 | 365934.0229 | 645948.4411 | 9 | 754157.3487 | 487225.0192 | 86 | 36213.7137 | 32986.8463 | 1 | 3868.8734 | 1821.6397 | 1 | 82892.2668 | 4929.6278 | 963567.7533 | 5122.3425 | 151301.7157 | 2011.6541 | 7320.619 | 37.5616 | 72118.3706 | 437.6561 | 0 | 252395.8102 | 91.97% | 8.031% | 16343.3988 | 0 | 2697.8552 | 46.4611 | 906.344 | 3102.4813 | 2903.3507 | 554.7332 | 27952.0546 | 65232.5593 | 761459.1663 | 854643.7802 | 3052629.6292 | 3912639.0366 | 3.658% | 4061191.6954
MEDICAL BUILDINGS #82 | TERTIARY | MEDICAL BUILDINGS | 22500.0212 | 2007 | 57400.3329 | 66346.8267 | 2500 | 2 | 23788.4981 | 9269.5373 | 438161.7738 | 620374.6278 | 9 | 619034.7773 | 433706.9357 | 64 | 48536.9322 | 27192.1794 | 1 | 2813.9228 | 1925.5103 | 1 | 115059.4883 | 5980.9092 | 679688.419 | 3708.2175 | 153573.9647 | 2074.0144 | 7078.8184 | 52.6727 | 57752.7641 | 612.2587 | 0 | 193068.2827 | 75.64% | 24.36% | 19350.1537 | 0 | 3296.4311 | 50.0723 | 789.6257 | 4121.5957 | 2548.1459 | 510.5621 | 19009.3505 | 49949.3526 | 958139.8039 | 1027098.507 | 2640630.4167 | 3672949.3099 | 2.747% | 3776711.9296
MEDICAL BUILDINGS #83 | TERTIARY | MEDICAL BUILDINGS | 29701.4252 | 2016 | 69654.3605 | 112165.3647 | 2500 | 4 | 22005.7924 | 12139.9164 | 836658.7878 | 684834.1855 | 13 | 916981.2226 | 530594.486 | 81 | 67949.1192 | 55154.9852 | 2 | 5233.6937 | 2884.6625 | 2 | 151840.1847 | 6700.8498 | 1352554.5473 | 4681.7788 | 285533.758 | 2674.076 | 8991.4681 | 67.2702 | 89787.843 | 793.0949 | 0 | 276818.746 | 78.8% | 21.2% | 22204.729 | 0 | 4352.2836 | 68.1022 | 1485.8557 | 4847.3802 | 3750.2603 | 656.0256 | 37559.1113 | 90026.7061 | 1348682.2796 | 1476268.097 | 4529097.2723 | 6013887.9815 | 3.327% | 6220873.7101
MEDICAL BUILDINGS #84 | TERTIARY | MEDICAL BUILDINGS | 17847.5103 | 2016 | 51249.7242 | 44470.3645 | 2500 | 2 | 24418.5723 | 6180.9665 | 460887.3263 | 657563.6608 | 7 | 760466.2644 | 359092.3154 | 74 | 49288.8361 | 28777.6963 | 1 | 2561.9557 | 1967.3841 | 1 | 84545.5251 | 5727.276 | 624184.3851 | 2981.7771 | 146284.172 | 1329.6043 | 5663.6697 | 36.8567 | 71083.4527 | 466.9621 | 0 | 157842.2877 | 84.75% | 15.25% | 19466.6193 | 0 | 2232.1317 | 29.5043 | 816.4147 | 2850.3643 | 2535.9453 | 301.4054 | 19367.1233 | 58701.3306 | 678195.6726 | 756264.1264 | 2668528.4343 | 3429134.4982 | 2.435% | 3514729.2762
MEDICAL BUILDINGS #85 | TERTIARY | MEDICAL BUILDINGS | 31810.3423 | 2019 | 83085.2321 | 99430.9435 | 2500 | 2 | 24306.2851 | 15734.5658 | 690755.3177 | 1085419.8711 | 15 | 1227909.5422 | 806541.6052 | 109 | 89084.1468 | 54951.4273 | 2 | 5451.1512 | 3469.4373 | 2 | 149322.156 | 10319.4391 | 1680977.4023 | 6404.1254 | 258744.8825 | 2418.342 | 10384.4307 | 73.5266 | 109357.1277 | 848.0398 | 0 | 288788.9094 | 89.34% | 10.66% | 26968.7429 | 0 | 3328.4904 | 73.8216 | 1649.2095 | 5800.9274 | 3878.0222 | 804.1393 | 36891.6141 | 110766.7096 | 1446654.8171 | 1594313.1408 | 5096989.787 | 6699279.2145 | 7.769% | 7263583.4874
MEDICAL BUILDINGS #86 | TERTIARY | MEDICAL BUILDINGS | 10149.848 | 2012 | 32451.3368 | 24178.7314 | 2500 | 2 | 22632.1559 | 4023.298 | 244380.5279 | 293842.045 | 3 | 321445.2411 | 234838.9201 | 35 | 26336.9772 | 16900.0835 | 1 | 1851.8113 | 910.3147 | 1 | 62810.0346 | 3442.3029 | 348172.5899 | 2487.1272 | 69573.7928 | 730.016 | 2865.9532 | 16.3129 | 28712.2827 | 276.7507 | 0 | 112115.1313 | 75.1% | 24.9% | 12124.7309 | 0 | 1432.3852 | 23.1941 | 464.5857 | 1584.8919 | 1658.2769 | 235.5709 | 11961.2773 | 26678.854 | 385333.1952 | 423973.3264 | 1383569.8047 | 1810536.773 | 0.9608% | 1828101.9724
MEDICAL BUILDINGS #87 | TERTIARY | MEDICAL BUILDINGS | 13647.2182 | 2012 | 45251.896 | 31821.5589 | 2500 | 2 | 19769.126 | 5971.2217 | 356791.4327 | 330535.3661 | 7 | 530217.0463 | 225390.3965 | 55 | 32119.6184 | 23773.3573 | 1 | 2927.0108 | 1161.6302 | 1 | 68589.7358 | 3643.2939 | 671923.3675 | 3050.8881 | 113223.1557 | 1057.8399 | 4641.6764 | 28.5381 | 44969.2887 | 386.5136 | 0 | 164490.4435 | 84.42% | 15.58% | 10018.2031 | 0 | 1961.1147 | 23.329 | 500.5299 | 1857.2554 | 1571.3684 | 269.4832 | 12776.9723 | 38903.1162 | 498077.3997 | 549757.4881 | 2229757.6494 | 2783117.9866 | 3.066% | 2871141.0588
MEDICAL BUILDINGS #88 | TERTIARY | MEDICAL BUILDINGS | 24798.5152 | 2015 | 78304.558 | 87198.2017 | 2500 | 2 | 21490.2504 | 11653.0084 | 534896.3629 | 580393.4877 | 9 | 1022128.3052 | 542676.3605 | 62 | 55739.4611 | 39970.081 | 1 | 3565.4307 | 2295.7333 | 1 | 159739.8259 | 7257.0546 | 1279207.8256 | 4750.8665 | 170818.4173 | 1961.6077 | 5390.6805 | 47.988 | 81687.3395 | 704.2484 | 0 | 252445.4245 | 86.01% | 13.99% | 19627.5109 | 0 | 2717.1886 | 57.735 | 1320.1877 | 3939.2561 | 4270.9944 | 508.8835 | 30538.8259 | 89567.7453 | 865283.3694 | 985389.9406 | 4056024.7115 | 5046804.5978 | 5.397% | 5334735.9756
MEDICAL BUILDINGS #89 | TERTIARY | MEDICAL BUILDINGS | 22510.6375 | 2007 | 57080.7171 | 67721.0073 | 2500 | 2 | 20778.2681 | 6524.5073 | 424954.8229 | 504469.518 | 10 | 541751.8921 | 344838.3822 | 75 | 32331.9658 | 35389.4436 | 2 | 2958.0423 | 2442.5143 | 1 | 84042.078 | 5248.1533 | 851401.3789 | 3636.1785 | 129754.3847 | 1861.9371 | 5924.5621 | 36.5567 | 71482.3168 | 530.3524 | 0 | 191433.3244 | 82.7% | 17.3% | 21649.7434 | 0 | 2399.525 | 38.2312 | 1178.4825 | 3959.0482 | 3489.3356 | 566.0373 | 29842.6028 | 65044.1112 | 795059.858 | 889946.572 | 2688195.4711 | 3582005.0542 | 8.909% | 3932331.8924
MEDICAL BUILDINGS #90 | TERTIARY | MEDICAL BUILDINGS | 8482.4832 | 2009 | 22460.605 | 24005.3789 | 1600 | 2 | 11760.732 | 3723.7099 | 139775.9312 | 254246.5177 | 3 | 222273.6057 | 165870.2146 | 29 | 14440.7709 | 12386.9507 | 0 | 1448.9249 | 602.1859 | 0 | 46358.7649 | 2496.3504 | 375347.3968 | 1934.8865 | 51266.4545 | 536.9203 | 2027.7172 | 13.3923 | 23751.4378 | 248.8279 | 0 | 91858.9171 | 82.9% | 17.1% | 8696.6855 | 0 | 852.5951 | 19.4038 | 339.9449 | 1202.9193 | 1120.5761 | 156.3423 | 9711.1861 | 17803.9614 | 307690.6236 | 335205.7711 | 1098345.5133 | 1435367.5851 | 9.25% | 1581670.2103
MEDICAL BUILDINGS #91 | TERTIARY | MEDICAL BUILDINGS | 17563.5621 | 2018 | 53271.9018 | 56886.3329 | 2500 | 2 | 22238.2513 | 9818.7335 | 350381.9577 | 560988.3299 | 8 | 498073.1791 | 347190.5843 | 55 | 51995.4883 | 39416.0125 | 1 | 4150.0241 | 2311.6603 | 1 | 121051.3579 | 5367.504 | 640292.7328 | 3286.0023 | 136358.4445 | 1171.8182 | 5623.3873 | 41.1702 | 69467.1423 | 487.2661 | 0 | 147470.6781 | 71.74% | 28.26% | 19428.7229 | 0 | 1959.8297 | 40.9555 | 866.9149 | 2765.5441 | 2812.4785 | 443.0303 | 19615.0114 | 65708.4933 | 640691.1459 | 726014.6507 | 2340842.6918 | 3071689.8569 | 9.721% | 3402444.1166
MEDICAL BUILDINGS #92 | TERTIARY | MEDICAL BUILDINGS | 31030.7169 | 2014 | 83694.7597 | 112564.9817 | 2500 | 4 | 22462.7859 | 10323.4649 | 669346.0625 | 1089833.0254 | 11 | 1069474.9707 | 612673.1487 | 87 | 54359.7394 | 68989.4257 | 2 | 6850.2413 | 3606.0911 | 2 | 126160.6 | 8734.955 | 1101596.3625 | 6589.2133 | 211112.6471 | 2911.5556 | 10793.3329 | 65.1569 | 114192.6777 | 906.9627 | 0 | 320321.049 | 85.19% | 14.81% | 25516.5143 | 0 | 2857.7212 | 51.1482 | 1042.8888 | 3595.3529 | 5119.5568 | 586.83 | 43170.6926 | 110977.9798 | 1308416.0085 | 1462564.681 | 4245980.5876 | 5718190.0754 | 5.43% | 6046545.4296
MEDICAL BUILDINGS #93 | TERTIARY | MEDICAL BUILDINGS | 26934.0022 | 2018 | 67501.3841 | 70218.076 | 2500 | 2 | 19264.1885 | 11137.2299 | 796322.1762 | 924285.0574 | 12 | 1061417.348 | 684198.3726 | 72 | 81424.0988 | 65804.4951 | 1 | 4465.3975 | 2951.3159 | 2 | 136116.1912 | 7191.3171 | 1516340.6086 | 5130.8176 | 202315.3951 | 2080.3621 | 8495.9838 | 58.4785 | 108938.1026 | 607.4511 | 0 | 370852.4735 | 82.18% | 17.82% | 20758.0211 | 0 | 3192.1409 | 64.0181 | 1371.4132 | 4707.8048 | 4318.8282 | 575.5569 | 38377.2292 | 107415.657 | 797568.1007 | 943360.9868 | 4809980.423 | 5761433.7785 | 3.194% | 5951548.7305
MEDICAL BUILDINGS #94 | TERTIARY | MEDICAL BUILDINGS | 10946.0756 | 2019 | 32024.9813 | 43874.3304 | 2500 | 2 | 20548.6133 | 4790.5955 | 264331.4566 | 364862.7606 | 5 | 415418.8903 | 192504.7222 | 28 | 27957.4239 | 23199.3321 | 1 | 1812.4393 | 1242.231 | 1 | 72046.7017 | 3320.1301 | 564682.3595 | 1716.2007 | 101277.1356 | 847.7619 | 3114.0875 | 25.8837 | 32161.5063 | 309.5175 | 0 | 115144.83 | 79.99% | 20.01% | 11275.5572 | 0 | 1600.3898 | 23.3627 | 559.2149 | 1257.9251 | 1895.2014 | 271.4449 | 14178.3527 | 36351.3176 | 347925.0785 | 398454.7489 | 1816236.5075 | 2218387.9905 | 9.051% | 2439143.2155
MEDICAL BUILDINGS #95 | TERTIARY | MEDICAL BUILDINGS | 20257.3771 | 2014 | 63948.5105 | 53938.7967 | 2500 | 2 | 23024.8806 | 8688.0902 | 508222.3958 | 442916.502 | 10 | 811945.115 | 403180.2216 | 74 | 42565.6454 | 37533.3757 | 1 | 3062.131 | 1822.7387 | 1 | 101194.424 | 4657.0756 | 699264.5942 | 4708.3805 | 165067.356 | 1802.2408 | 5072.8892 | 40.4591 | 77531.5732 | 456.5757 | 0 | 216460.0861 | 86.28% | 13.72% | 19335.3991 | 0 | 2559.5797 | 36.2493 | 1116.9607 | 3666.729 | 3274.2866 | 399.5731 | 32210.489 | 52369.8863 | 746354.6515 | 830935.0269 | 2985171.1416 | 3822657.2098 | 3.633% | 3966773.5678
MEDICAL BUILDINGS #96 | TERTIARY | MEDICAL BUILDINGS | 22300.723 | 2012 | 74614.4322 | 60240.88 | 2500 | 2 | 24231.1648 | 11329.4583 | 558310.7053 | 487571.9432 | 7 | 868790.2383 | 428611.6881 | 86 | 48097.5348 | 44630.6527 | 2 | 4391.0102 | 2122.9905 | 1 | 108367.4787 | 5059.2102 | 805577.0365 | 4389.1385 | 191912.3949 | 2204.3336 | 6205.2848 | 47.0977 | 83325.912 | 557.0567 | 0 | 258769.0796 | 87.34% | 12.66% | 25011.0407 | 0 | 2770.2793 | 34.9785 | 834.7788 | 2587.9422 | 2620.8008 | 505.6093 | 33181.2211 | 56280.576 | 1047592.4554 | 1137054.2525 | 3327051.6596 | 4469538.5821 | 8.66% | 4893320.394
MEDICAL BUILDINGS #97 | TERTIARY | MEDICAL BUILDINGS | 31340.1615 | 2014 | 115472.3383 | 73992.7815 | 2500 | 2 | 21594.445 | 15014.2739 | 902360.4752 | 1106269.2561 | 12 | 917485.2649 | 704950.9388 | 131 | 64015.3684 | 46336.4422 | 1 | 4828.4097 | 2707.9214 | 2 | 163214.3526 | 10197.902 | 1592446.355 | 7322.962 | 189481.1144 | 2535.3995 | 7380.1916 | 48.247 | 114864.8241 | 840.1899 | 0 | 344912.1391 | 86.13% | 13.87% | 23650.5549 | 0 | 3732.7122 | 56.6516 | 1735.5196 | 3986.7474 | 5169.334 | 720.5118 | 38284.3907 | 84279.6733 | 1216146.1875 | 1338710.2515 | 4858941.0024 | 6204562.3523 | 7.356% | 6697235.8399
MEDICAL BUILDINGS #98 | TERTIARY | MEDICAL BUILDINGS | 6766.0962 | 2007 | 14629.8695 | 19853.1402 | 1600 | 2 | 14258.1312 | 2274.275 | 145740.6479 | 135167.1785 | 2 | 196811.4934 | 91497.8701 | 27 | 11623.6332 | 9379.4944 | 0 | 1144.6659 | 711.263 | 0 | 28911.0635 | 2127.5761 | 225399.7842 | 1428.8941 | 47271.7102 | 580.976 | 2086.5073 | 10.5103 | 19502.9188 | 205.4296 | 0 | 46104.3961 | 79.19% | 20.81% | 7278.6899 | 0 | 753.822 | 15.5143 | 340.3676 | 1159.6725 | 961.7298 | 148.3282 | 8983.3108 | 15220.8699 | 288349.6533 | 312553.8341 | 823847.5001 | 1137546.2223 | 8.205% | 1239227.3692
MEDICAL BUILDINGS #99 | TERTIARY | MEDICAL BUILDINGS | 15974.7679 | 2011 | 39952.4883 | 50871.5818 | 2500 | 2 | 23707.3713 | 7385.7504 | 430219.6444 | 485710.6419 | 7 | 428051.4422 | 304123.1648 | 61 | 31585.7077 | 25483.1081 | 1 | 2452.1612 | 1166.8444 | 1 | 71425.3416 | 4016.6181 | 549380.0874 | 3627.5948 | 94882.004 | 1483.4956 | 5179.5318 | 26.207 | 41126.3319 | 500.6751 | 0 | 116734.8497 | 91.49% | 8.515% | 14878.5604 | 0 | 1843.8525 | 24.2007 | 656.444 | 2614.4199 | 2426.0102 | 419.8372 | 23739.2773 | 35577.2322 | 531557.4346 | 590873.9441 | 2022922.1866 | 2617004.7891 | 2.856% | 2693956.5319
MEDICAL BUILDINGS #100 | TERTIARY | MEDICAL BUILDINGS | 22651.4541 | 2015 | 66590.9734 | 80648.2291 | 2500 | 2 | 22442.6688 | 12079.2035 | 462116.7657 | 545657.2383 | 8 | 707424.202 | 578210.8925 | 80 | 44160.9745 | 48823.1786 | 1 | 4947.2049 | 1964.127 | 2 | 123197.7837 | 6255.0783 | 943294.6192 | 4917.1243 | 162809.9856 | 1987.1447 | 5189.3596 | 46.5941 | 67497.7558 | 698.6795 | 0 | 180296.4566 | 84.42% | 15.58% | 22386.476 | 0 | 2262.6945 | 50.9694 | 1143.5284 | 3731.5878 | 3735.3276 | 552.293 | 31175.1408 | 56131.4825 | 1057716.0431 | 1145022.6664 | 3094836.4142 | 4244951.555 | 8.699% | 4649400.3123
MEDICAL BUILDINGS #101 | TERTIARY | MEDICAL BUILDINGS | 20722.2866 | 2010 | 54210.1128 | 67084.9734 | 2500 | 2 | 22462.4009 | 8676.5754 | 395226.8446 | 498857.6477 | 10 | 501290.6923 | 359533.6033 | 73 | 37689.8669 | 31170.0227 | 1 | 3164.7167 | 2052.9575 | 1 | 122555.7332 | 6382.6865 | 905455.9521 | 4234.4224 | 111744.7515 | 1897.4219 | 6982.8662 | 32.5437 | 62841.0977 | 628.1376 | 0 | 219949.3214 | 72.33% | 27.67% | 21170.4907 | 0 | 2818.4473 | 36.2921 | 1018.5482 | 3128.8506 | 2456.0883 | 450.1846 | 21799.8785 | 58946.1585 | 671283.3408 | 752029.3779 | 2703747.4799 | 3460137.7828 | 8.176% | 3768222.3052
MEDICAL BUILDINGS #102 | TERTIARY | MEDICAL BUILDINGS | 32332.0457 | 2021 | 112783.0537 | 130447.1746 | 2500 | 4 | 19765.0004 | 17835.3577 | 900497.8813 | 970648.3947 | 10 | 1150588.5425 | 633081.0522 | 87 | 100860.5717 | 58696.6543 | 2 | 5112.3919 | 4095.2068 | 2 | 203463.0524 | 9525.4212 | 1477675.3946 | 5685.5506 | 316253.5669 | 2438.6154 | 8688.4811 | 64.6699 | 157399.8375 | 996.9127 | 0 | 443849.0019 | 87.44% | 12.56% | 33673.7672 | 0 | 3309.3781 | 47.3458 | 1435.1854 | 3918.6032 | 5837.1115 | 715.0296 | 42214.5584 | 90400.657 | 953974.642 | 1086589.8574 | 5415937.5188 | 6511182.0664 | 6.468% | 6961479.3209
MEDICAL BUILDINGS #103 | TERTIARY | MEDICAL BUILDINGS | 27435.6976 | 2009 | 89440.2635 | 63849.6779 | 2500 | 2 | 23413.1425 | 11803.886 | 706060.4233 | 783348.5011 | 10 | 784553.2952 | 485554.5816 | 99 | 54112.0927 | 45536.7601 | 2 | 5515.075 | 2839.4658 | 2 | 118950.3089 | 8333.7715 | 1244903.8493 | 6538.4232 | 176517.0343 | 2112.6012 | 7728.9066 | 65.374 | 88838.7495 | 767.3086 | 0 | 303389.1626 | 68.83% | 31.17% | 29048.5872 | 0 | 3608.4762 | 60.3638 | 1455.4296 | 4183.4745 | 4443.5916 | 515.9205 | 29276.5781 | 84377.5834 | 1223111.0161 | 1336765.1777 | 3957353.6216 | 5301439.0307 | 1.126% | 5361821.58
MEDICAL BUILDINGS #104 | TERTIARY | MEDICAL BUILDINGS | 21457.4824 | 2020 | 75371.4303 | 71725.1077 | 2500 | 2 | 22772.878 | 8206.6029 | 479290.8493 | 761971.944 | 9 | 693164.2207 | 393564.4046 | 80 | 45856.4035 | 45808.7852 | 1 | 5421.9509 | 2006.301 | 1 | 141670.1508 | 6818.1517 | 1254906.3783 | 3754.239 | 183618.6289 | 1849.2442 | 6025.7248 | 54.1539 | 91907.7343 | 506.9128 | 0 | 249923.8397 | 81.52% | 18.48% | 23535.4002 | 0 | 2519.4917 | 42.4077 | 1097.8339 | 3641.9634 | 3680.4881 | 440.0453 | 24407.9845 | 62266.4897 | 963972.0165 | 1050646.4906 | 3563624.099 | 4620460.5314 | 7.701% | 5005949.1237
MEDICAL BUILDINGS #105 | TERTIARY | MEDICAL BUILDINGS | 11325.7814 | 2016 | 33132.2914 | 28041.1414 | 2500 | 2 | 20201.3837 | 5373.4958 | 313281.9551 | 253884.288 | 5 | 340711.1515 | 212163.0194 | 39 | 27236.3133 | 22221.5872 | 1 | 2685.5736 | 1361.6154 | 1 | 69804.4196 | 3173.6864 | 656716.3276 | 2053.5247 | 93634.8561 | 809.5363 | 3452.7822 | 27.1586 | 46154.6511 | 251.8542 | 0 | 120145.7084 | 87.56% | 12.44% | 8627.3965 | 0 | 1581.9486 | 16.8808 | 551.8672 | 1870.8108 | 1596.4503 | 282.3575 | 18256.4592 | 32887.2698 | 390716.3936 | 441860.1226 | 1880846.5802 | 2325927.5462 | 3.521% | 2410812.2578
MEDICAL BUILDINGS #106 | TERTIARY | MEDICAL BUILDINGS | 10364.4696 | 2014 | 32665.986 | 32308.8791 | 2500 | 2 | 18870.0018 | 4253.2656 | 232798.6979 | 259649.5785 | 4 | 335057.9323 | 166903.4619 | 28 | 25575.1546 | 21936.0077 | 1 | 1867.1325 | 1073.8425 | 0 | 67907.2185 | 2154.5114 | 436276.9346 | 1845.0297 | 90764.4595 | 907.0247 | 3053.8053 | 16.2267 | 36099.6767 | 321.4353 | 0 | 93783.0234 | 80.46% | 19.54% | 11470.8578 | 0 | 975.9049 | 20.1157 | 443.5812 | 1406.068 | 1283.5772 | 274.473 | 13045.9459 | 32790.8933 | 346473.4376 | 392310.2768 | 1509317.8941 | 1903878.5844 | 9.365% | 2100591.2876
MEDICAL BUILDINGS #107 | TERTIARY | MEDICAL BUILDINGS | 29740.3015 | 2019 | 102536.7669 | 89867.0521 | 2500 | 2 | 22745.6736 | 15237.7874 | 890634.1217 | 1041763.0362 | 11 | 1172958.7452 | 638389.4649 | 113 | 60115.7378 | 70499.336 | 2 | 4807.1343 | 3579.6453 | 2 | 167737.3001 | 7739.1046 | 1200680.5709 | 7172.1308 | 294715.1538 | 2388.1123 | 7951.262 | 73.4889 | 138544.3019 | 852.3677 | 0 | 307384.5768 | 89.78% | 10.22% | 27197.4514 | 0 | 3441.7635 | 66.0466 | 1337.8153 | 3685.487 | 5181.0215 | 532.891 | 39874.7219 | 86940.7437 | 920713.7769 | 1047529.2425 | 4807655.4477 | 5861869.4499 | 1.8% | 5969313.37
MEDICAL BUILDINGS #108 | TERTIARY | MEDICAL BUILDINGS | 19204.5068 | 2008 | 58772.2266 | 41672.3866 | 2500 | 2 | 24028.6548 | 7678.2345 | 494603.1471 | 368266.8475 | 9 | 480622.7303 | 400183.739 | 53 | 36881.8042 | 24885.2464 | 1 | 2726.587 | 1584.2909 | 1 | 73150.6384 | 4717.3577 | 865913.6829 | 4541.4142 | 149199.1588 | 1302.926 | 5715.3948 | 38.5346 | 73320.2153 | 483.9291 | 0 | 205446.4075 | 78.78% | 21.22% | 14218.8382 | 0 | 2354.8538 | 40.9351 | 849.2662 | 3013.7498 | 3123.3041 | 387.3289 | 18176.6664 | 55494.741 | 853773.3323 | 927444.7398 | 2697177.3921 | 3629703.8786 | 3.301% | 3753618.3249
MEDICAL BUILDINGS #109 | TERTIARY | MEDICAL BUILDINGS | 20491.5488 | 2007 | 51857.5602 | 55229.7022 | 2500 | 2 | 19493.6676 | 7831.9602 | 482403.8187 | 606126.2735 | 9 | 683464.5381 | 281287.2741 | 71 | 46361.8015 | 34493.1546 | 1 | 3084.2012 | 1934.6153 | 1 | 71197.7782 | 5827.8025 | 962462.2579 | 3947.9107 | 133086.6939 | 1602.8437 | 4508.8958 | 43.8767 | 62470.3114 | 512.9338 | 0 | 193921.9428 | 81.72% | 18.28% | 22915.1689 | 0 | 2921.4296 | 33.7142 | 966.8237 | 3138.9183 | 3713.7239 | 405.2757 | 24922.2013 | 58659.3499 | 936782.8043 | 1020364.3555 | 2984720.4956 | 4010721.682 | 8.174% | 4367749.3399
MEDICAL BUILDINGS #110 | TERTIARY | MEDICAL BUILDINGS | 14237.4552 | 2020 | 55379.8138 | 46101.2138 | 2500 | 2 | 23780.6455 | 6339.405 | 371787.4368 | 454630.878 | 5 | 621818.7164 | 256742.0795 | 53 | 39224.3969 | 31501.2412 | 1 | 2782.2924 | 2076.6004 | 1 | 90058.2628 | 3119.0286 | 711016.7341 | 3391.6734 | 121846.009 | 958.1187 | 3064.2465 | 29.8847 | 59346.0903 | 328.115 | 0 | 135565.9881 | 85.42% | 14.58% | 15031.2212 | 0 | 2122.086 | 29.467 | 567.3457 | 2504.5581 | 1749.349 | 323.0981 | 22086.2479 | 53059.9863 | 428779.9342 | 503926.1683 | 2457417.8185 | 2965329.3156 | 2.853% | 3052420.5911
MEDICAL BUILDINGS #111 | TERTIARY | MEDICAL BUILDINGS | 16320.9822 | 2019 | 40234.7225 | 58812.3862 | 2500 | 2 | 24250.7923 | 8817.5309 | 457627.7095 | 413195.3977 | 6 | 512989.5379 | 321847.2707 | 49 | 37717.147 | 25073.3384 | 1 | 3629.8518 | 2322.3214 | 1 | 86082.7664 | 4376.9503 | 882358.0043 | 2895.521 | 143228.3958 | 1551.4917 | 4062.0103 | 32.0003 | 75165.091 | 312.2836 | 0 | 154252.3552 | 84.62% | 15.38% | 15729.4334 | 0 | 1976.1675 | 34.8313 | 666.2163 | 1962.4021 | 2762.4042 | 327.2759 | 19415.2125 | 65609.6706 | 623520.2563 | 708545.1393 | 2678695.3436 | 3392438.5237 | 7.213% | 3656146.7877
MEDICAL BUILDINGS #112 | TERTIARY | MEDICAL BUILDINGS | 18323.6854 | 2020 | 58354.906 | 52383.797 | 2500 | 2 | 22946.3082 | 8520.7683 | 481551.5013 | 497913.1969 | 9 | 680346.0706 | 462900.6672 | 60 | 39361.4528 | 32018.6841 | 1 | 3444.2248 | 2144.8524 | 1 | 92392.0673 | 4034.0466 | 930275.228 | 3259.1456 | 159901.3464 | 1435.1474 | 4813.5742 | 32.4074 | 79012.3894 | 400.6357 | 0 | 193470.9704 | 93.5% | 6.503% | 15777.0466 | 0 | 2322.492 | 34.9978 | 963.1834 | 2617.4174 | 2361.6541 | 447.2087 | 22151.2576 | 64089.2953 | 531073.4872 | 617314.0402 | 3012921.6132 | 3634429.5337 | 1.581% | 3692813.5463
MEDICAL BUILDINGS #113 | TERTIARY | MEDICAL BUILDINGS | 22847.5387 | 2018 | 79409.4597 | 86331.4286 | 2500 | 2 | 24771.885 | 8841.642 | 628707.987 | 816873.8747 | 9 | 802040.9888 | 595036.2181 | 61 | 61833.6661 | 51554.2789 | 1 | 4529.978 | 3132.4934 | 1 | 102871.1883 | 7272.5844 | 878935.2551 | 3615.0459 | 141100.4691 | 1599.2481 | 6380.3771 | 42.563 | 81742.8757 | 601.315 | 0 | 254926.3528 | 81.49% | 18.51% | 18602.1309 | 0 | 2273.5756 | 49.5637 | 920.9688 | 3432.9547 | 3349.5042 | 532.1356 | 27234.116 | 78671.6134 | 878203.8763 | 984109.6057 | 3405770.5084 | 4396294.054 | 4.798% | 4617860.286
MEDICAL BUILDINGS #114 | TERTIARY | MEDICAL BUILDINGS | 22079.5404 | 2017 | 64633.2219 | 65070.5229 | 2500 | 2 | 23599.1314 | 11465.6056 | 699396.5701 | 546083.1794 | 8 | 861376.5313 | 536543.4332 | 63 | 43622.5415 | 38295.9515 | 1 | 4255.9797 | 2352.1806 | 1 | 141716.6309 | 4800.7785 | 1080640.0698 | 3494.5147 | 151405.9966 | 2060.2934 | 7652.5784 | 53.0999 | 73814.8655 | 506.2881 | 0 | 271679.7499 | 87.55% | 12.45% | 25319.7186 | 0 | 2587.1149 | 32.3548 | 1197.0758 | 3484.7821 | 3429.0612 | 446.4103 | 32631.0181 | 80073.0965 | 925763.5114 | 1038467.626 | 3766154.5815 | 4809653.6944 | 10.16% | 5353436.8452
MEDICAL BUILDINGS #115 | TERTIARY | MEDICAL BUILDINGS | 19150.6943 | 2021 | 63675.5673 | 68399.0805 | 2500 | 2 | 21700.6592 | 7930.5271 | 571316.9357 | 474596.1971 | 7 | 822048.7324 | 517457.9858 | 74 | 57443.222 | 44734.7044 | 1 | 4650.4274 | 2626.8586 | 1 | 103238.7641 | 4512.4531 | 982402.0724 | 3696.724 | 161289.9647 | 1267.9237 | 5300.3746 | 45.7077 | 79060.2145 | 532.0301 | 0 | 173379.557 | 72.61% | 27.39% | 23116.2101 | 0 | 2316.4543 | 33.8721 | 913.8438 | 3297.2946 | 3046.8255 | 474.623 | 29479.2479 | 70111.3977 | 760415.2776 | 860005.9232 | 3360767.8089 | 4227079.268 | 8.867% | 4638350.9694
MEDICAL BUILDINGS #116 | TERTIARY | MEDICAL BUILDINGS | 24774.217 | 2017 | 78425.7945 | 65367.9555 | 2500 | 2 | 20560.8171 | 12900.5246 | 488942.581 | 664144.9769 | 12 | 780852.4749 | 629726.5563 | 103 | 57818.9441 | 41028.2507 | 1 | 4799.2402 | 2771.7004 | 2 | 112318.4813 | 5827.0005 | 1092295.2693 | 4653.9639 | 173155.7302 | 1767.243 | 7329.7152 | 50.5488 | 95378.5865 | 778.5869 | 0 | 298526.6031 | 74.25% | 25.75% | 23657.2856 | 0 | 2607.4176 | 42.4747 | 1126.9796 | 3264.6886 | 3046.9793 | 580.3036 | 39955.5094 | 92897.3197 | 848089.8442 | 980942.6733 | 3571704.2672 | 4560635.0377 | 0.7396% | 4594616.3815
MEDICAL BUILDINGS #117 | TERTIARY | MEDICAL BUILDINGS | 30830.2361 | 2007 | 63643.7738 | 60028.5636 | 2500 | 2 | 19310.0975 | 9932.6989 | 757272.6917 | 671886.0825 | 12 | 894886.4283 | 624360.0424 | 79 | 46559.2166 | 47474.3235 | 2 | 5405.8534 | 2271.161 | 2 | 128512.6647 | 7855.8705 | 1152077.6719 | 6681.1668 | 211687.8166 | 2499.866 | 10435.9964 | 65.8563 | 89838.1302 | 691.9016 | 0 | 321430.4306 | 80% | 20% | 35519.2169 | 0 | 4577.9994 | 64.3856 | 1132.691 | 5208.0475 | 4824.0288 | 741.3257 | 31289.3044 | 96487.5015 | 964120.3923 | 1091897.1983 | 4069648.8176 | 5168349.2863 | 3.327% | 5346206.2827
MEDICAL BUILDINGS #118 | TERTIARY | MEDICAL BUILDINGS | 17790.041 | 2018 | 44315.8401 | 54694.9582 | 2500 | 2 | 20821.4257 | 8811.0927 | 373054.1738 | 430522.1045 | 7 | 540587.0002 | 451632.8073 | 54 | 34331.1095 | 33235.4955 | 1 | 4205.0357 | 1686.2089 | 1 | 106860.8928 | 4791.6224 | 1033173.0454 | 3739.4932 | 131566.9649 | 1068.7476 | 3999.5645 | 31.2272 | 53654.342 | 393.4058 | 0 | 244824.2214 | 76.56% | 23.44% | 21026.659 | 0 | 2282.1593 | 28.8578 | 631.2562 | 2414.8756 | 2500.0179 | 308.9829 | 29731.1617 | 62093.2123 | 517816.9534 | 609641.3273 | 2862207.4699 | 3475857.6229 | 9.462% | 3839132.8659
MEDICAL BUILDINGS #119 | TERTIARY | MEDICAL BUILDINGS | 7579.5188 | 2014 | 20429.1324 | 21046.2637 | 1600 | 2 | 13109.0324 | 2985.7009 | 147559.159 | 185075.0848 | 3 | 250981.7927 | 156193.0823 | 23 | 16323.4758 | 11366.4291 | 1 | 1226.656 | 837.353 | 0 | 46185.908 | 1671.1268 | 319374.4733 | 1465.1022 | 44212.0962 | 485.6271 | 2179.3234 | 18.5919 | 30790.5931 | 198.63 | 0 | 85868.4427 | 88.26% | 11.74% | 8514.4769 | 0 | 945.4674 | 10.8702 | 273.2588 | 1220.3544 | 1139.5973 | 175.9852 | 9301.3837 | 26390.3013 | 218678.6294 | 254370.3145 | 1075477.7884 | 1331437.2843 | 3.903% | 1385518.8007
MEDICAL BUILDINGS #120 | TERTIARY | MEDICAL BUILDINGS | 16199.7517 | 2019 | 58235.64 | 52828.9888 | 2500 | 2 | 23067.2105 | 6230.2723 | 382746.8944 | 427182.4512 | 5 | 665893.9856 | 363819.2995 | 59 | 45561.8111 | 24327.4424 | 1 | 2621.4118 | 1908.4059 | 1 | 84133.9068 | 4810.3987 | 968517.4349 | 3471.5651 | 132358.1173 | 1541.4572 | 5127.0143 | 38.774 | 70719.5393 | 382.899 | 0 | 188221.2855 | 80.32% | 19.68% | 17206.2422 | 0 | 2073.3446 | 26.2136 | 603.4593 | 2214.5853 | 2172.4008 | 289.8044 | 17809.1197 | 62237.6822 | 732562.6781 | 812609.4799 | 2878866.8609 | 3695138.2139 | 8.326% | 4030757.4272
MEDICAL BUILDINGS #121 | TERTIARY | MEDICAL BUILDINGS | 15244.7856 | 2012 | 36039.1209 | 39437.9832 | 2500 | 2 | 17687.5178 | 6493.9102 | 265348.5758 | 350733.9718 | 6 | 622793.0882 | 325024.8804 | 58 | 36269.2278 | 29451.5399 | 1 | 2947.6116 | 1554.4324 | 1 | 80582.1517 | 4130.1071 | 720382.856 | 2377.8213 | 108323.0427 | 998.3221 | 4085.9795 | 26.4108 | 62993.9997 | 333.3704 | 0 | 118483.3503 | 92.21% | 7.791% | 12363.9145 | 0 | 1985.873 | 31.7054 | 663.4335 | 1877.2133 | 2782.9624 | 392.3095 | 21444.2904 | 55864.5219 | 714050.4977 | 791359.31 | 2290513.9128 | 3085911.3141 | 9.882% | 3424290.341
MEDICAL BUILDINGS #122 | TERTIARY | MEDICAL BUILDINGS | 28079.6265 | 2015 | 73514.2043 | 76949.1517 | 2500 | 2 | 17778.477 | 11896.4272 | 580085.2167 | 1007605.512 | 14 | 1074605.6271 | 529137.6988 | 106 | 55698.0345 | 48433.9286 | 2 | 5579.5254 | 3511.3431 | 2 | 153121.6501 | 7600.5956 | 1516605.0931 | 6051.6564 | 213942.906 | 2516.0355 | 7220.888 | 46.8143 | 125990.2236 | 643.4497 | 0 | 245351.8999 | 86.86% | 13.14% | 21177.2571 | 0 | 2512.0257 | 51.083 | 1079.7514 | 4228.3475 | 4599.8182 | 725.0621 | 41425.7065 | 82476.0277 | 1062626.9268 | 1186528.661 | 4479019.8319 | 5674039.9723 | 6.613% | 6075857.2553
MEDICAL BUILDINGS #123 | TERTIARY | MEDICAL BUILDINGS | 21998.6717 | 2008 | 56802.6057 | 44997.8871 | 2500 | 2 | 23818.156 | 9136.1355 | 555350.2458 | 517834.3097 | 10 | 756670.9821 | 365930.8271 | 68 | 46011.7184 | 37268.1817 | 2 | 3747.3146 | 1756.4949 | 1 | 123503.3249 | 6627.1595 | 926964.4821 | 3688.5525 | 129579.012 | 1551.3312 | 6484.8493 | 49.4399 | 79937.9547 | 459.3788 | 0 | 234018.6031 | 85.44% | 14.56% | 25589.1462 | 0 | 2633.1474 | 42.4872 | 852.4783 | 4075.9623 | 3136.5486 | 425.8137 | 19262.9742 | 51327.0893 | 897309.0506 | 967899.1142 | 3193772.5942 | 4166049.5639 | 6.755% | 4467871.4396
MEDICAL BUILDINGS #124 | TERTIARY | MEDICAL BUILDINGS | 26278.666 | 2012 | 75018.4485 | 82472.2735 | 2500 | 4 | 18106.4799 | 12240.7465 | 720106.0655 | 613049.172 | 9 | 967764.2062 | 598833.9672 | 101 | 44289.7929 | 53059.1891 | 2 | 5096.8576 | 2519.9332 | 2 | 103893.4975 | 6187.1179 | 1063231.1939 | 6009.8923 | 227428.8011 | 1789.7212 | 8520.2902 | 46.8499 | 97871.7739 | 649.7972 | 0 | 260935.3552 | 82.51% | 17.49% | 20660.3253 | 0 | 2781.8341 | 39.3366 | 1163.8847 | 4821.4482 | 2988.8834 | 506.3758 | 28174.7738 | 94483.2839 | 1088396.2128 | 1211054.2705 | 3978503.8995 | 5195602.4328 | 9.195% | 5721728.5332
MEDICAL BUILDINGS #125 | TERTIARY | MEDICAL BUILDINGS | 7252.0969 | 2013 | 25415.8623 | 21418.0371 | 1600 | 2 | 14038.1186 | 2958.2836 | 155572.9978 | 195776.6481 | 4 | 229695.8321 | 162446.6739 | 30 | 14246.3331 | 14067.4991 | 1 | 1603.0033 | 793.1345 | 0 | 43429.5304 | 2052.299 | 383374.397 | 1779.4702 | 49968.9964 | 669.4776 | 1861.6205 | 13.4094 | 29433.2411 | 215.728 | 0 | 76822.1489 | 86.32% | 13.68% | 5331.1847 | 0 | 677.5375 | 11.3679 | 347.6945 | 1039.9825 | 932.4614 | 191.0532 | 7374.0921 | 16404.2412 | 217366.1997 | 241144.533 | 1112324.059 | 1355107.8424 | 6.291% | 1446079.972
MEDICAL BUILDINGS #126 | TERTIARY | MEDICAL BUILDINGS | 28343.7608 | 2008 | 80807.3899 | 85001.1148 | 2500 | 2 | 19015.5484 | 9115.9958 | 450633.4255 | 705321.1822 | 11 | 887891.5091 | 389511.8778 | 88 | 50040.1641 | 43413.5086 | 2 | 3697.4628 | 2907.2375 | 1 | 116314.6711 | 6097.9288 | 1073493.8934 | 6173.3714 | 203950.3079 | 2073.8215 | 9693.0284 | 43.106 | 99450.6444 | 829.8359 | 0 | 249309.6153 | 80.04% | 19.96% | 33925.4045 | 0 | 2767.429 | 46.8809 | 1139.5901 | 3297.698 | 4716.1679 | 662.4769 | 26325.475 | 72009.1458 | 1235662.4567 | 1333997.0775 | 3584520.6217 | 4924306.0477 | 2.159% | 5032982.072
MEDICAL BUILDINGS #127 | TERTIARY | MEDICAL BUILDINGS | 9668.5448 | 2020 | 38354.4472 | 37049.8822 | 1600 | 2 | 12081.165 | 5514.996 | 219183.3471 | 356398.7124 | 4 | 389181.4082 | 186724.7214 | 31 | 22583.752 | 24193.0594 | 1 | 1504.1768 | 898.1865 | 0 | 66034.5462 | 2076.7632 | 419690.1545 | 2290.8601 | 89811.8916 | 586.642 | 2758.371 | 16.006 | 46831.8346 | 300.0034 | 0 | 100078.0723 | 91.62% | 8.381% | 11145.1919 | 0 | 1424.3426 | 14.8872 | 494.8624 | 1251.365 | 1633.9602 | 255.9775 | 16678.4804 | 37390.1393 | 437233.1859 | 491301.8056 | 1567488.1003 | 2061748.5873 | 7.425% | 2227117.3761
MEDICAL BUILDINGS #128 | TERTIARY | MEDICAL BUILDINGS | 7607.9396 | 2006 | 17528.6128 | 21525.2816 | 1600 | 2 | 14981.1502 | 2323.2209 | 143400.5139 | 192832.1748 | 4 | 215819.3562 | 152182.2949 | 28 | 14813.571 | 9489.3408 | 0 | 1139.3805 | 640.6218 | 1 | 36999.6683 | 1557.4554 | 298225.5363 | 1244.9447 | 49051.1845 | 671.6858 | 1755.4638 | 14.8433 | 27097.1313 | 238.2086 | 0 | 68097.8515 | 71.68% | 28.32% | 6220.552 | 0 | 1114.0411 | 14.8259 | 282.6962 | 1244.3425 | 1192.5174 | 137.6173 | 8683.1677 | 18751.4143 | 314967.5457 | 342402.1277 | 971751.6997 | 1316175.7457 | 4.674% | 1380715.4875
MEDICAL BUILDINGS #129 | TERTIARY | MEDICAL BUILDINGS | 28162.7872 | 2008 | 78578.3009 | 77213.7703 | 2500 | 2 | 19104.8872 | 10895.5793 | 571064.8732 | 749262.0881 | 12 | 698967.7515 | 434131.1427 | 103 | 65537.1769 | 49048.7542 | 2 | 4962.6772 | 1961.2277 | 2 | 152793.4711 | 7485.5055 | 1347851.6819 | 5835.7731 | 181857.0799 | 2465.9045 | 6289.3644 | 69.2886 | 67395.3163 | 770.2189 | 0 | 271126.5753 | 90.89% | 9.111% | 31793.3661 | 0 | 2532.5603 | 45.5836 | 1385.186 | 3979.3916 | 3682.6262 | 470.243 | 35231.3532 | 77136.3085 | 1111893.0523 | 1224260.7141 | 3830923.6221 | 5063071.1083 | 2.715% | 5204345.6278
MEDICAL BUILDINGS #130 | TERTIARY | MEDICAL BUILDINGS | 20411.4927 | 2016 | 78200.0089 | 65761.583 | 2500 | 2 | 22151.9716 | 9948.6406 | 410415.9134 | 605754.9186 | 7 | 633603.0964 | 332737.1128 | 60 | 45630.9222 | 40604.3071 | 1 | 2965.9047 | 1871.1624 | 1 | 123718.441 | 5857.6665 | 1042973.3317 | 4085.6479 | 146788.1446 | 1969.9857 | 4680.7716 | 49.0059 | 84445.8376 | 412.4205 | 0 | 186507.3845 | 81.52% | 18.48% | 15325.4395 | 0 | 2931.1892 | 31.1482 | 984.2391 | 2346.2773 | 2882.3388 | 479.2121 | 28074.4256 | 59357.7129 | 705214.9362 | 792647.0748 | 3069293.4609 | 3866685.8179 | 8.788% | 4239217.2993
MEDICAL BUILDINGS #131 | TERTIARY | MEDICAL BUILDINGS | 16854.8693 | 2016 | 62735.8976 | 43386.8946 | 2500 | 2 | 24240.5606 | 8190.3234 | 386666.9696 | 607191.498 | 8 | 743249.6492 | 271911.1712 | 51 | 36523.836 | 36127.065 | 1 | 3265.9819 | 1780.8651 | 1 | 84640.0044 | 5230.1759 | 587574.0861 | 3428.0714 | 160141.889 | 1030.0268 | 5364.8295 | 37.5048 | 66897.8039 | 475.7481 | 0 | 182310.8504 | 83.91% | 16.09% | 16087.1351 | 0 | 2495.9265 | 25.5258 | 900.5706 | 2039.6743 | 2144.8406 | 346.2972 | 21056.6782 | 43721.6124 | 718800.2465 | 783578.5371 | 2556024.2247 | 3343549.0704 | 6.266% | 3567069.8125
MEDICAL BUILDINGS #132 | TERTIARY | MEDICAL BUILDINGS | 18083.3973 | 2014 | 61468.9693 | 42515.6997 | 2500 | 2 | 19294.6593 | 9283.8669 | 436854.6759 | 473607.9458 | 8 | 571327.4922 | 299221.6011 | 65 | 38988.1286 | 29745.902 | 1 | 2991.1417 | 1993.738 | 1 | 93671.9324 | 5360.588 | 855147.1215 | 3629.7024 | 133860.0312 | 1727.877 | 4538.6298 | 31.618 | 78674.6974 | 406.0543 | 0 | 214300.1295 | 91.65% | 8.349% | 19108.5561 | 0 | 2096.8441 | 26.3648 | 947.1083 | 2827.2238 | 2649.1831 | 331.6609 | 22765.1861 | 46348.2941 | 805163.9071 | 874277.3872 | 2743716.7291 | 3622860.3014 | 6.231% | 3863587.6004
MEDICAL BUILDINGS #133 | TERTIARY | MEDICAL BUILDINGS | 19696.9398 | 2021 | 81387.3141 | 74012.2845 | 2500 | 2 | 17754.7948 | 11843.2589 | 562795.1252 | 618337.0393 | 7 | 694653.2536 | 430622.7154 | 53 | 59564.0167 | 44359.8076 | 1 | 5037.7669 | 2561.6249 | 1 | 120646.1254 | 5473.6971 | 973169.6198 | 3097.9236 | 180663.5217 | 1276.0998 | 5272.9761 | 45.7409 | 98498.5644 | 408.8401 | 0 | 174318.8395 | 77.26% | 22.74% | 20037.1336 | 0 | 1974.6509 | 39.5556 | 945.2608 | 2865.4466 | 3606.9355 | 373.1178 | 30965.775 | 58777.546 | 599012.841 | 688756.162 | 3288860.2497 | 3983531.257 | 6.371% | 4254612.6073
MEDICAL BUILDINGS #134 | TERTIARY | MEDICAL BUILDINGS | 13359.6456 | 2015 | 35019.3133 | 39335.0528 | 2500 | 2 | 24048.1526 | 5692.6069 | 332287.9536 | 435995.2454 | 6 | 483491.8648 | 236415.9469 | 40 | 23758.7495 | 29506.0175 | 1 | 2679.8524 | 1649.0444 | 1 | 75411.4997 | 3875.3308 | 476853.2811 | 2502.7618 | 121380.526 | 893.6591 | 4343.6422 | 32.9253 | 45597.6506 | 338.6746 | 0 | 168053.6396 | 72.08% | 27.92% | 13837.8913 | 0 | 1759.4023 | 30.6855 | 711.9976 | 2018.5069 | 2222.2892 | 288.7171 | 20382.6381 | 47329.6548 | 490232.4075 | 557944.7004 | 1974414.6022 | 2535479.8785 | 3.11% | 2616868.5485
MEDICAL BUILDINGS #135 | TERTIARY | MEDICAL BUILDINGS | 19961.938 | 2008 | 42693.1723 | 49636.8756 | 2500 | 2 | 21071.4841 | 6390.8641 | 332683.5616 | 591157.1619 | 10 | 482019.3408 | 337109.7515 | 62 | 33063.2494 | 25388.0231 | 1 | 2923.718 | 1374.2171 | 1 | 102542.3294 | 4939.4134 | 700194.0602 | 3946.5179 | 99701.8722 | 1405.2562 | 4764.5969 | 33.4207 | 52699.5103 | 520.6447 | 0 | 134861.1153 | 68.29% | 31.71% | 22676.929 | 0 | 2533.6775 | 31.8883 | 896.7902 | 3484.6039 | 3309.5049 | 515.2695 | 23559.4098 | 53509.7644 | 897200.377 | 974269.5512 | 2227467.2919 | 3206655.4205 | 5.129% | 3380026.0338
MEDICAL BUILDINGS #136 | TERTIARY | MEDICAL BUILDINGS | 11110.0589 | 2011 | 33429.0526 | 36029.6748 | 2500 | 2 | 18962.768 | 4983.5849 | 194038.9301 | 237627.8757 | 4 | 395705.6995 | 223265.3265 | 39 | 27787.2715 | 21156.1854 | 1 | 1849.1361 | 901.8402 | 1 | 61188.2818 | 3445.6376 | 392594.1003 | 1721.6131 | 72305.3529 | 940.4642 | 3669.5293 | 21.4686 | 41545.8674 | 300.3634 | 0 | 126051.0343 | 84.17% | 15.83% | 11437.2003 | 0 | 1115.7124 | 22.9536 | 592.8904 | 1938.4637 | 2038.8392 | 206.5268 | 15833.9692 | 30828.9139 | 426731.5489 | 473394.432 | 1508093.2111 | 1983596.0224 | 9.269% | 2186242.1999
MEDICAL BUILDINGS #137 | TERTIARY | MEDICAL BUILDINGS | 10084.3821 | 2016 | 37793.5676 | 28574.9339 | 2500 | 2 | 20283.2587 | 4974.0235 | 281061.8101 | 325907.0486 | 4 | 275302.5965 | 174304.7269 | 33 | 20380.2162 | 18063.5704 | 1 | 1955.8147 | 1352.0396 | 1 | 59600.4476 | 2164.8434 | 400408.8843 | 2160.6635 | 93498.2856 | 768.2394 | 2587.1408 | 17.0869 | 36230.8146 | 222.7276 | 0 | 111307.2958 | 85.54% | 14.46% | 9742.9586 | 0 | 1336.4111 | 23.4884 | 388.4026 | 1865.1469 | 1280.0362 | 169.8257 | 12260.8026 | 34946.8641 | 391265.2371 | 438472.9037 | 1471511.8837 | 1913128.3197 | 3.549% | 1983521.8127
MEDICAL BUILDINGS #138 | TERTIARY | MEDICAL BUILDINGS | 10300.0452 | 2015 | 23859.5712 | 37805.7222 | 2500 | 2 | 21905.5962 | 5014.7051 | 290898.2074 | 310110.6623 | 4 | 315963.7137 | 172559.1955 | 35 | 24875.6188 | 23042.3074 | 1 | 1708.911 | 858.1664 | 1 | 57149.0012 | 3223.3567 | 416065.1716 | 1844.5348 | 69317.8693 | 876.8313 | 2716.9879 | 16.9049 | 40560.1332 | 199.1529 | 0 | 116384.3003 | 76.2% | 23.8% | 11907.1932 | 0 | 1480.6541 | 24.3101 | 574.4875 | 1771.461 | 1823.5739 | 176.8386 | 16537.4553 | 34387.5914 | 337661.7245 | 388586.7712 | 1526233.2509 | 1917847.5276 | 3.247% | 1982206.6867
MEDICAL BUILDINGS #139 | TERTIARY | MEDICAL BUILDINGS | 20130.8295 | 2016 | 64599.8365 | 62862.7559 | 2500 | 2 | 19214.8839 | 10180.7656 | 387655.0057 | 604052.4826 | 7 | 730707.701 | 524205.9717 | 72 | 58767.8869 | 29706.9518 | 1 | 3014.4864 | 2008.6419 | 1 | 85272.6821 | 5860.9391 | 952719.9901 | 4102.4808 | 170531.586 | 1904.6971 | 6727.1025 | 42.9208 | 79976.792 | 441.5104 | 0 | 202526.0999 | 79.76% | 20.24% | 19914.454 | 0 | 2360.9981 | 35.605 | 746.9731 | 2792.5323 | 2479.2306 | 329.0592 | 32358.7251 | 53595.6965 | 925380.5883 | 1011335.0098 | 3045817.2449 | 4063160.5737 | 8.797% | 4455076.2012
MEDICAL BUILDINGS #140 | TERTIARY | MEDICAL BUILDINGS | 9890.3287 | 2017 | 27734.6656 | 38671.8365 | 1600 | 2 | 14443.4112 | 3899.9032 | 257321.6878 | 287181.3326 | 4 | 369945.4353 | 227408.7266 | 31 | 29175.7616 | 17696.9717 | 1 | 2132.6727 | 988.0533 | 1 | 53189.5363 | 3284.0404 | 463584.5868 | 2400.7303 | 96019.4566 | 619.9069 | 2234.4944 | 21.0709 | 44798.5894 | 216.1505 | 0 | 104337.4156 | 93.68% | 6.324% | 9254.4948 | 0 | 1025.9862 | 14.4711 | 456.3591 | 1415.4824 | 1319.5439 | 198.7193 | 12258.1591 | 39393.2217 | 349274.574 | 400925.9547 | 1623020.2511 | 2027216.8501 | 7.342% | 2187857.6889
MEDICAL BUILDINGS #141 | TERTIARY | MEDICAL BUILDINGS | 9534.8448 | 2019 | 38268.6928 | 31876.7534 | 1600 | 2 | 15016.7088 | 4395.016 | 200934.1807 | 246581.7509 | 5 | 421816.9299 | 270869.9025 | 35 | 28275.645 | 17156.5439 | 1 | 2092.2162 | 951.868 | 1 | 43234.0681 | 1999.4931 | 543228.4854 | 1905.7656 | 80638.2827 | 674.3983 | 2499.381 | 15.5897 | 35196.1605 | 229.4269 | 0 | 101577.3105 | 91.46% | 8.54% | 7482.3648 | 0 | 1141.4495 | 17.24 | 480.7022 | 1721.7066 | 1481.0139 | 254.4501 | 10272.679 | 32328.8968 | 444032.9259 | 486634.5018 | 1655048.9074 | 2143785.1467 | 5.651% | 2272192.3842
MEDICAL BUILDINGS #142 | TERTIARY | MEDICAL BUILDINGS | 17894.505 | 2019 | 71960.2239 | 46213.0251 | 2500 | 2 | 21407.7916 | 9742.466 | 389141.3466 | 576092.5528 | 7 | 791011.1017 | 404789.3056 | 65 | 37162.2102 | 36660.408 | 1 | 3913.9056 | 2452.2448 | 1 | 93918.0818 | 4644.8848 | 686357.4001 | 2796.3186 | 171748.9538 | 1725.0563 | 3952.5217 | 35.9119 | 76711.8447 | 472.1631 | 0 | 252294.9185 | 79.13% | 20.87% | 21504.8262 | 0 | 2623.5062 | 30.8822 | 688.0831 | 2726.8009 | 2075.9913 | 337.7948 | 19906.4996 | 64556.0909 | 618660.82 | 703123.4105 | 2856082.7028 | 3564646.8093 | 7.912% | 3870897.7884
MEDICAL BUILDINGS #143 | TERTIARY | MEDICAL BUILDINGS | 12987.4821 | 2016 | 46379.64 | 41287.2999 | 2500 | 2 | 20616.1861 | 6040.2919 | 268305.9508 | 308984.5407 | 7 | 495880.2739 | 239908.4024 | 42 | 29949.4808 | 30195.1265 | 1 | 3073.8134 | 1123.1724 | 1 | 89394.2759 | 3394.9099 | 714558.6992 | 2654.3338 | 96016.7395 | 1038.2976 | 3940.4253 | 21.2203 | 52138.3843 | 314.3817 | 0 | 165351.7975 | 86.2% | 13.8% | 10814.5393 | 0 | 1368.1234 | 25.4364 | 712.3057 | 1484.8619 | 1685.8901 | 341.6828 | 14180.3197 | 44509.5423 | 584937.3294 | 643627.1915 | 2174526.484 | 2822064.7701 | 7.865% | 3062979.3214
MEDICAL BUILDINGS #144 | TERTIARY | MEDICAL BUILDINGS | 26609.2753 | 2018 | 76593.859 | 70683.7695 | 2500 | 2 | 23833.0104 | 14443.0472 | 788469.8058 | 706062.8816 | 9 | 1231729.9808 | 614360.4178 | 77 | 57392.7133 | 41491.7333 | 1 | 6074.2136 | 3610.7332 | 1 | 130196.4786 | 6710.8078 | 1485798.9519 | 5630.0197 | 184214.6939 | 1702.1379 | 9056.7042 | 43.0246 | 110938.6675 | 515.3699 | 0 | 296462.6996 | 90.64% | 9.362% | 31754.1336 | 0 | 3414.4825 | 58.0089 | 1056.1115 | 4901.8948 | 4355.6718 | 440.9216 | 32436.4522 | 82699.5998 | 1017158.0707 | 1132294.1227 | 4805545.7869 | 5946415.2505 | 8.898% | 6527236.3293
MEDICAL BUILDINGS #145 | TERTIARY | MEDICAL BUILDINGS | 12719.8479 | 2010 | 37380.1724 | 41265.4253 | 2500 | 2 | 24385.2228 | 6072.9211 | 321761.6427 | 348220.7432 | 4 | 345444.1283 | 273443.2245 | 42 | 21343.4255 | 17689.4687 | 1 | 1640.1986 | 1001.0719 | 1 | 52951.0188 | 3709.745 | 554098.9929 | 3101.9442 | 67142.0071 | 965.4615 | 3320.3726 | 20.3718 | 39188.2122 | 333.0403 | 0 | 97357.8256 | 84.21% | 15.79% | 13753.6355 | 0 | 1798.5894 | 21.9753 | 545.8779 | 2353.3682 | 1598.8426 | 267.793 | 12885.3796 | 40857.4094 | 539868.629 | 593611.418 | 1724590.2366 | 2321279.7872 | 8.654% | 2541185.8922
MEDICAL BUILDINGS #146 | TERTIARY | MEDICAL BUILDINGS | 29324.1423 | 2012 | 89610.5679 | 67339.246 | 2500 | 2 | 18983.0515 | 10671.7717 | 537998.0144 | 693812.9153 | 14 | 1112091.6487 | 476240.0871 | 117 | 66167.1463 | 48696.5708 | 2 | 4840.7907 | 3340.1471 | 2 | 152024.954 | 6778.982 | 962284.4831 | 4711.3656 | 234646.7969 | 2539.0936 | 7117.6006 | 52.8543 | 79116.57 | 868.3501 | 0 | 302209.8815 | 77.74% | 22.26% | 34601.7932 | 0 | 2866.4077 | 66.7587 | 1067.8263 | 3775.3725 | 5049.5685 | 629.1823 | 44232.5252 | 99296.6447 | 860424.3029 | 1003953.4728 | 3959339.5639 | 4971561.5802 | 7.238% | 5359505.8399
MEDICAL BUILDINGS #147 | TERTIARY | MEDICAL BUILDINGS | 17822.6482 | 2020 | 47613.8432 | 68942.8029 | 2500 | 2 | 23300.0284 | 6710.6898 | 533488.0865 | 624439.4138 | 6 | 534029.908 | 363127.4489 | 70 | 35038.9894 | 43622.1193 | 1 | 2975.6999 | 2454.7348 | 1 | 133697.8977 | 4689.0483 | 1036760.4672 | 3415.8897 | 153525.0539 | 1248.0862 | 5834.085 | 43.6503 | 87050.2909 | 456.8443 | 0 | 236636.0939 | 79.63% | 20.37% | 19990.1135 | 0 | 2006.5337 | 32.2724 | 769.154 | 3234.9997 | 2341.7056 | 385.05 | 26224.8174 | 61104.8825 | 732874.7633 | 820204.4632 | 3116855.6986 | 3941694.6372 | 2.011% | 4022583.4578
MEDICAL BUILDINGS #148 | TERTIARY | MEDICAL BUILDINGS | 29693.6578 | 2012 | 68518.918 | 65247.5027 | 2500 | 2 | 19964.8909 | 9185.3767 | 516175.8126 | 694422.4119 | 12 | 957545.4835 | 624016.109 | 89 | 55260.2683 | 60709.6945 | 2 | 6419.1198 | 2475.3824 | 2 | 115410.4281 | 9854.2937 | 1150478.4539 | 5790.8792 | 226128.4985 | 2485.8036 | 7513.5908 | 67.0123 | 105062.1558 | 842.9352 | 0 | 224261.8356 | 90.55% | 9.446% | 30310.0432 | 0 | 3162.3554 | 44.5444 | 1530.609 | 4750.5312 | 4509.6 | 676.2875 | 31277.0457 | 98443.031 | 859664.3075 | 989384.3843 | 3817363.1985 | 4812917.6511 | 4.383% | 5033513.52
MEDICAL BUILDINGS #149 | TERTIARY | MEDICAL BUILDINGS | 7077.8525 | 2015 | 22103.0029 | 18742.9642 | 1600 | 2 | 15227.4757 | 3633.9798 | 169618.7995 | 219445.8464 | 3 | 282788.8919 | 151624.6166 | 21 | 16623.6425 | 15086.0056 | 0 | 1569.3352 | 714.2493 | 0 | 39463.2199 | 1639.1611 | 313489.2675 | 1454.7401 | 50261.3632 | 510.5532 | 1942.1083 | 16.1504 | 19467.5916 | 208.8619 | 0 | 81350.3384 | 79.29% | 20.71% | 7762.7591 | 0 | 1050.3752 | 12.4555 | 322.9684 | 1058.189 | 1317.092 | 127.6449 | 10749.2594 | 24638.3611 | 296404.8639 | 331792.4844 | 1109391.8552 | 1443247.9939 | 1.251% | 1461532.4352
MEDICAL BUILDINGS #150 | TERTIARY | MEDICAL BUILDINGS | 7515.6768 | 2010 | 18365.8238 | 21343.207 | 1600 | 2 | 15738.5709 | 2697.9311 | 162616.1115 | 239085.2401 | 3 | 184550.7674 | 165599.3804 | 20 | 14767.7907 | 14211.3419 | 1 | 1484.3981 | 825.5072 | 0 | 36176.9109 | 2317.541 | 318592.8122 | 1582.9039 | 48263.1235 | 480.9437 | 2334.6466 | 13.1463 | 21376.4705 | 216.8769 | 0 | 86399.0867 | 77.3% | 22.7% | 7665.5704 | 0 | 684.7462 | 16.8617 | 269.8233 | 897.9641 | 1270.2005 | 154.7339 | 8822.8103 | 17993.8373 | 348699.4882 | 375516.1357 | 992183.4205 | 1369185.0664 | 8.028% | 1488692.0615
MEDICAL BUILDINGS #151 | TERTIARY | MEDICAL BUILDINGS | 9981.4436 | 2015 | 32480.8773 | 33889.0906 | 1600 | 2 | 11843.8499 | 3819.5784 | 261080.8004 | 315730.6132 | 4 | 392114.0724 | 251539.7398 | 28 | 19671.2058 | 21460.7026 | 1 | 2151.5954 | 1159.9813 | 1 | 44743.353 | 2071.3305 | 346216.5622 | 1888.8891 | 59337.344 | 794.2895 | 3074.7908 | 22.457 | 40412.9483 | 291.0271 | 0 | 91748.6969 | 78.97% | 21.03% | 10557.7683 | 0 | 1221.2093 | 23.3427 | 339.9349 | 1699.7363 | 1168.8632 | 195.5743 | 11812.1616 | 38947.9856 | 283366.3976 | 334126.5447 | 1450734.1146 | 1788085.9252 | 8.422% | 1952519.081
MEDICAL BUILDINGS #152 | TERTIARY | MEDICAL BUILDINGS | 25771.4398 | 2016 | 69450.6802 | 86557.4109 | 2500 | 4 | 18891.5574 | 14324.4305 | 717525.1543 | 916924.8538 | 11 | 896971.9566 | 655831.8007 | 67 | 67355.239 | 48844.4292 | 1 | 5894.611 | 2278.9522 | 1 | 155327.6806 | 6273.349 | 1398412.0298 | 4304.9041 | 245553.7391 | 2268.5133 | 7403.5102 | 54.219 | 85992.6547 | 701.7172 | 0 | 312142.8831 | 83.72% | 16.28% | 22250.2767 | 0 | 3773.9594 | 53.1901 | 1101.7551 | 3254.3697 | 3659.3147 | 659.4838 | 38902.5127 | 97499.8133 | 789020.4159 | 925422.7419 | 4410271.1834 | 5344041.3994 | 6.379% | 5708175.6348
MEDICAL BUILDINGS #153 | TERTIARY | MEDICAL BUILDINGS | 24969.3799 | 2007 | 71780.8916 | 59546.5806 | 2500 | 2 | 19509.1253 | 10261.2551 | 426719.2736 | 526434.3133 | 10 | 683957.192 | 430059.4063 | 84 | 58677.3058 | 35124.7011 | 2 | 3379.5654 | 1909.604 | 1 | 101102.2778 | 8434.9988 | 874186.6727 | 5647.5853 | 176542.1634 | 2388.7243 | 7316.392 | 45.346 | 88402.2099 | 484.4694 | 0 | 192489.5191 | 65.65% | 34.35% | 29189.9154 | 0 | 2322.581 | 45.5211 | 1233.8714 | 3621.9173 | 3087.2704 | 573.5978 | 28883.0431 | 79749.709 | 971539.3308 | 1080172.083 | 3004359.7772 | 4090149.2271 | 3.045% | 4218613.1831
MEDICAL BUILDINGS #154 | TERTIARY | MEDICAL BUILDINGS | 24329.9488 | 2021 | 92768.7758 | 78492.47 | 2500 | 2 | 20788.604 | 14787.8312 | 705191.8472 | 706751.9176 | 9 | 1119437.3645 | 541033.7608 | 90 | 75751.9559 | 39645.167 | 1 | 5542.4764 | 2700.2237 | 1 | 170424.9147 | 5549.452 | 1025134.4931 | 3791.973 | 243641.8154 | 2274.4699 | 6222.3172 | 50.8659 | 104366.6335 | 685.1611 | 0 | 347044.4704 | 82.34% | 17.66% | 22168.1048 | 0 | 3087.1323 | 52.5536 | 1034.4678 | 3924.5049 | 3592.9145 | 610.1817 | 33797.9256 | 93393.9862 | 1139496.6736 | 1266688.5854 | 4323668.5549 | 5598359.7567 | 9.279% | 6170966.7868
MEDICAL BUILDINGS #155 | TERTIARY | MEDICAL BUILDINGS | 18898.0515 | 2015 | 61727.7124 | 48632.061 | 2500 | 2 | 24393.0045 | 7529.1302 | 459092.0663 | 440234.8295 | 8 | 729706.1471 | 347182.4144 | 57 | 34817.1805 | 38144.2094 | 1 | 4275.2238 | 2207.8185 | 1 | 81592.5732 | 5143.963 | 1003457.7272 | 3124.2067 | 134952.7044 | 1479.3711 | 5132.0515 | 37.1265 | 70686.3614 | 434.0012 | 0 | 216264.7357 | 91.72% | 8.278% | 17346.4011 | 0 | 2717.6723 | 29.8535 | 781.9082 | 2765.6633 | 2199.2081 | 415.5021 | 20808.2821 | 70779.3625 | 658957.7938 | 750545.4385 | 3095536.0839 | 3849889.8581 | 9.853% | 4270658.7569
MEDICAL BUILDINGS #156 | TERTIARY | MEDICAL BUILDINGS | 20394.5777 | 2017 | 72669.3649 | 48480.1752 | 2500 | 2 | 22623.9407 | 8983.2254 | 420763.6375 | 509834.8847 | 10 | 893912.2507 | 409952.6073 | 83 | 38772.5003 | 30439.6865 | 1 | 3960.3333 | 2515.1565 | 1 | 95717.8199 | 4263.6486 | 1138080.5031 | 4509.6919 | 166059.3107 | 1894.6691 | 6461.7782 | 31.9809 | 90671.137 | 538.9814 | 0 | 219747.0605 | 90.09% | 9.911% | 24410.8409 | 0 | 2299.9253 | 33.818 | 860.7479 | 2915.5235 | 2672.1166 | 351.6786 | 27350.1694 | 50475.4198 | 805457.8278 | 883283.4171 | 3444080.7354 | 4331798.1357 | 10.16% | 4821464.1101
MEDICAL BUILDINGS #157 | TERTIARY | MEDICAL BUILDINGS | 26334.2558 | 2009 | 75856.3856 | 84039.0147 | 2500 | 2 | 19629.5467 | 11333.6003 | 483309.0174 | 640781.3017 | 11 | 672734.3961 | 548823.4862 | 82 | 45259.1557 | 34148.4966 | 2 | 5241.1603 | 2314.658 | 2 | 111013.0571 | 7862.8471 | 1265023.8344 | 5435.8536 | 196403.1615 | 2018.309 | 6237.0961 | 63.0853 | 70963.1895 | 745.0782 | 0 | 196908.2624 | 76.17% | 23.83% | 27235.6672 | 0 | 2550.8727 | 40.5071 | 1211.0003 | 4768.3059 | 3368.2988 | 601.8893 | 22739.1958 | 69422.4336 | 1061630.3241 | 1153791.9536 | 3483392.948 | 4644456.1306 | 2.028% | 4740597.7778
MEDICAL BUILDINGS #158 | TERTIARY | MEDICAL BUILDINGS | 28152.4947 | 2020 | 95205.7817 | 98735.8204 | 2500 | 2 | 24544.316 | 15378.501 | 850034.6836 | 785170.4921 | 10 | 837103.8446 | 750532.1144 | 115 | 85835.5758 | 52232.048 | 1 | 6136.943 | 2887.9254 | 1 | 193526.0718 | 6023.6908 | 1197099.9247 | 6130.6296 | 287702.9095 | 1876.1199 | 7946.4108 | 52.4391 | 89338.6644 | 679.5923 | 0 | 351613.1719 | 91.79% | 8.212% | 26723.7232 | 0 | 3967.9609 | 49.0436 | 1392.0723 | 4475.3247 | 3754.0466 | 546.0761 | 32620.4427 | 87716.5627 | 826770.2238 | 947107.2292 | 4446383.4248 | 5400092.6369 | 3.486% | 5595133.9125
MEDICAL BUILDINGS #159 | TERTIARY | MEDICAL BUILDINGS | 25278.9782 | 2020 | 101671.7642 | 86667.5848 | 2500 | 2 | 23932.8734 | 9898.5812 | 710406.5811 | 837346.9696 | 13 | 1177868.1507 | 727736.4652 | 100 | 67246.7207 | 49045.938 | 2 | 4059.3471 | 3670.0368 | 1 | 151311.176 | 8026.0359 | 1109318.2884 | 4172.3095 | 246723.8756 | 1636.6664 | 8646.4158 | 55.3554 | 125759.4248 | 749.3826 | 0 | 257316.3468 | 92.36% | 7.644% | 25337.3013 | 0 | 3015.8672 | 48.1676 | 1018.2672 | 3251.7222 | 4273.4158 | 439.516 | 45032.2578 | 93431.7039 | 1119994.8699 | 1258458.8315 | 4403326.7293 | 5668718.2617 | 1.671% | 5765028.4678
MEDICAL BUILDINGS #160 | TERTIARY | MEDICAL BUILDINGS | 8770.3697 | 2011 | 21809.8949 | 18573.581 | 1600 | 2 | 13722.019 | 3994.2927 | 211163.2029 | 203912.6753 | 3 | 334433.9031 | 150158.8946 | 31 | 15386.3846 | 12312.2441 | 1 | 1610.3531 | 778.3467 | 0 | 37705.0113 | 2946.9529 | 448393.4262 | 1714.8463 | 57951.0264 | 640.0254 | 2559.1518 | 13.7467 | 34057.1285 | 264.5863 | 0 | 92957.1086 | 91.16% | 8.836% | 9125.6193 | 0 | 1214.0624 | 14.209 | 392.9416 | 1453.9063 | 1593.0933 | 203.8301 | 10047.122 | 20426.9236 | 338824.5252 | 369298.5708 | 1375691.6668 | 1746663.4185 | 8.109% | 1900807.3067
MEDICAL BUILDINGS #161 | TERTIARY | MEDICAL BUILDINGS | 28501.278 | 2011 | 61274.111 | 84321.5632 | 2500 | 2 | 19226.2677 | 9992.8261 | 711945.6457 | 869687.3214 | 14 | 1023755.5947 | 474870.0534 | 85 | 59287.6471 | 42880.6133 | 2 | 4834.9219 | 2182.6888 | 2 | 153871.6932 | 6682.9977 | 1162132.827 | 6844.0747 | 164537.748 | 2165.9538 | 8324.0781 | 68.6625 | 115500.6505 | 880.6476 | 0 | 213171.3011 | 86.96% | 13.04% | 33202.4195 | 0 | 3102.2744 | 46.3408 | 1203.0343 | 4915.6931 | 4437.2222 | 595.8548 | 35133.0349 | 74108.0077 | 1274366.8207 | 1383607.8633 | 4076599.2133 | 5468814.9457 | 8.369% | 5968274.8776
MEDICAL BUILDINGS #162 | TERTIARY | MEDICAL BUILDINGS | 15540.2609 | 2016 | 44952.919 | 49022.2312 | 2500 | 2 | 24610.2357 | 8515.7206 | 382975.4987 | 448075.319 | 8 | 534291.9771 | 330293.4983 | 40 | 45502.3713 | 30007.4476 | 1 | 2922.1752 | 1790.7204 | 1 | 105513.4554 | 4201.0882 | 774734.1538 | 2838.3085 | 133134.6912 | 1167.5321 | 4703.6574 | 37.2757 | 53824.9136 | 372.1038 | 0 | 172804.4661 | 76.71% | 23.29% | 12957.8692 | 0 | 1717.3157 | 32.0109 | 803.5749 | 2761.5978 | 2600.4004 | 334.8227 | 21523.5451 | 39154.7031 | 476405.6844 | 537083.9326 | 2491945.6445 | 3033438.3216 | 6.119% | 3231163.0394
MEDICAL BUILDINGS #163 | TERTIARY | MEDICAL BUILDINGS | 19195.6533 | 2019 | 49303.9051 | 69997.1686 | 2500 | 2 | 23651.8764 | 7802.7355 | 502743.1408 | 503855.5483 | 6 | 901563.4463 | 348327.636 | 77 | 36491.0123 | 40104.1941 | 1 | 4354.7614 | 2249.8151 | 1 | 138799.0945 | 6476.2218 | 858012.7299 | 2853.6804 | 167678.0111 | 1659.7828 | 4612.2337 | 44.2554 | 86705.6849 | 398.0295 | 0 | 254925.6638 | 76.97% | 23.03% | 22810.468 | 0 | 2622.6644 | 28.2911 | 923.0661 | 2403.7759 | 3418.5493 | 391.6019 | 23611.5421 | 80273.8741 | 654156.8658 | 758042.282 | 3347858.5349 | 4112074.7463 | 2.513% | 4218070.9331
MEDICAL BUILDINGS #164 | TERTIARY | MEDICAL BUILDINGS | 31063.4936 | 2009 | 62345.158 | 71435.4657 | 2500 | 2 | 20997.8438 | 9585.8041 | 724222.6367 | 706175.3225 | 15 | 862300.9065 | 431831.4537 | 96 | 50354.9037 | 44499.1209 | 2 | 4336.6426 | 2990.9864 | 2 | 145740.9429 | 8871.5086 | 987832.7711 | 5534.3914 | 179907.764 | 2340.1273 | 10533.8417 | 51.152 | 101972.0076 | 857.5651 | 0 | 274097.8803 | 70.85% | 29.15% | 33047.7788 | 0 | 4104.8107 | 73.3365 | 1649.6502 | 5000.0028 | 5039.514 | 757.1082 | 33525.396 | 99765.8455 | 1365106.6321 | 1498397.8736 | 3797162.4735 | 5304481.4353 | 5.961% | 5640725.2299
MEDICAL BUILDINGS #165 | TERTIARY | MEDICAL BUILDINGS | 13907.1016 | 2009 | 35703.8294 | 38226.9199 | 2500 | 2 | 21698.5334 | 5790.4251 | 252408.8809 | 310822.2286 | 7 | 517560.0043 | 195354.2609 | 48 | 30224.3803 | 26280.6375 | 1 | 2763.5428 | 1433.9683 | 1 | 78483.6601 | 3445.3091 | 497587.6156 | 2453.9368 | 92939.8621 | 1084.2518 | 3983.7672 | 35.2333 | 38988.6098 | 350.9374 | 0 | 100423.741 | 90.39% | 9.609% | 14345.0806 | 0 | 1724.7775 | 31.5717 | 637.4019 | 2449.9556 | 2007.2649 | 285.4756 | 14576.6345 | 45968.7044 | 415656.6999 | 476202.0388 | 1842470.3288 | 2321759.2039 | 4.228% | 2424248.7416
MEDICAL BUILDINGS #166 | TERTIARY | MEDICAL BUILDINGS | 20715.3055 | 2010 | 47945.1295 | 57271.3999 | 2500 | 2 | 18629.7058 | 6171.2116 | 384814.3465 | 640722.9515 | 8 | 510297.7041 | 328516.4326 | 57 | 52537.2227 | 26660.2797 | 1 | 3995.0066 | 1654.3289 | 1 | 120754.5549 | 5850.6699 | 1005032.0496 | 4748.8102 | 110834.5299 | 1728.5481 | 6724.1035 | 46.4969 | 56115.1994 | 651.4495 | 0 | 147696.5043 | 87.69% | 12.31% | 16947.592 | 0 | 2454.1997 | 41.9508 | 988.3354 | 3209.2581 | 3747.2977 | 496.3548 | 26137.5873 | 71284.9194 | 763731.2009 | 861153.7076 | 2735308.1009 | 3600629.7768 | 5.167% | 3796824.4372
MEDICAL BUILDINGS #167 | TERTIARY | MEDICAL BUILDINGS | 12280.248 | 2007 | 33020.1114 | 31891.0996 | 2500 | 2 | 23538.4081 | 4334.2936 | 225967.8875 | 296496.7356 | 5 | 388379.9663 | 233897.9778 | 40 | 20240.8855 | 16888.3233 | 1 | 1434.7744 | 1101.2676 | 1 | 53856.253 | 3039.3452 | 380095.8511 | 1920.4024 | 87932.4002 | 786.3541 | 3746.7461 | 23.1594 | 40389.2383 | 240.5425 | 0 | 118108.8995 | 92.06% | 7.938% | 9898.7269 | 0 | 1667.4832 | 27.0448 | 486.0603 | 1913.3298 | 1979.3469 | 302.0583 | 13380.7155 | 36433.7109 | 358579.9252 | 408394.3516 | 1510711.1569 | 1922411.9521 | 8.481% | 2100562.7491
MEDICAL BUILDINGS #168 | TERTIARY | MEDICAL BUILDINGS | 24771.1926 | 2022 | 107339.7648 | 106292.557 | 2500 | 4 | 21794.904 | 13046.5068 | 756969.448 | 976347.7337 | 9 | 1189302.3114 | 462057.9575 | 82 | 57775.1846 | 50568.026 | 1 | 5549.7609 | 2492.1921 | 1 | 190850.985 | 7382.6217 | 1046781.8938 | 5108.1248 | 241963.079 | 1641.7518 | 7681.6763 | 38.7221 | 103202.7327 | 558.3951 | 0 | 327541.7774 | 80.28% | 19.72% | 19584.7023 | 0 | 3453.4358 | 42.7017 | 844.126 | 3896.783 | 3578.9448 | 627.9641 | 42557.5758 | 84058.3583 | 1034747.3332 | 1161363.2674 | 4496785.7105 | 5667570.0998 | 8.784% | 6213323.8175
MEDICAL BUILDINGS #169 | TERTIARY | MEDICAL BUILDINGS | 13691.5526 | 2007 | 39728.1039 | 42632.6744 | 2500 | 2 | 17822.8359 | 4187.9047 | 291958.5058 | 271128.7718 | 7 | 410178.2887 | 293866.9873 | 47 | 30661.4659 | 20421.6949 | 1 | 2147.8805 | 1277.3401 | 1 | 71008.9923 | 3485.3911 | 483619.2715 | 2487.3815 | 69548.8021 | 1312.7256 | 3016.0696 | 26.6528 | 39205.7122 | 289.6173 | 0 | 93325.8061 | 83.41% | 16.59% | 11508.3566 | 0 | 1321.8093 | 31.4752 | 763.0151 | 1946.3184 | 2118.6921 | 340.2887 | 14441.1707 | 42197.8564 | 466994.301 | 523633.3282 | 1719746.7138 | 2246391.6197 | 6.624% | 2405751.9979
MEDICAL BUILDINGS #170 | TERTIARY | MEDICAL BUILDINGS | 28591.942 | 2014 | 79661.3096 | 101554.8919 | 2500 | 2 | 22718.4679 | 9548.1229 | 634098.5217 | 755359.1207 | 9 | 837287.2073 | 449584.2526 | 79 | 64193.7785 | 38845.1912 | 2 | 6225.6357 | 2688.5699 | 2 | 136180.3963 | 7740.4036 | 1161428.5538 | 5579.9585 | 199580.1453 | 2403.8121 | 7390.0652 | 51.2252 | 87746.2879 | 647.7476 | 0 | 325726.5095 | 91.43% | 8.574% | 24855.9986 | 0 | 3219.3634 | 53.6884 | 1014.9393 | 3731.2885 | 4152.6171 | 497.1163 | 30768.0944 | 103840.7296 | 1303264.867 | 1437873.6911 | 3975650.8001 | 5422018.4021 | 4.713% | 5690192.9937
MEDICAL BUILDINGS #171 | TERTIARY | MEDICAL BUILDINGS | 24254.4126 | 2012 | 71620.7313 | 61868.6388 | 2500 | 2 | 18336.1027 | 9380.4487 | 581855.8398 | 546103.7848 | 8 | 905505.9341 | 467338.8036 | 79 | 39404.0041 | 38105.1328 | 1 | 4638.856 | 2814.5031 | 1 | 134877.1547 | 5397.5551 | 803532.368 | 5991.433 | 184709.7831 | 2317.2022 | 6483.9149 | 49.6347 | 85440.2333 | 653.586 | 0 | 179646.0261 | 91.18% | 8.82% | 20362.5827 | 0 | 3011.7265 | 36.2034 | 1321.688 | 4062.2883 | 3496.4822 | 621.4808 | 24802.699 | 85711.0817 | 981512.6902 | 1092026.4709 | 3338978.9313 | 4437991.5382 | 8.042% | 4826092.043
MEDICAL BUILDINGS #172 | TERTIARY | MEDICAL BUILDINGS | 22798.5508 | 2013 | 50503.2304 | 66098.4211 | 2500 | 2 | 17881.3076 | 10511.1945 | 466438.5091 | 648121.3791 | 11 | 762960.6648 | 352066.3709 | 80 | 58552.6701 | 44724.7909 | 1 | 3066.1954 | 2429.0826 | 1 | 139797.0571 | 7642.0115 | 1098369.4622 | 4529.5127 | 149086.2453 | 1520.8961 | 5709.5251 | 43.6303 | 97378.7192 | 546.9858 | 0 | 194551.9599 | 87.61% | 12.39% | 26776.5165 | 0 | 3218.363 | 35.3915 | 1082.2477 | 4083.624 | 3759.6904 | 567.6154 | 33150.1729 | 70214.1137 | 1007754.5305 | 1111118.8171 | 3366744.0859 | 4483607.2264 | 7.45% | 4844536.904
MEDICAL BUILDINGS #173 | TERTIARY | MEDICAL BUILDINGS | 20277.1848 | 2015 | 62568.9682 | 64274.2678 | 2500 | 2 | 22950.9405 | 8094.8561 | 576148.7229 | 541505.7655 | 6 | 724831.1098 | 505400.6803 | 64 | 38354.3501 | 45815.8729 | 1 | 2900.2649 | 2179.4059 | 1 | 94039.1529 | 6112.9806 | 1103495.5321 | 3927.8459 | 124901.8171 | 1572.1901 | 6414.8219 | 42.1564 | 71951.3665 | 389.063 | 0 | 205508.521 | 81.71% | 18.29% | 22587.7927 | 0 | 2146.7886 | 35.1823 | 936.2635 | 2667.8708 | 3499.2804 | 433.9882 | 23853.6696 | 67902.1824 | 900980.6177 | 992736.4698 | 3333566.3473 | 4332303.1285 | 9.462% | 4785047.0693
MEDICAL BUILDINGS #174 | TERTIARY | MEDICAL BUILDINGS | 18935.6506 | 2018 | 71438.2202 | 69492.333 | 2500 | 2 | 18714.2605 | 10045.246 | 585219.3266 | 453862.8357 | 7 | 761526.612 | 398622.6364 | 78 | 51372.3445 | 29097.2137 | 1 | 4595.0611 | 1618.2378 | 1 | 113234.8878 | 4405.6633 | 989598.7884 | 4368.6598 | 166144.6935 | 1356.8231 | 4264.0279 | 37.1806 | 73093.2237 | 588.9046 | 0 | 253647.2656 | 91.44% | 8.557% | 22542.0669 | 0 | 2724.9615 | 36.3611 | 786.3482 | 2164.1909 | 2403.4282 | 484.046 | 28572.1645 | 62893.8968 | 767188.1264 | 858654.1877 | 3409620.5892 | 4274658.4171 | 1.073% | 4321023.1804
MEDICAL BUILDINGS #175 | TERTIARY | MEDICAL BUILDINGS | 8003.3013 | 2020 | 29782.2883 | 26320.7486 | 1600 | 2 | 11484.573 | 4469.1761 | 211147.8716 | 273426.7619 | 3 | 324504.0977 | 162173.8815 | 27 | 16317.4614 | 17701.8092 | 0 | 1972.5985 | 929.5058 | 0 | 48379.7824 | 1811.9634 | 476941.9532 | 1933.3963 | 79883.0335 | 721.8664 | 2122.5924 | 14.5917 | 34046.4047 | 244.741 | 0 | 84257.6255 | 81.55% | 18.45% | 8582.5633 | 0 | 1007.5064 | 16.1251 | 446.2542 | 1169.6658 | 1365.6106 | 138.6454 | 8774.7567 | 30323.9162 | 330291.7457 | 369390.4186 | 1449083.2937 | 1821431.3253 | 4.589% | 1909040.2559
MEDICAL BUILDINGS #176 | TERTIARY | MEDICAL BUILDINGS | 15164.8759 | 2012 | 36675.8238 | 46843.0068 | 2500 | 2 | 21145.0219 | 4780.6242 | 286411.8382 | 379313.9063 | 7 | 492022.8939 | 260951.3026 | 50 | 32016.1645 | 29946.5343 | 1 | 2851.808 | 1140.9392 | 1 | 73171.8681 | 4287.7311 | 653842.6611 | 2736.5641 | 82715.9698 | 1230.5242 | 4975.9221 | 33.6578 | 44581.4243 | 424.9018 | 0 | 156515.9527 | 87.94% | 12.06% | 12684.1028 | 0 | 1479.0091 | 32.9926 | 818.5233 | 2802.1548 | 1780.6661 | 332.056 | 22928.3991 | 46144.5789 | 703150.5678 | 772223.5458 | 2083845.8739 | 2859181.5242 | 3.612% | 2966313.5206
MEDICAL BUILDINGS #177 | TERTIARY | MEDICAL BUILDINGS | 26803.0488 | 2011 | 61633.6114 | 64937.4109 | 2500 | 2 | 23077.3406 | 10205.5126 | 514093.1283 | 866483.0349 | 9 | 674294.0172 | 552315.8112 | 91 | 50303.8579 | 52170.9591 | 1 | 4885.9201 | 2082.7843 | 1 | 116397.8242 | 5709.2128 | 1236454.4316 | 4270.5079 | 202425.0904 | 2228.488 | 6393.1491 | 47.7706 | 109014.7697 | 654.9599 | 0 | 214597.2144 | 85.12% | 14.88% | 31174.0753 | 0 | 2944.5965 | 49.7542 | 948.048 | 3665.5202 | 4044.3289 | 551.9088 | 29906.0154 | 75286.4424 | 795371.0396 | 900563.4974 | 3539327.4712 | 4446243.79 | 9.878% | 4933574.7631
MEDICAL BUILDINGS #178 | TERTIARY | MEDICAL BUILDINGS | 32602.79 | 2022 | 119648.2443 | 101744.2781 | 2500 | 4 | 19192.6843 | 14913.3331 | 1062162.9627 | 1111648.2065 | 13 | 1156977.6604 | 701128.0819 | 83 | 67321.8512 | 63173.5386 | 2 | 8618.4607 | 3237.7743 | 2 | 160494.7292 | 10013.6151 | 1337038.189 | 4983.0595 | 322282.6271 | 2599.3759 | 9789.0839 | 78.4839 | 137168.3319 | 698.4676 | 0 | 393717.1486 | 74.05% | 25.95% | 33331.4081 | 0 | 4847.4758 | 47.3929 | 1390.5181 | 5673.4094 | 4809.3529 | 741.626 | 41611.4385 | 130505.6189 | 1402538.0454 | 1574655.1028 | 5315317.1763 | 6897974.2398 | 2.245% | 7056412.3335
MEDICAL BUILDINGS #179 | TERTIARY | MEDICAL BUILDINGS | 7805.3421 | 2010 | 17020.5449 | 22793.9673 | 1600 | 2 | 11211.913 | 3094.5036 | 129200.5015 | 235060.4202 | 3 | 194236.0097 | 160267.1214 | 20 | 12836.9746 | 13883.258 | 1 | 1231.4859 | 568.0194 | 0 | 45084.8138 | 2574.9536 | 310455.21 | 1228.0804 | 51758.7451 | 566.6713 | 2590.8196 | 19.6777 | 27599.4825 | 186.8869 | 0 | 73404.4145 | 78.28% | 21.72% | 6786.0892 | 0 | 1025.1721 | 11.9219 | 264.8106 | 956.6779 | 1153.0548 | 173.3193 | 7138.6162 | 21606.6936 | 337584.6096 | 366329.9193 | 965730.1011 | 1334341.0106 | 8.778% | 1462740.6565
MEDICAL BUILDINGS #180 | TERTIARY | MEDICAL BUILDINGS | 33524.0899 | 2019 | 119178.0533 | 112913.4867 | 2500 | 4 | 21035.2299 | 16753.378 | 954692.898 | 1005577.4021 | 13 | 1041237.25 | 581067.2949 | 129 | 67178.5448 | 71110.7655 | 2 | 6501.675 | 3836.358 | 2 | 194419.1607 | 8674.492 | 1583474.1873 | 6269.2113 | 217895.3582 | 2189.7936 | 10469.393 | 63.7008 | 117531.8377 | 955.4605 | 0 | 383999.9325 | 86.08% | 13.92% | 30096.8734 | 0 | 4047.1883 | 54.3305 | 1455.3577 | 6176.3235 | 5445.4577 | 621.998 | 42250.0043 | 119747.8929 | 1270381.3003 | 1432379.1975 | 5237495.6831 | 6680192.3479 | 9.963% | 7419401.807
MEDICAL BUILDINGS #181 | TERTIARY | MEDICAL BUILDINGS | 7900.3201 | 2015 | 23882.8701 | 19466.558 | 1600 | 2 | 13794.7769 | 2788.7669 | 239811.9192 | 253046.9274 | 3 | 239769.5795 | 127950.0551 | 23 | 13796.8368 | 15950.3155 | 0 | 1778.9631 | 657.257 | 0 | 37814.5202 | 2455.1923 | 410106.0383 | 1699.1408 | 74351.7329 | 573.2034 | 2136.5709 | 12.9732 | 23623.0964 | 239.6017 | 0 | 63734.3672 | 80.87% | 19.13% | 6730.3528 | 0 | 1077.5641 | 12.6245 | 339.7096 | 1007.1876 | 1304.2973 | 167.0274 | 10758.654 | 20737.9699 | 334721.1163 | 366217.7402 | 1243471.1454 | 1611525.2468 | 4.379% | 1685321.4813
MEDICAL BUILDINGS #182 | TERTIARY | MEDICAL BUILDINGS | 24147.76 | 2015 | 81277.9799 | 78507.1977 | 2500 | 2 | 22953.851 | 9571.7796 | 733980.9125 | 782294.3834 | 11 | 931598.8733 | 553377.4877 | 87 | 41949.8033 | 37831.6908 | 1 | 3496.8893 | 2095.9348 | 2 | 134811.858 | 7518.9039 | 1201938.1366 | 3837.9716 | 215823.5104 | 1689.1906 | 8267.276 | 57.0634 | 107780.4385 | 715.5081 | 0 | 286069.7142 | 77.38% | 22.62% | 23425.9047 | 0 | 3003.6718 | 55.1581 | 1200.9605 | 2899.9619 | 3265.6543 | 546.7314 | 34293.3376 | 59533.0717 | 945150.6946 | 1038977.1039 | 4122971.8201 | 5167955.2501 | 2.835% | 5318721.449
MEDICAL BUILDINGS #183 | TERTIARY | MEDICAL BUILDINGS | 9517.7821 | 2020 | 35550.2472 | 27177.064 | 1600 | 2 | 11611.7389 | 5082.0755 | 309655.6479 | 320073.1756 | 3 | 343076.2536 | 241894.3185 | 29 | 19662.2928 | 20391.43 | 0 | 2206.9632 | 1009.1503 | 0 | 69371.8342 | 2860.7953 | 581689.5544 | 1793.3786 | 60701.8674 | 817.8171 | 2529.7362 | 14.5994 | 39178.9985 | 299.5802 | 0 | 99540.8844 | 91.32% | 8.677% | 11445.5375 | 0 | 1012.1094 | 21.0345 | 447.7998 | 1357.1848 | 1664.7803 | 244.3999 | 11352.8374 | 41094.9156 | 361168.7958 | 413616.5488 | 1731088.9635 | 2148020.2319 | 10.19% | 2391796.663
MEDICAL BUILDINGS #184 | TERTIARY | MEDICAL BUILDINGS | 14184.6249 | 2011 | 45894.2743 | 34655.7147 | 2500 | 2 | 21973.9172 | 7025.9251 | 283145.5589 | 428994.7504 | 7 | 526498.7086 | 292184.3852 | 40 | 24403.6413 | 22012.02 | 1 | 2631.4196 | 1430.5676 | 1 | 61871.3174 | 3830.3114 | 579466.7466 | 3387.1454 | 89853.6841 | 1205.7931 | 4302.3396 | 22.9349 | 40996.5767 | 410.9548 | 0 | 135711.3588 | 93.19% | 6.807% | 10710.4187 | 0 | 1820.9466 | 21.3058 | 556.5138 | 1647.2039 | 1674.2909 | 306.0854 | 15146.0301 | 44319.7179 | 586824.3262 | 646290.0742 | 1989043.4665 | 2638039.9776 | 10.08% | 2933921.3836
MEDICAL BUILDINGS #185 | TERTIARY | MEDICAL BUILDINGS | 13681.7487 | 2011 | 45061.0104 | 37898.4873 | 2500 | 2 | 23625.2176 | 5616.6412 | 361061.322 | 318775.334 | 5 | 403427.334 | 226921.2347 | 57 | 27974.9378 | 22104.7578 | 1 | 1841.1099 | 1174.8349 | 1 | 61857.4262 | 4203.0734 | 583415.6887 | 2867.221 | 91588.7321 | 970.7366 | 4047.1547 | 32.484 | 36554.6347 | 363.8742 | 0 | 139759.8682 | 79.92% | 20.08% | 14620.0852 | 0 | 1814.9488 | 25.2237 | 500.3598 | 1905.7217 | 2491.1773 | 234.873 | 20588.0749 | 42640.1383 | 634533.5555 | 697761.7687 | 1955348.2321 | 2656061.0066 | 9.91% | 2948227.2352
MEDICAL BUILDINGS #186 | TERTIARY | MEDICAL BUILDINGS | 8033.6059 | 2011 | 24387.7302 | 17433.2214 | 1600 | 2 | 14847.6851 | 3195.9072 | 210996.7078 | 165010.206 | 3 | 222778.9554 | 138870.2093 | 22 | 14021.2988 | 11173.239 | 0 | 1454.8785 | 620.7244 | 0 | 45369.7992 | 2646.8036 | 344884.9247 | 1767.3642 | 52614.396 | 765.6017 | 2323.0235 | 14.5964 | 25536.3374 | 159.0434 | 0 | 70851.1571 | 84.63% | 15.37% | 6060.1493 | 0 | 1037.5264 | 12.5448 | 307.807 | 1443.4032 | 1125.5733 | 194.7486 | 11365.6957 | 25641.1423 | 368259.5995 | 405266.4376 | 1126362.9404 | 1533823.8361 | 1.031% | 1549804.1163
MEDICAL BUILDINGS #187 | TERTIARY | MEDICAL BUILDINGS | 7693.5595 | 2022 | 31063.1681 | 27086.4597 | 1600 | 2 | 13653.0482 | 4750.3985 | 193874.7197 | 245471.0478 | 3 | 239819.671 | 196373.7778 | 21 | 17292.8917 | 16579.7371 | 0 | 1252.8826 | 1084.3138 | 0 | 56883.2095 | 2606.0123 | 455170.9135 | 1419.3333 | 79699.1184 | 708.1679 | 1698.414 | 18.283 | 30987.2274 | 173.7134 | 0 | 82462.3864 | 86.72% | 13.28% | 7411.5347 | 0 | 878.5681 | 13.7195 | 313.8296 | 1380.0988 | 1325.0031 | 155.9519 | 11682.2933 | 30015.7597 | 285665.3526 | 327363.4057 | 1327484.4137 | 1657077.59 | 9.129% | 1823548.1318
MEDICAL BUILDINGS #188 | TERTIARY | MEDICAL BUILDINGS | 16097.7715 | 2017 | 52890.0146 | 60083.37 | 2500 | 2 | 18529.3857 | 8857.2557 | 314658.5109 | 402762.9987 | 7 | 606631.5005 | 304491.4636 | 55 | 44183.245 | 24319.3983 | 1 | 2817.1437 | 1684.7293 | 1 | 85902.1499 | 3805.4826 | 632387.7493 | 3558.3557 | 109991.1663 | 1025.1728 | 4906.7187 | 25.8499 | 53930.8577 | 442.1191 | 0 | 181792.0874 | 72.59% | 27.41% | 17870.2896 | 0 | 1961.0696 | 28.3293 | 819.5621 | 2776.2476 | 2075.1958 | 309.5163 | 19879.1056 | 42067.7341 | 656427.9868 | 718374.8265 | 2331323.7886 | 3053935.0944 | 4.46% | 3196508.7875
MEDICAL BUILDINGS #189 | TERTIARY | MEDICAL BUILDINGS | 26817.9262 | 2006 | 74397.7079 | 49461.0581 | 2500 | 2 | 18923.5599 | 9476.3527 | 520205.5781 | 657610.5351 | 11 | 929309.6732 | 464235.8979 | 108 | 47485.9819 | 43892.4441 | 2 | 4286.963 | 2329.5239 | 2 | 108040.4007 | 6680.1938 | 1061911.1089 | 5201.5176 | 196339.7806 | 1626.4371 | 8867.5817 | 58.111 | 79237.1206 | 733.316 | 0 | 190945.8255 | 82.78% | 17.22% | 23407.2206 | 0 | 3847.6664 | 49.1751 | 1181.7871 | 4546.831 | 3139.4336 | 576.1925 | 23563.869 | 75125.4002 | 1111055.3868 | 1209744.656 | 3545901.5118 | 4762908.4059 | 8.843% | 5224940.2129
MEDICAL BUILDINGS #190 | TERTIARY | MEDICAL BUILDINGS | 26683.2801 | 2015 | 65893.8641 | 67480.3722 | 2500 | 2 | 20156.9766 | 12230.7473 | 605770.4938 | 934062.8518 | 10 | 908318.8546 | 599632.5566 | 94 | 51465.1719 | 47001.5155 | 2 | 4629.7296 | 2656.4707 | 2 | 181340.903 | 7617.3527 | 1357066.6033 | 5820.1275 | 244215.4672 | 1867.9077 | 7644.6747 | 64.0587 | 83482.0692 | 524.077 | 0 | 214297.5131 | 78.15% | 21.85% | 27905.7131 | 0 | 2560.3163 | 54.9083 | 1085.4837 | 3800.9441 | 4663.8103 | 557.6589 | 36434.3627 | 64352.4763 | 1028607.806 | 1129394.6449 | 4100084.0946 | 5237342.1062 | 8.653% | 5733483.1482
MEDICAL BUILDINGS #191 | TERTIARY | MEDICAL BUILDINGS | 13489.6628 | 2013 | 36754.1058 | 42433.2371 | 2500 | 2 | 24954.639 | 5087.2303 | 241320.5089 | 390220.8471 | 6 | 428773.5866 | 336237.2024 | 35 | 26485.4331 | 22927.2582 | 1 | 2400.4827 | 1309.1246 | 1 | 65273.6611 | 3318.7138 | 647741.7956 | 2432.127 | 109387.3838 | 849.7427 | 4488.8977 | 30.4969 | 48135.6796 | 303.6579 | 0 | 130320.022 | 84.92% | 15.08% | 10313.3357 | 0 | 1644.3885 | 23.0173 | 506.5863 | 1602.9203 | 1556.3246 | 277.0752 | 13267.7308 | 50251.3309 | 413370.2735 | 476889.3353 | 1943489.4088 | 2423688.8497 | 4.761% | 2544839.6644
MEDICAL BUILDINGS #192 | TERTIARY | MEDICAL BUILDINGS | 13118.5642 | 2020 | 37687.3212 | 40757.9394 | 2500 | 2 | 21981.2413 | 7274.8866 | 334541.0473 | 468458.9349 | 4 | 394374.2231 | 295072.2306 | 40 | 25206.1975 | 24134.8531 | 1 | 2300.0918 | 1573.4819 | 1 | 75659.4856 | 4271.8023 | 645987.8915 | 2147.0022 | 106892.2255 | 853.5991 | 4293.0601 | 32.2132 | 51898.7674 | 345.551 | 0 | 115315.7499 | 81.66% | 18.34% | 14147.3814 | 0 | 1614.2964 | 19.0151 | 719.8443 | 1497.6099 | 1810.9447 | 232.2849 | 15618.1737 | 52136.1602 | 492156.4652 | 559910.799 | 2004568.9893 | 2567942.951 | 8.374% | 2802629.6807
MEDICAL BUILDINGS #193 | TERTIARY | MEDICAL BUILDINGS | 21478.1714 | 2006 | 43366.9337 | 60862.7265 | 2500 | 2 | 20193.5807 | 8552.4631 | 362224.3298 | 490425.2462 | 11 | 750553.2401 | 348400.194 | 67 | 32247.3504 | 32875.415 | 1 | 2452.2695 | 2097.0188 | 1 | 97977.1787 | 5964.5157 | 915059.3678 | 3796.2887 | 144123.5143 | 2000.8455 | 5000.4512 | 45.6467 | 77974.2715 | 454.2405 | 0 | 169108.5298 | 88.77% | 11.23% | 25039.2174 | 0 | 2210.8042 | 49.3935 | 1096.0883 | 2903.4807 | 3507.691 | 380.3786 | 20473.529 | 45249.0252 | 643669.5601 | 709392.1144 | 2870862.9054 | 3584185.4383 | 7.786% | 3886829.8761
MEDICAL BUILDINGS #194 | TERTIARY | MEDICAL BUILDINGS | 12765.4111 | 2009 | 39103.7819 | 31541.4854 | 2500 | 2 | 20917.2275 | 5401.8892 | 290606.5518 | 319072.368 | 6 | 435992.4267 | 255045.6585 | 34 | 29468.833 | 16069.163 | 1 | 2147.0984 | 1052.2115 | 1 | 72406.0115 | 3475.5976 | 480228.7708 | 2049.7575 | 102707.342 | 938.5056 | 3293.4655 | 27.0862 | 49466.8568 | 394.8824 | 0 | 115703.2764 | 85.62% | 14.38% | 9805.4029 | 0 | 1471.152 | 19.3819 | 580.1376 | 2289.8738 | 1923.1475 | 309.1449 | 16789.0578 | 42310.0216 | 479948.6608 | 539047.7402 | 1802674.3669 | 2344681.434 | 9.504% | 2590918.6175
MEDICAL BUILDINGS #195 | TERTIARY | MEDICAL BUILDINGS | 13749.8501 | 2007 | 29005.6732 | 40558.4468 | 2500 | 2 | 19111.5007 | 5176.6691 | 220401.7508 | 279405.6902 | 5 | 464159.5375 | 201921.2318 | 54 | 31731.1749 | 21863.4438 | 1 | 1819.3982 | 1138.7803 | 1 | 55991.0564 | 2938.2433 | 631391.0499 | 3365.1524 | 96703.8006 | 1113.9986 | 3532.4723 | 22.4469 | 38178.6605 | 316.6452 | 0 | 139607.6733 | 70.16% | 29.84% | 13804.1785 | 0 | 1338.1688 | 30.8738 | 508.97 | 2456.0612 | 1686.4071 | 261.2464 | 14536.7534 | 28596.189 | 628339.4108 | 671472.3532 | 1890460.4512 | 2564513.4957 | 8.209% | 2793861.0804
MEDICAL BUILDINGS #196 | TERTIARY | MEDICAL BUILDINGS | 10034.208 | 2007 | 26519.9639 | 25812.57 | 2500 | 2 | 20242.228 | 2734.2957 | 160412.8798 | 201320.9469 | 3 | 277373.5333 | 186415.0554 | 32 | 20761.4529 | 18407.9388 | 1 | 1882.855 | 965.539 | 1 | 43750.2283 | 3149.3694 | 441644.7127 | 2083.0502 | 68487.7665 | 958.8906 | 3431.7816 | 23.3823 | 35887.2177 | 293.0948 | 0 | 85633.5398 | 81.45% | 18.55% | 10189.8526 | 0 | 1039.3229 | 15.5693 | 472.5628 | 1647.2751 | 1773.7391 | 202.7266 | 8649.1243 | 28442.3639 | 456844.2147 | 493935.7029 | 1291643.0064 | 1787722.4022 | 8.386% | 1951371.5366
MEDICAL BUILDINGS #197 | TERTIARY | MEDICAL BUILDINGS | 14505.1294 | 2014 | 42057.4802 | 36530.3671 | 2500 | 2 | 22638.2119 | 7416.2587 | 333369.5611 | 387074.0209 | 5 | 455988.0938 | 288061.0368 | 51 | 37763.6416 | 27253.699 | 1 | 2592.6591 | 1856.9112 | 1 | 81261.8321 | 3136.8534 | 657659.4519 | 3005.0576 | 100072.1722 | 1197.2399 | 4338.1121 | 31.4795 | 39300.2218 | 298.4348 | 0 | 130921.5442 | 77.84% | 22.16% | 14740.8222 | 0 | 1785.2039 | 28.4143 | 571.2424 | 1706.3645 | 1713.157 | 342.5291 | 19856.2231 | 45413.6006 | 451649.1366 | 516918.9603 | 2093217.042 | 2613472.9348 | 7.148% | 2814680.1705
MEDICAL BUILDINGS #198 | TERTIARY | MEDICAL BUILDINGS | 31571.3608 | 2009 | 80076.1153 | 89464.4446 | 2500 | 4 | 17861.8153 | 14223.0622 | 634737.3156 | 764753.4859 | 15 | 978437.0974 | 472974.4464 | 121 | 55330.963 | 57749.7501 | 2 | 5333.3662 | 3556.7304 | 2 | 155080.723 | 7265.1954 | 1401919.1353 | 7209.5372 | 210875.1192 | 2255.1376 | 9610.5185 | 75.1178 | 101093.2843 | 838.0999 | 0 | 230987.1499 | 79.54% | 20.46% | 35255.4273 | 0 | 4218.4918 | 68.533 | 1356.2882 | 5423.877 | 3816.3353 | 837.0583 | 43893.7427 | 98736.2309 | 917550.9537 | 1060180.9272 | 4314047.3566 | 5382657.0643 | 7.723% | 5833132.753
MEDICAL BUILDINGS #199 | TERTIARY | MEDICAL BUILDINGS | 30202.9414 | 2015 | 110327.9619 | 78591.7977 | 2500 | 2 | 22913.9203 | 14724.1079 | 894104.5686 | 761728.9871 | 13 | 945924.3008 | 741000.8434 | 109 | 83861.7838 | 58119.7382 | 1 | 4839.3517 | 3626.266 | 2 | 168995.8599 | 10110.4594 | 1175645.3482 | 5149.6332 | 277104.6195 | 2071.3762 | 9099.6869 | 53.8543 | 85378.949 | 765.5098 | 0 | 383196.6167 | 80.44% | 19.56% | 32221.3402 | 0 | 3376.17 | 54.5461 | 1211.0171 | 3711.2373 | 3421.8423 | 540.7233 | 43100.5192 | 85254.6952 | 1349168.9834 | 1477524.1979 | 4576641.6742 | 6061821.7484 | 6.54% | 6485994.274
MEDICAL BUILDINGS #200 | TERTIARY | MEDICAL BUILDINGS | 18023.6348 | 2018 | 70513.6682 | 43952.325 | 2500 | 2 | 24024.2363 | 8861.5101 | 484295.1276 | 542528.7703 | 7 | 668736.9452 | 373100.3254 | 49 | 35839.9532 | 35394.3581 | 1 | 3780.9827 | 1544.7734 | 1 | 120155.5394 | 5558.4135 | 660737.0256 | 3286.3325 | 135502.4573 | 1531.651 | 6205.2349 | 38.814 | 84213.6177 | 362.1453 | 0 | 174868.9514 | 82.43% | 17.57% | 16003.2896 | 0 | 2467.6678 | 37.4124 | 876.2199 | 2601.1582 | 2250.3293 | 323.9123 | 29561.4434 | 63538.161 | 773402.7193 | 866502.3238 | 2720449.9426 | 3593299.2656 | 2.655% | 3691316.7203
MEDICAL BUILDINGS #201 | TERTIARY | MEDICAL BUILDINGS | 28628.578 | 2020 | 94033.1765 | 110445.221 | 2500 | 4 | 20293.9628 | 11316.5382 | 888804.0405 | 834948.9648 | 9 | 904338.41 | 722515.0404 | 73 | 61620.712 | 47206.1253 | 1 | 4462.288 | 2652.0576 | 2 | 150976.5087 | 6729.0642 | 1783981.6511 | 6417.249 | 216411.0714 | 2369.505 | 7027.2764 | 61.9826 | 116649.3296 | 700.9755 | 0 | 322652.8727 | 88.7% | 11.3% | 25780.4807 | 0 | 2655.2528 | 41.4434 | 1540.2656 | 4959.1315 | 3837.607 | 695.5238 | 39900.4925 | 98590.1338 | 814897.5561 | 953388.1824 | 5054524.5915 | 6017563.2722 | 7.439% | 6501197.1834
MEDICAL BUILDINGS #202 | TERTIARY | MEDICAL BUILDINGS | 26423.2035 | 2022 | 94217.9572 | 73695.9377 | 2500 | 2 | 19030.986 | 14752.1959 | 724710.2927 | 869578.3819 | 9 | 1049947.6942 | 788482.2019 | 91 | 79618.1849 | 59644.2082 | 1 | 4845.7651 | 3215.8878 | 1 | 129874.9339 | 8446.3133 | 1152101.9989 | 5390.7694 | 239561.652 | 2099.0942 | 7314.403 | 46.8565 | 92734.2978 | 703.5853 | 0 | 375932.818 | 83.41% | 16.59% | 28422.7874 | 0 | 3604.8059 | 41.4968 | 894.0126 | 4250.7512 | 3810.2176 | 453.5727 | 46581.7221 | 101457.7612 | 1036509.1363 | 1184548.6196 | 4397263.9852 | 5589649.8553 | 3.298% | 5780267.0893
MEDICAL BUILDINGS #203 | TERTIARY | MEDICAL BUILDINGS | 23778.4036 | 2021 | 94936.6403 | 94420.0619 | 2500 | 4 | 17896.6422 | 13136.7473 | 566064.8403 | 954006.1003 | 10 | 1095808.2646 | 659825.9112 | 93 | 52504.4297 | 41519.6634 | 1 | 4201.2036 | 2476.4252 | 1 | 117149.1763 | 4968.3133 | 921101.4824 | 4977.0623 | 206982.7292 | 1500.11 | 8048.4855 | 38.6348 | 110835.3748 | 544.9387 | 0 | 330639.481 | 79.47% | 20.53% | 19922.1815 | 0 | 3036.4539 | 45.1265 | 1225.631 | 3422.7324 | 4190.8713 | 559.9705 | 37864.2319 | 87028.9612 | 748256.0247 | 873149.2177 | 3928027.0782 | 4809480.8411 | 9.867% | 5335964.6707
MEDICAL BUILDINGS #204 | TERTIARY | MEDICAL BUILDINGS | 14065.3834 | 2013 | 31270.1605 | 33619.0085 | 2500 | 2 | 23033.2862 | 7060.2464 | 348194.7923 | 345521.9161 | 7 | 587589.8887 | 213791.0475 | 54 | 32758.4766 | 25440.0428 | 1 | 2480.8232 | 1435.9815 | 1 | 64943.1398 | 4594.6602 | 732044.1889 | 2781.158 | 76306.0918 | 846.7653 | 4089.643 | 32.813 | 48848.1874 | 384.0058 | 0 | 173440.8793 | 81.51% | 18.49% | 14479.2167 | 0 | 1706.9274 | 26.6464 | 681.0811 | 2346.4537 | 1800.9438 | 296.4166 | 19896.9535 | 33473.1284 | 554210.6416 | 607580.7235 | 2306260.9411 | 2918354.691 | 3.828% | 3034526.0457
MEDICAL BUILDINGS #205 | TERTIARY | MEDICAL BUILDINGS | 29648.2309 | 2010 | 89003.1814 | 60323.4409 | 2500 | 2 | 23506.8566 | 9289.8906 | 626806.3925 | 682292.8333 | 12 | 714524.5193 | 575193.3344 | 118 | 51837.9243 | 57644.0176 | 2 | 5096.376 | 2760.7668 | 2 | 119808.472 | 9432.7787 | 1138645.2191 | 6243.7603 | 153979.4448 | 2044.2519 | 9365.6588 | 61.8251 | 103669.5864 | 773.0901 | 0 | 297524.6367 | 89.1% | 10.9% | 34828.1336 | 0 | 4092.8098 | 53.1023 | 1516.6763 | 4706.8352 | 3722.9465 | 507.738 | 39079.3961 | 71353.746 | 1258804.9931 | 1369238.1351 | 3661246.5877 | 5036444.0087 | 4.461% | 5271634.1924
MEDICAL BUILDINGS #206 | TERTIARY | MEDICAL BUILDINGS | 10832.4141 | 2008 | 25234.7112 | 21073.317 | 2500 | 2 | 24177.9707 | 4663.6647 | 203435.2545 | 200291.4782 | 4 | 357816.3146 | 212752.3185 | 42 | 25203.7207 | 18163.0872 | 1 | 1313.3534 | 1214.4451 | 1 | 46282.029 | 3470.9945 | 358149.3953 | 2545.4691 | 73058.8996 | 946.6808 | 3668.8212 | 26.5966 | 26602.8572 | 238.8551 | 0 | 95343.6901 | 85.7% | 14.3% | 11800.6712 | 0 | 1460.992 | 23.7799 | 422.4922 | 1298.8495 | 1808.8335 | 177.3898 | 14093.4882 | 31196.4143 | 318852.7642 | 364142.6666 | 1350361.1474 | 1717094.9399 | 6.298% | 1832497.1974
MEDICAL BUILDINGS #207 | TERTIARY | MEDICAL BUILDINGS | 10361.0642 | 2015 | 24527.141 | 30493.7682 | 2500 | 2 | 19742.8094 | 3623.0889 | 268556.7587 | 266748.6901 | 4 | 411838.0448 | 197534.4444 | 35 | 17939.8921 | 17264.319 | 1 | 1759.415 | 1261.1657 | 1 | 49892.7262 | 2281.773 | 396114.7808 | 1758.0807 | 91559.0502 | 936.6034 | 2295.7292 | 20.9239 | 33034.9432 | 245.4909 | 0 | 105540.6213 | 86.23% | 13.77% | 11515.7947 | 0 | 1483.7191 | 24.1379 | 477.5395 | 1402.6754 | 1675.456 | 247.0301 | 12866.0393 | 26500.667 | 486725.2996 | 526092.0059 | 1550219.1323 | 2078463.375 | 9.145% | 2287666.7201
MEDICAL BUILDINGS #208 | TERTIARY | MEDICAL BUILDINGS | 18236.9574 | 2006 | 37466.726 | 53562.6466 | 2500 | 2 | 21090.6482 | 7399.4925 | 409079.2904 | 524311.7166 | 7 | 497469.1113 | 237702.5627 | 47 | 33221.9085 | 23777.2696 | 1 | 3301.261 | 1290.6576 | 1 | 99027.5003 | 5433.4196 | 511874.3003 | 4369.4894 | 128265.8719 | 1579.1587 | 6167.5527 | 37.1184 | 41594.9435 | 474.1167 | 0 | 174976.1046 | 62.62% | 37.38% | 19091.6534 | 0 | 2632.25 | 40.1125 | 835.5839 | 2784.2512 | 2746.8311 | 359.1733 | 18049.9991 | 51253.9621 | 713720.4623 | 783024.4236 | 2173264.0292 | 2959520.6005 | 8.806% | 3245302.1135
MEDICAL BUILDINGS #209 | TERTIARY | MEDICAL BUILDINGS | 11006.7816 | 2013 | 28216.4077 | 26478.705 | 2500 | 2 | 18197.2826 | 5730.9482 | 273528.1655 | 370282.1113 | 4 | 393089.7398 | 250525.2595 | 41 | 26931.0158 | 22387.9948 | 1 | 2206.5686 | 1236.4553 | 1 | 62514.6823 | 3436.6643 | 361687.8046 | 2529.0988 | 72640.539 | 833.9279 | 2680.9243 | 25.2229 | 37510.2277 | 236.7929 | 0 | 136917.8898 | 76.67% | 23.33% | 12213.6697 | 0 | 1281.5882 | 21.3473 | 520.0539 | 1601.2775 | 1815.6969 | 285.957 | 16583.5608 | 36490.635 | 396658.9426 | 449733.1384 | 1557157.136 | 2009370.1806 | 5.697% | 2130751.2055
MEDICAL BUILDINGS #210 | TERTIARY | MEDICAL BUILDINGS | 7832.7364 | 2011 | 20725.9376 | 22304.3147 | 1600 | 2 | 11735.7145 | 2856.3775 | 198705.4713 | 185696.2643 | 3 | 199643.9721 | 142895.683 | 23 | 18300.3636 | 10726.6818 | 1 | 1615.2058 | 867.6728 | 0 | 31898.3829 | 1624.9545 | 258070.4987 | 1510.0406 | 65565.7036 | 534.8877 | 1977.9463 | 14.842 | 27706.6955 | 209.8198 | 0 | 73364.9839 | 86.95% | 13.05% | 6567.9045 | 0 | 796.0265 | 16.7829 | 405.4149 | 982.6224 | 986.636 | 165.3616 | 7258.7236 | 21471.82 | 335360.7283 | 364091.2719 | 998877.5751 | 1364792.3724 | 2.783% | 1403863.507
MEDICAL BUILDINGS #211 | TERTIARY | MEDICAL BUILDINGS | 23605.053 | 2018 | 78771.9947 | 58259.1278 | 2500 | 2 | 24653.8226 | 12239.9672 | 662016.0846 | 764985.4383 | 9 | 712496.8044 | 452003.1415 | 68 | 65260.2914 | 54723.3987 | 1 | 4100.8163 | 3058.7473 | 1 | 120621.1155 | 7417.8057 | 1071417.3721 | 5786.6421 | 203593.2705 | 1633.7154 | 6618.1705 | 58.8307 | 80424.1286 | 566.1915 | 0 | 292057.6222 | 75.7% | 24.3% | 20941.7971 | 0 | 3160.5395 | 42.2362 | 1027.0561 | 2888.7738 | 3336.0637 | 551.1846 | 29710.5794 | 74447.4682 | 1017518.4921 | 1121676.5396 | 3645622.4934 | 4773903.8125 | 7.409% | 5155882.0977
MEDICAL BUILDINGS #212 | TERTIARY | MEDICAL BUILDINGS | 8819.2939 | 2015 | 22008.9942 | 23572.6133 | 1600 | 2 | 14956.0567 | 3502.0171 | 233084.9236 | 206567.7509 | 4 | 353112.7286 | 170420.644 | 35 | 18011.98 | 14614.4981 | 0 | 1256.6652 | 728.9969 | 1 | 43978.025 | 2529.8372 | 324046.9426 | 1444.9736 | 65817.9737 | 785.8815 | 2072.3453 | 15.7595 | 27695.1717 | 241.7007 | 0 | 90595.5366 | 73.69% | 26.31% | 8520.8607 | 0 | 1176.6891 | 15.5908 | 375.4617 | 1616.5443 | 1386.696 | 153.5762 | 14279.1443 | 22762.028 | 389535.6946 | 426576.867 | 1308755.7024 | 1738041.8278 | 4.715% | 1824050.6166
MEDICAL BUILDINGS #213 | TERTIARY | MEDICAL BUILDINGS | 27598.5657 | 2013 | 66414.0002 | 66350.5298 | 2500 | 2 | 17515.4153 | 10777.6325 | 673424.8965 | 714944.1799 | 10 | 993983.7625 | 606880.3822 | 105 | 70179.9604 | 51159.0619 | 2 | 4658.9343 | 2988.0985 | 1 | 121306.2951 | 7388.3804 | 1277549.3233 | 4440.9814 | 207726.4434 | 2627.0892 | 8030.3415 | 47.6476 | 100509.1228 | 848.6318 | 0 | 206706.9016 | 89.07% | 10.93% | 21516.9882 | 0 | 3673.7239 | 49.3616 | 1229.2253 | 4145.03 | 4764.0609 | 518.6618 | 41342.9759 | 86758.268 | 1013229.0523 | 1141330.2961 | 4132127.7923 | 5281128.8444 | 3.582% | 5477321.5852
MEDICAL BUILDINGS #214 | TERTIARY | MEDICAL BUILDINGS | 30071.1256 | 2017 | 81004.8916 | 95809.9472 | 2500 | 4 | 19003.6547 | 13980.5749 | 824551.5882 | 982620.3782 | 13 | 1187500.7588 | 578211.3848 | 92 | 79274.5648 | 43571.353 | 2 | 5294.6336 | 3951.2711 | 2 | 189395.6791 | 8313.6393 | 1338068.6322 | 6746.0057 | 209389.9125 | 2729.5494 | 9734.0985 | 57.3767 | 95770.346 | 888.3322 | 0 | 309726.7831 | 88.72% | 11.28% | 28292.9394 | 0 | 3754.2543 | 64.8857 | 1386.3092 | 5539.1214 | 5115.0553 | 569.0256 | 40825.4268 | 117072.9155 | 1341431.1866 | 1499329.5289 | 4825052.3512 | 6332003.1794 | 3.78% | 6580774.6657
MEDICAL BUILDINGS #215 | TERTIARY | MEDICAL BUILDINGS | 18809.067 | 2022 | 66399.3012 | 80063.6643 | 2500 | 2 | 21361.1248 | 7136.7481 | 541732.3477 | 750353.8898 | 6 | 679135.5116 | 499164.8755 | 75 | 40169.6309 | 42081.2961 | 1 | 3628.5398 | 2282.9365 | 1 | 117514.249 | 5805.6495 | 1101648.5377 | 4140.0927 | 168969.9326 | 1725.5578 | 4649.9768 | 30.8435 | 60419.9146 | 445.7289 | 0 | 214633.3515 | 80.98% | 19.02% | 19627.6983 | 0 | 1873.5029 | 37.1517 | 895.9601 | 2227.8192 | 2944.9326 | 475.3167 | 21621.2533 | 64682.9886 | 536502.2393 | 622806.4813 | 3331437.6984 | 3959286.0167 | 3.371% | 4097393.8105
MEDICAL BUILDINGS #216 | TERTIARY | MEDICAL BUILDINGS | 28192.3632 | 2021 | 91950.3007 | 75516.4511 | 2500 | 2 | 18128.1773 | 15095.5143 | 879878.7316 | 1008298.4711 | 14 | 1068546.1551 | 709885.0634 | 89 | 88931.2506 | 68117.3631 | 2 | 6884.5381 | 3083.6692 | 1 | 159149.4002 | 7304.6186 | 1500166.4052 | 6377.3734 | 245108.6865 | 2513.1164 | 8285.6332 | 54.2831 | 116221.512 | 826.7277 | 0 | 349591.7458 | 89.83% | 10.17% | 27071.6651 | 0 | 2968.3726 | 49.0968 | 1404.826 | 3435.3981 | 3397.5997 | 662.3787 | 51639.0523 | 91978.0705 | 881456.0003 | 1025073.1231 | 4986700.0935 | 6020353.5869 | 1.794% | 6130340.7629
MEDICAL BUILDINGS #217 | TERTIARY | MEDICAL BUILDINGS | 11551.4395 | 2012 | 29947.2704 | 28860.2503 | 2500 | 2 | 24299.197 | 4544.001 | 258543.5718 | 296335.3243 | 4 | 396824.5313 | 276723.2624 | 42 | 26450.9215 | 22222.1906 | 1 | 2196.6601 | 973.7373 | 1 | 65329.0212 | 3879.8153 | 409077.3102 | 2823.0607 | 101164.0391 | 1049.4904 | 3663.7747 | 28.8416 | 39906.9441 | 250.5208 | 0 | 102075.2973 | 84.8% | 15.2% | 10250.456 | 0 | 1643.7014 | 26.222 | 450.1357 | 1491.2981 | 1574.9093 | 212.9577 | 11003.1422 | 31149.3854 | 383400.6527 | 425553.1803 | 1584852.1166 | 2012715.9193 | 3.619% | 2088280.94
MEDICAL BUILDINGS #218 | TERTIARY | MEDICAL BUILDINGS | 14386.3686 | 2013 | 33974.9009 | 35488.6103 | 2500 | 2 | 21208.2524 | 4810.7286 | 397960.4446 | 447340.5751 | 6 | 442809.0435 | 300094.4538 | 57 | 36917.348 | 26829.2734 | 1 | 2201.3796 | 1759.5821 | 1 | 63878.6245 | 4589.7191 | 542943.7386 | 2750.2112 | 110184.3175 | 1362.205 | 3341.4327 | 33.4653 | 44685.9171 | 315.016 | 0 | 143040.7809 | 71.36% | 28.64% | 12629.2051 | 0 | 1861.4912 | 24.9931 | 748.7471 | 2676.6608 | 1865.6647 | 385.7011 | 14239.1057 | 41985.8696 | 657294.1351 | 713519.1104 | 2014802.5468 | 2732060.416 | 2.032% | 2788735.3951
MEDICAL BUILDINGS #219 | TERTIARY | MEDICAL BUILDINGS | 16756.5397 | 2015 | 43611.0474 | 48057.7904 | 2500 | 2 | 22364.1193 | 8858.0338 | 449297.1483 | 435810.3494 | 8 | 570426.3041 | 292335.7078 | 53 | 34672.4978 | 37312.318 | 1 | 3306.6181 | 1570.8361 | 1 | 75103.2519 | 3493.3708 | 661377.4321 | 2678.436 | 122945.3098 | 1041.964 | 4170.8249 | 30.7829 | 55166.8548 | 521.2479 | 0 | 180987.3303 | 71.82% | 28.18% | 16859.2756 | 0 | 2181.6768 | 24.5719 | 832.6726 | 2405.1856 | 2486.408 | 367.5433 | 19527.9881 | 40977.583 | 616673.8629 | 677179.434 | 2433893.8702 | 3114752.2763 | 4.938% | 3276533.8193
MEDICAL BUILDINGS #220 | TERTIARY | MEDICAL BUILDINGS | 31960.7314 | 2008 | 93089.9664 | 102636.5837 | 2500 | 4 | 20805.6584 | 11989.2915 | 500653.6283 | 767248.2028 | 11 | 1044160.4256 | 609875.6021 | 116 | 51578.2643 | 51619.442 | 2 | 4501.3326 | 3507.5594 | 2 | 161035.8795 | 9636.7893 | 1144923.6005 | 7652.4557 | 237199.271 | 2471.464 | 9942.0063 | 58.4112 | 107565.45 | 682.8278 | 0 | 323887.8553 | 89.46% | 10.54% | 38439.5175 | 0 | 3980.3573 | 47.1175 | 1151.7456 | 5212.3462 | 5322.4074 | 773.0743 | 35959.7967 | 75415.8002 | 1373816.7438 | 1485192.3408 | 4098102.4684 | 5591652.3953 | 1.367% | 5669161.9257
MEDICAL BUILDINGS #221 | TERTIARY | MEDICAL BUILDINGS | 24626.3938 | 2015 | 82911.0047 | 86769.6442 | 2500 | 4 | 18740.763 | 9007.4951 | 574405.0499 | 681944.1278 | 12 | 654696.3011 | 494316.2183 | 83 | 55597.4974 | 53139.5043 | 1 | 5267.2591 | 2731.8075 | 1 | 139681.7572 | 6845.2197 | 978382.6481 | 5782.4645 | 184482.7921 | 1487.9654 | 7445.0945 | 40.7818 | 84560.4898 | 710.8137 | 0 | 201503.9405 | 81.95% | 18.05% | 20255.1224 | 0 | 3089.6324 | 54.3528 | 909.884 | 4339.0811 | 4143.0429 | 654.1192 | 32378.7631 | 90128.7858 | 1126520.3051 | 1249027.854 | 3345435.846 | 4600819.6492 | 3.645% | 4774843.8227
MEDICAL BUILDINGS #222 | TERTIARY | MEDICAL BUILDINGS | 29862.2896 | 2010 | 71301.0452 | 92741.723 | 2500 | 2 | 22819.5916 | 14083.4448 | 783125.9331 | 849441.9778 | 11 | 913812.5449 | 486562.8766 | 106 | 51184.3182 | 37616.5606 | 2 | 4039.6462 | 3054.6792 | 2 | 124265.38 | 6214.1739 | 1259392.8461 | 5024.4626 | 215433.968 | 2175.5401 | 7080.552 | 68.985 | 102542.1415 | 897.6126 | 0 | 302270.426 | 86.94% | 13.06% | 25346.2736 | 0 | 3605.5058 | 45.1988 | 1307.4846 | 5529.9946 | 5438.2575 | 699.73 | 34115.7186 | 83983.1526 | 1246924.1839 | 1365023.0551 | 4261971.1529 | 5633722.0655 | 3.213% | 5820731.3391
MEDICAL BUILDINGS #223 | TERTIARY | MEDICAL BUILDINGS | 9824.6295 | 2020 | 33281.4311 | 31122.0533 | 1600 | 2 | 13664.5996 | 3560.5435 | 213302.9383 | 285073.609 | 3 | 394031.3682 | 224288.2232 | 35 | 20209.5111 | 16191.9901 | 1 | 1559.9626 | 908.5336 | 1 | 46778.5781 | 2137.8372 | 491191.5386 | 2303.678 | 76219.2736 | 953.6165 | 2405.2413 | 18.4979 | 34988.1391 | 290.9961 | 0 | 105622.3984 | 74.36% | 25.64% | 10908.8039 | 0 | 1153.0083 | 19.155 | 350.3423 | 1485.6626 | 1493.9768 | 177.6747 | 17766.448 | 41965.185 | 442005.5772 | 501737.2102 | 1590349.7581 | 2095106.4167 | 6.379% | 2237866.6143
MEDICAL BUILDINGS #224 | TERTIARY | MEDICAL BUILDINGS | 17975.6603 | 2013 | 57818.0838 | 60855.572 | 2500 | 2 | 19447.4163 | 6845.2164 | 448014.7597 | 372999.7377 | 9 | 697075.8106 | 341417.4479 | 70 | 31500.925 | 35811.1513 | 1 | 3090.7836 | 1541.5799 | 1 | 102442.6043 | 5344.4165 | 926833.37 | 3800.7069 | 126904.5126 | 1157.5747 | 4594.6035 | 37.3263 | 72398.0755 | 527.4963 | 0 | 143513.5882 | 81.48% | 18.52% | 15902.7466 | 0 | 1872.5035 | 41.2984 | 974.2895 | 2329.6803 | 2454.0106 | 343.376 | 23291.9605 | 44424.0636 | 577768.5614 | 645484.5855 | 2888215.7901 | 3539372.7547 | 5.713% | 3753822.744
MEDICAL BUILDINGS #225 | TERTIARY | MEDICAL BUILDINGS | 32921.9585 | 2017 | 83204.3241 | 128645.242 | 2500 | 4 | 23886.1851 | 15166.9979 | 941216.7286 | 1176019.4034 | 14 | 1068344.9898 | 570427.3893 | 125 | 64628.6916 | 49297.1323 | 2 | 6277.4694 | 3802.2674 | 2 | 219683.529 | 11188.9856 | 1735051.5155 | 6907.8912 | 246739.5225 | 2227.9738 | 9242.3536 | 52.0516 | 107134.7931 | 800.7928 | 0 | 353466.8949 | 76.89% | 23.11% | 30545.2312 | 0 | 4768.2054 | 54.6938 | 1307.412 | 4074.16 | 5179.5396 | 660.8284 | 48683.6588 | 131473.9469 | 1479993.1406 | 1660150.7463 | 5417748.4039 | 7087941.2307 | 7.598% | 7670806.407
MEDICAL BUILDINGS #226 | TERTIARY | MEDICAL BUILDINGS | 24095.9243 | 2018 | 84677.0936 | 79916.4393 | 2500 | 2 | 19769.8036 | 12545.7542 | 698731.4396 | 905736.4214 | 9 | 773883.3206 | 464364.1421 | 92 | 68260.9819 | 35667.1964 | 2 | 3852.1107 | 3036.5689 | 2 | 122972.8517 | 8172.6818 | 1280132.6154 | 4001.9269 | 155590.6303 | 1759.664 | 7995.74 | 47.2691 | 111537.4838 | 498.5551 | 0 | 315622.7708 | 88.43% | 11.57% | 26253.0715 | 0 | 2504.7739 | 40.3109 | 1013.5157 | 2860.3934 | 4430.3588 | 398.4257 | 39409.7128 | 67805.7708 | 1024633.6296 | 1131849.1133 | 4013013.1112 | 5151840.4976 | 3.481% | 5337659.6532
MEDICAL BUILDINGS #227 | TERTIARY | MEDICAL BUILDINGS | 26752.8465 | 2017 | 92373.1866 | 96392.5266 | 2500 | 2 | 22322.5617 | 13020.9729 | 652388.8562 | 900782.5209 | 14 | 753396.2849 | 465878.6645 | 104 | 58826.6412 | 41279.8682 | 2 | 5962.792 | 3643.2528 | 2 | 180361.7132 | 6239.4702 | 1411741.4799 | 6553.6178 | 255885.1369 | 1730.7375 | 7165.2071 | 50.8867 | 96416.9822 | 602.4699 | 0 | 341825.47 | 79.08% | 20.92% | 27881.1651 | 0 | 3223.9795 | 57.4683 | 911.5179 | 4961.7749 | 3976.4219 | 537.7071 | 42632.323 | 69496.2554 | 849720.2941 | 961848.8725 | 4281203.5142 | 5249668.4458 | 8.522% | 5738698.6436
MEDICAL BUILDINGS #228 | TERTIARY | MEDICAL BUILDINGS | 21096.9675 | 2016 | 64038.4441 | 63744.7507 | 2500 | 2 | 23205.9553 | 7158.7961 | 569369.0349 | 490034.0988 | 8 | 639085.3955 | 441666.8378 | 87 | 60052.7196 | 45407.2523 | 1 | 4193.1658 | 2051.1656 | 2 | 96046.3049 | 4569.665 | 827659.5925 | 3436.9776 | 194105.1953 | 1440.9973 | 5765.0452 | 35.7377 | 66069.3227 | 443.5111 | 0 | 248907.2382 | 82.67% | 17.33% | 17881.9829 | 0 | 2806.9649 | 44.99 | 993.4622 | 3226.5821 | 2638.0584 | 351.4455 | 27775.1135 | 54966.5836 | 703078.0138 | 785819.7109 | 3075798.7109 | 3867778.87 | 8.891% | 4245211.3115
MEDICAL BUILDINGS #229 | TERTIARY | MEDICAL BUILDINGS | 27560.2306 | 2014 | 81487.6501 | 93140.5334 | 2500 | 2 | 22363.2973 | 11032.4441 | 585899.6567 | 922838.7798 | 10 | 759845.6431 | 604053.3218 | 111 | 60962.7424 | 37906.7362 | 2 | 5387.8443 | 2656.6457 | 2 | 149111.7613 | 8343.967 | 1393440.3618 | 6747.3097 | 212377.3349 | 2688.9429 | 7941.1345 | 51.8097 | 108032.6796 | 805.0334 | 0 | 277912.4982 | 82.42% | 17.58% | 21365.0535 | 0 | 4107.1338 | 53.2624 | 1409.9945 | 4562.2515 | 4559.9492 | 534.4699 | 40380.3103 | 63747.7418 | 1300485.987 | 1404614.039 | 4043719.0684 | 5456734.923 | 2.184% | 5578574.4196
MEDICAL BUILDINGS #230 | TERTIARY | MEDICAL BUILDINGS | 29177.3048 | 2019 | 89538.0727 | 90591.5629 | 2500 | 2 | 24550.2303 | 14207.8914 | 590384.7152 | 868077.2413 | 10 | 965491.4456 | 710743.888 | 111 | 85974.536 | 45722.9352 | 2 | 5071.0973 | 2906.6483 | 2 | 177163.197 | 8952.6844 | 1473303.4436 | 6969.636 | 229890.1655 | 1753.6472 | 8788.9045 | 62.4475 | 94121.6421 | 798.1609 | 0 | 383091.8031 | 74.93% | 25.07% | 28319.0614 | 0 | 3134.9943 | 67.3592 | 1600.7113 | 4063.6115 | 4351.2231 | 708.2942 | 36780.6577 | 114510.4897 | 1132558.8269 | 1283849.9743 | 4577595.5964 | 5870939.7047 | 2.452% | 6018509.178
MEDICAL BUILDINGS #231 | TERTIARY | MEDICAL BUILDINGS | 30367.5999 | 2008 | 82805.0218 | 71385.1648 | 2500 | 2 | 21846.0976 | 9497.8634 | 542726.3586 | 666070.9173 | 10 | 688741.677 | 530940.8372 | 105 | 68845.8089 | 59450.0711 | 2 | 3779.7044 | 2627.8571 | 2 | 126121.9685 | 6965.9917 | 1439507.1422 | 6958.3895 | 179026.5422 | 1893.9746 | 7192.2421 | 55.9958 | 86267.7459 | 734.4622 | 0 | 303917.8607 | 72.3% | 27.7% | 31242.3187 | 0 | 4092.7146 | 49.6614 | 1035.6576 | 5366.671 | 4025.3306 | 803.7183 | 40572.6119 | 74811.8789 | 1129637.8892 | 1245022.3799 | 3911696.3045 | 5164136.3872 | 3.414% | 5346672.2903
MEDICAL BUILDINGS #232 | TERTIARY | MEDICAL BUILDINGS | 12176.6431 | 2008 | 34545.2048 | 33428.1223 | 2500 | 2 | 24083.5177 | 5574.5769 | 291808.352 | 287878.9963 | 5 | 283634.2466 | 264828.6422 | 46 | 21819.9796 | 21439.824 | 1 | 2140.6032 | 1346.073 | 1 | 68477.2003 | 3786.3439 | 365643.2838 | 2704.7228 | 80989.4611 | 861.3365 | 3067.0303 | 23.3048 | 33937.0676 | 320.6472 | 0 | 108877.6503 | 81.57% | 18.43% | 11869.9411 | 0 | 1186.8208 | 19.8571 | 551.0157 | 1827.335 | 1833.5641 | 320.7589 | 14384.751 | 30386.0529 | 491602.8751 | 536373.6789 | 1447743.2555 | 1987273.4828 | 3.019% | 2049142.8421
MEDICAL BUILDINGS #233 | TERTIARY | MEDICAL BUILDINGS | 9701.0872 | 2015 | 31514.1376 | 34671.1004 | 1600 | 2 | 13005.0525 | 5221.5585 | 204067.7147 | 215937.9586 | 5 | 321241.509 | 168063.4361 | 35 | 24161.4469 | 20895.6163 | 1 | 1802.2429 | 1112.1464 | 1 | 53196.1354 | 3111.5917 | 444470.1101 | 1863.8811 | 69477.5791 | 680.4193 | 3166.6059 | 18.2184 | 36613.0861 | 188.9727 | 0 | 86061.9045 | 74.69% | 25.31% | 8879.4462 | 0 | 1063.2969 | 19.2726 | 510.5364 | 1175.2375 | 1224.7463 | 259.4149 | 11337.3547 | 30416.0893 | 417116.3942 | 458869.8382 | 1424526.6818 | 1885836.6287 | 9.012% | 2072617.2673
MEDICAL BUILDINGS #234 | TERTIARY | MEDICAL BUILDINGS | 31169.9476 | 2020 | 84215.839 | 89908.4246 | 2500 | 2 | 22272.1987 | 12663.0907 | 739013.133 | 848791.2981 | 13 | 1360118.2534 | 693061.5479 | 124 | 83002.9683 | 53830.8733 | 2 | 5650.2152 | 3265.4926 | 2 | 227787.2908 | 8581.7564 | 1895040.754 | 5129.567 | 242509.2222 | 2548.6329 | 8205.4602 | 50.7971 | 120977.6706 | 934.0468 | 0 | 433880.1686 | 92.07% | 7.929% | 37903.0021 | 0 | 4601.959 | 53.8067 | 1681.4536 | 4400.727 | 4651.1797 | 607.9679 | 54757.8319 | 106719.0285 | 1174486.8299 | 1335963.6903 | 5739169.1443 | 7084764.3193 | 5.255% | 7477716.906
MEDICAL BUILDINGS #235 | TERTIARY | MEDICAL BUILDINGS | 20537.3346 | 2020 | 75864.6092 | 80051.516 | 2500 | 2 | 23628.2586 | 12402.5356 | 516479.8444 | 760942.643 | 8 | 688088.6892 | 439730.5501 | 59 | 63116.2467 | 35676.2781 | 1 | 3246.2882 | 2944.9663 | 1 | 93959.6953 | 4325.5667 | 939490.649 | 3107.7354 | 184339.576 | 1500.9121 | 6916.5231 | 49.6307 | 82991.506 | 392.286 | 0 | 218901.8188 | 93.33% | 6.668% | 15495.5904 | 0 | 2648.1886 | 33.8093 | 723.1848 | 3761.8788 | 3808.9666 | 394.3098 | 23602.9543 | 66460.341 | 699160.5817 | 789223.877 | 3208341.6831 | 4004132.798 | 1.493% | 4064815.5023
MEDICAL BUILDINGS #236 | TERTIARY | MEDICAL BUILDINGS | 10106.8309 | 2011 | 23926.3506 | 25462.873 | 2500 | 2 | 24317.6812 | 3705.9364 | 219738.7851 | 304562.0993 | 5 | 285675.0574 | 164112.399 | 31 | 22514.4875 | 20445.83 | 1 | 1951.0253 | 939.2374 | 1 | 55118.0333 | 2325.9041 | 421734.2525 | 2108.6326 | 64645.4391 | 1002.0818 | 2454.6101 | 21.2708 | 33836.9391 | 231.1975 | 0 | 114135.6828 | 75.74% | 24.26% | 8939.9419 | 0 | 1115.6433 | 14.8905 | 519.1474 | 1750.2447 | 1256.1111 | 200.1773 | 11624.9727 | 29309.52 | 310115.3859 | 351049.8787 | 1381397.6411 | 1734684.9658 | 4.036% | 1807649.8314
MEDICAL BUILDINGS #237 | TERTIARY | MEDICAL BUILDINGS | 12401.3135 | 2016 | 35158.1037 | 43811.2626 | 2500 | 2 | 20066.7784 | 6494.4672 | 232082.5371 | 274986.1223 | 4 | 548859.2302 | 330440.5429 | 48 | 35062.9595 | 22412.2787 | 1 | 2535.8902 | 1271.918 | 1 | 65147.66 | 3872.3873 | 516645.711 | 2962.9724 | 117371.4049 | 965.6244 | 4108.1592 | 30.7093 | 42679.8344 | 273.5762 | 0 | 116087.6455 | 92.07% | 7.926% | 12831.7371 | 0 | 1788.0333 | 22.8152 | 648.981 | 1722.3777 | 1816.2139 | 211.0659 | 13401.1433 | 34460.4669 | 582275.6909 | 630137.301 | 1904564.4234 | 2538774.2875 | 9.491% | 2805003.3109
MEDICAL BUILDINGS #238 | TERTIARY | MEDICAL BUILDINGS | 17881.8186 | 2009 | 56674.151 | 50674.1381 | 2500 | 2 | 17886.3957 | 7390.8215 | 292616.5443 | 476022.3215 | 7 | 550446.1127 | 290067.3021 | 74 | 33247.2397 | 27774.4971 | 1 | 2635.702 | 1627.4932 | 1 | 85513.1888 | 5508.9553 | 641597.7784 | 3681.8151 | 117505.5973 | 1321.7787 | 5291.3733 | 42.2843 | 59770.4019 | 432.9002 | 0 | 194597.4239 | 77.81% | 22.19% | 16237.5116 | 0 | 2483.4595 | 27.1082 | 679.5855 | 2171.0944 | 3057.6584 | 403.1002 | 23558.0954 | 59025.0718 | 645178.2404 | 727761.4076 | 2288591.8354 | 3020712.248 | 9.405% | 3334294.7796
MEDICAL BUILDINGS #239 | TERTIARY | MEDICAL BUILDINGS | 7587.1103 | 2012 | 18317.8796 | 25207.3128 | 1600 | 2 | 14657.2882 | 3866.252 | 140308.146 | 251633.062 | 3 | 228437.2287 | 120511.0404 | 22 | 14497.6794 | 13879.0427 | 0 | 1283.1142 | 805.551 | 1 | 42738.8673 | 1672.4068 | 394422.7923 | 1652.1826 | 49875.0025 | 456.103 | 2073.2387 | 18.9983 | 24889.6805 | 162.0504 | 0 | 66394.3137 | 89.92% | 10.08% | 7739.6339 | 0 | 1034.8776 | 12.482 | 409.0858 | 1055.3115 | 1205.3773 | 161.3584 | 9581.4778 | 27247.9481 | 243795.6377 | 280625.0636 | 1101065.1114 | 1383255.9196 | 2.235% | 1414879.5453
MEDICAL BUILDINGS #240 | TERTIARY | MEDICAL BUILDINGS | 21801.2258 | 2015 | 68012.1792 | 69749.1508 | 2500 | 2 | 19781.2674 | 11388.8102 | 610966.7554 | 756377.0061 | 10 | 611301.297 | 451940.0884 | 79 | 43116.614 | 34955.9584 | 1 | 3509.6478 | 2377.7406 | 2 | 127154.2699 | 5221.9161 | 984810.1746 | 4003.475 | 200768.748 | 1925.0141 | 7078.7343 | 39.3847 | 76649.6889 | 491.765 | 0 | 178335.4728 | 71.79% | 28.21% | 26414.3386 | 0 | 3019.6376 | 41.9658 | 851.4518 | 2870.8184 | 3678.1522 | 381.7771 | 30761.7248 | 62339.4463 | 752777.0714 | 845878.2425 | 3238073.7222 | 4088967.7203 | 1.723% | 4160673.5431
MEDICAL BUILDINGS #241 | TERTIARY | MEDICAL BUILDINGS | 19124.8537 | 2018 | 51534.3657 | 50574.238 | 2500 | 2 | 20999.2116 | 7341.1662 | 393247.5524 | 534076.7407 | 8 | 541540.9528 | 449815.8879 | 76 | 55250.0459 | 38405.4302 | 1 | 3157.7755 | 2396.4781 | 1 | 110657.2149 | 4136.0334 | 791811.8504 | 4672.1395 | 143289.927 | 1638.1791 | 4572.8738 | 46.4325 | 64988.7662 | 553.8648 | 0 | 173781.4279 | 69.98% | 30.02% | 20450.4495 | 0 | 2754.3733 | 32.4533 | 909.0676 | 3226.5706 | 2528.6228 | 481.5372 | 32849.7515 | 59161.6344 | 852137.1197 | 944148.5055 | 2610295.8233 | 3561253.6823 | 2.031% | 3635078.2686
MEDICAL BUILDINGS #242 | TERTIARY | MEDICAL BUILDINGS | 13207.4683 | 2017 | 32409.0078 | 49576.3818 | 2500 | 2 | 22824.3209 | 4890.8513 | 362969.8247 | 358936.7284 | 5 | 461370.4618 | 252752.5778 | 43 | 24380.7813 | 20135.9437 | 1 | 2721.636 | 1307.6087 | 1 | 75791.6951 | 3981.8223 | 609310.6746 | 2235.727 | 124544.6253 | 815.4999 | 3042.8905 | 31.7198 | 49302.8775 | 270.9677 | 0 | 110471.7866 | 91.73% | 8.275% | 10332.6786 | 0 | 1749.3127 | 28.1959 | 654.3782 | 1835.8737 | 1951.7923 | 310.2378 | 15194.988 | 37458.9862 | 485831.348 | 538485.3221 | 2061395.41 | 2602719.878 | 6.222% | 2775414.318
MEDICAL BUILDINGS #243 | TERTIARY | MEDICAL BUILDINGS | 9313.9889 | 2018 | 36043.9632 | 26606.4618 | 1600 | 2 | 12942.682 | 5221.6609 | 263501.9216 | 248062.047 | 4 | 315306.6392 | 194726.8999 | 25 | 24758.8788 | 21704.2018 | 1 | 1486.385 | 1264.5168 | 1 | 42571.461 | 2891.1752 | 496714.1517 | 1837.6375 | 78956.6391 | 612.0327 | 2396.0925 | 23.3544 | 32125.9248 | 218.1806 | 0 | 108833.0109 | 87.08% | 12.92% | 10816.4337 | 0 | 856.4423 | 18.8389 | 509.5337 | 1310.0337 | 1486.2233 | 153.8238 | 15166.2778 | 34005.4162 | 305705.2365 | 354876.9305 | 1557756.1753 | 1914911.6234 | 3.211% | 1978430.531
MEDICAL BUILDINGS #244 | TERTIARY | MEDICAL BUILDINGS | 10309.0313 | 2016 | 24442.2098 | 28476.1794 | 2500 | 2 | 23075.7328 | 4764.5832 | 240667.6939 | 271367.7079 | 4 | 359466.2286 | 276620.5347 | 39 | 20196.7019 | 17582.0724 | 1 | 2446.4274 | 1166.0486 | 1 | 62097.5722 | 2441.3701 | 481778.3933 | 1950.3809 | 86994.5048 | 799.06 | 2696.9458 | 25.7484 | 31494.0549 | 255.6396 | 0 | 96086.4488 | 73.87% | 26.13% | 10895.6323 | 0 | 1089.451 | 17.8932 | 479.4262 | 1333.3439 | 1248.5164 | 267.2309 | 15865.0916 | 38138.3676 | 334709.7106 | 388713.1697 | 1570188.5941 | 1961405.0152 | 6.044% | 2087576.453
MEDICAL BUILDINGS #245 | TERTIARY | MEDICAL BUILDINGS | 33501.6511 | 2018 | 98475.6728 | 119465.0464 | 2500 | 4 | 21071.7924 | 16627.225 | 1015909.7814 | 845218.4322 | 11 | 1154587.3665 | 895348.3018 | 127 | 90114.3568 | 52561.0798 | 2 | 7798.9405 | 4209.008 | 2 | 161152.2718 | 8615.0377 | 1410183.4384 | 5172.9069 | 320516.6788 | 2295.5664 | 10341.9919 | 77.3067 | 113383.5411 | 1005.784 | 0 | 391189.5794 | 80.19% | 19.81% | 39913.7121 | 0 | 4459.6413 | 61.1048 | 1749.9506 | 4807.5516 | 6001.3296 | 860.1182 | 56520.1759 | 89184.7528 | 1540774.5262 | 1686479.455 | 5306776.3097 | 7002219.6127 | 4.287% | 7315858.6329
MEDICAL BUILDINGS #246 | TERTIARY | MEDICAL BUILDINGS | 21811.6482 | 2015 | 75992.5599 | 63923.695 | 2500 | 2 | 18492.9322 | 10829.7237 | 401345.3962 | 586592.1869 | 10 | 604381.6528 | 557394.6735 | 79 | 49729.8343 | 34672.1259 | 1 | 5011.8124 | 2511.3488 | 1 | 146784.7521 | 6793.9244 | 1154103.98 | 4673.2602 | 129492.8 | 1351.9244 | 5743.6293 | 37.1869 | 82996.4952 | 652.007 | 0 | 216569.1722 | 82.18% | 17.82% | 19412.7367 | 0 | 3130.263 | 36.3199 | 1078.3863 | 3623.451 | 3222.0682 | 542.6141 | 34352.1037 | 66483.2381 | 854522.7351 | 955358.0769 | 3200226.2893 | 4161421.7118 | 2.666% | 4275386.144
MEDICAL BUILDINGS #247 | TERTIARY | MEDICAL BUILDINGS | 7828.8142 | 2011 | 20183.4731 | 20980.9843 | 1600 | 2 | 14746.1776 | 3129.2703 | 203867.1331 | 219056.6326 | 4 | 236104.6056 | 148952.3335 | 30 | 20455.2197 | 12399.7368 | 0 | 1213.1059 | 803.1304 | 1 | 47208.0152 | 2295.2151 | 281281.8461 | 1780.4078 | 48860.5032 | 654.6209 | 2469.083 | 14.4063 | 27754.961 | 225.3406 | 0 | 64775.0755 | 89.65% | 10.35% | 6133.7552 | 0 | 841.3849 | 13.6685 | 366.9558 | 1454.8591 | 1110.3621 | 159.1887 | 7737.9164 | 26430.5341 | 300833.7931 | 335002.2435 | 1062040.6172 | 1398527.4718 | 3.645% | 1451425.5552
MEDICAL BUILDINGS #248 | TERTIARY | MEDICAL BUILDINGS | 10452.1573 | 2016 | 39885.5537 | 29399.7806 | 2500 | 2 | 22115.5395 | 5532.921 | 320848.9296 | 292058.3294 | 5 | 383129.2317 | 185792.2407 | 38 | 29497.2398 | 16498.4702 | 1 | 1916.6706 | 1181.6613 | 1 | 58885.1943 | 3476.1276 | 595958.868 | 1838.2855 | 78451.8831 | 943.4587 | 3567.7596 | 23.8777 | 36028.8509 | 236.9198 | 0 | 121459.6417 | 82.47% | 17.53% | 8686.8847 | 0 | 1121.9805 | 17.4558 | 453.0466 | 1643.0883 | 1185.7718 | 181.4934 | 13962.4806 | 34369.3472 | 367753.353 | 416085.1808 | 1839233.4192 | 2257642.8826 | 8.506% | 2467520.7327
MEDICAL BUILDINGS #249 | TERTIARY | MEDICAL BUILDINGS | 25949.1944 | 2015 | 74635.3377 | 86687.1331 | 2500 | 2 | 21171.0023 | 11244.1128 | 745229.29 | 798561.4293 | 9 | 704620.8608 | 417685.499 | 84 | 50695.2322 | 52495.0243 | 2 | 4827.4788 | 2585.9739 | 2 | 114792.2223 | 5928.337 | 998319.175 | 4805.5086 | 220857.1574 | 1908.1735 | 6104.4924 | 58.3243 | 94935.353 | 682.998 | 0 | 250566.4725 | 75.56% | 24.44% | 20942.7268 | 0 | 3145.7416 | 60.9429 | 941.9674 | 4397.6626 | 2936.3735 | 457.0456 | 38852.7087 | 64033.1955 | 1107698.3962 | 1210584.3004 | 3639329.9106 | 4855646.9673 | 3.057% | 5008783.2666
MEDICAL BUILDINGS #250 | TERTIARY | MEDICAL BUILDINGS | 25363.1608 | 2021 | 90104.6588 | 73181.4413 | 2500 | 2 | 19198.6334 | 14776.3871 | 699268.9902 | 639288.3138 | 12 | 969804.1459 | 454239.163 | 70 | 59499.1576 | 43407.038 | 2 | 5373.2732 | 2372.447 | 2 | 121972.055 | 5199.6978 | 1225113.2705 | 5651.9824 | 185900.0728 | 1842.9624 | 7420.0829 | 49.7925 | 116316.4853 | 670.6468 | 0 | 321646.8914 | 87.21% | 12.79% | 30772.1201 | 0 | 3476.903 | 44.5312 | 1127.5656 | 4407.18 | 4338.9494 | 421.0908 | 46109.9338 | 91952.0328 | 905334.5636 | 1043396.5302 | 4229229.7143 | 5279445.2719 | 4.157% | 5508435.7683
MEDICAL BUILDINGS #251 | TERTIARY | MEDICAL BUILDINGS | 26441.9848 | 2013 | 77649.196 | 94888.0487 | 2500 | 2 | 23194.5119 | 11059.9672 | 744192.3154 | 769580.8434 | 10 | 1092085.6467 | 525557.7318 | 92 | 46986.3754 | 38760.2031 | 1 | 4598.3253 | 2327.9463 | 2 | 111920.6006 | 8063.757 | 985635.0362 | 3979.7515 | 194735.2568 | 2429.3664 | 8422.4329 | 59.3338 | 93695.6678 | 507.6892 | 0 | 277469.2132 | 83.73% | 16.27% | 30293.1973 | 0 | 3194.4557 | 50.171 | 1005.1833 | 3542.3345 | 3750.1252 | 664.027 | 36521.3153 | 78113.6905 | 838731.0761 | 953366.0819 | 4050192.8642 | 5011334.8284 | 6.381% | 5352919.6886
MEDICAL BUILDINGS #252 | TERTIARY | MEDICAL BUILDINGS | 10786.0299 | 2012 | 36722.2043 | 30610.1389 | 2500 | 2 | 24370.9541 | 5291.1969 | 277055.0507 | 284468.8923 | 5 | 441235.3419 | 259321.6418 | 44 | 22708.119 | 18797.6277 | 1 | 1488.2358 | 1171.7418 | 1 | 53444.2515 | 3292.7056 | 374391.6011 | 1647.9689 | 92358.3663 | 931.471 | 2990.7737 | 27.053 | 35012.0659 | 209.9101 | 0 | 106700.6422 | 91.63% | 8.375% | 9060.2097 | 0 | 1100.2515 | 20.466 | 369.8036 | 1824.7338 | 1620.0612 | 219.6724 | 11187.7358 | 31772.4075 | 373733.2586 | 416693.4019 | 1598545.9322 | 2017686.6737 | 0.7011% | 2031932.1382
MEDICAL BUILDINGS #253 | TERTIARY | MEDICAL BUILDINGS | 32622.2383 | 2020 | 120566.5053 | 88762.6767 | 2500 | 4 | 19141.9292 | 17079.4649 | 1029128.152 | 1083691.7788 | 11 | 1037897.2612 | 762903.0281 | 114 | 89708.0528 | 81078.3114 | 2 | 7281.1739 | 4628.8338 | 2 | 149691.535 | 11028.422 | 2033211.4027 | 5535.5607 | 217542.4031 | 2454.0815 | 10645.4609 | 58.0799 | 128234.0368 | 723.364 | 0 | 433679.5782 | 83.84% | 16.16% | 29561.6902 | 0 | 4305.5326 | 49.4993 | 1716.2983 | 4703.3319 | 4618.524 | 568.0694 | 55343.6465 | 137034.469 | 1394651.6774 | 1587029.7929 | 5834699.4401 | 7433425.4845 | 6.422% | 7943581.4258
MEDICAL BUILDINGS #254 | TERTIARY | MEDICAL BUILDINGS | 30545.0877 | 2009 | 60507.0933 | 72152.4187 | 2500 | 2 | 20048.4238 | 14378.767 | 788056.717 | 819754.8091 | 10 | 992762.286 | 436704.0236 | 126 | 59967.0648 | 58317.8288 | 2 | 4501.4015 | 2905.6231 | 2 | 144850.207 | 6534.6844 | 1333227.939 | 5267.837 | 241316.401 | 2132.8103 | 7704.3572 | 68.7013 | 119744.2333 | 798.7952 | 0 | 337801.2147 | 81.33% | 18.67% | 23236.113 | 0 | 3072.8609 | 71.0137 | 1059.3242 | 4855.8006 | 4443.2255 | 660.6108 | 32291.0392 | 102044.5095 | 1322852.4355 | 1457187.9842 | 4526568.2946 | 5991172.41 | 9.794% | 6641620.1091
MEDICAL BUILDINGS #255 | TERTIARY | MEDICAL BUILDINGS | 23049.5934 | 2017 | 60022.5022 | 58012.0388 | 2500 | 2 | 22924.6759 | 12765.1508 | 651340.7347 | 765006.0658 | 10 | 960618.8368 | 618291.808 | 93 | 66078.1715 | 38375.7686 | 1 | 5153.8968 | 2293.4009 | 2 | 122985.8733 | 4822.7327 | 850333.546 | 4835.4616 | 169920.1163 | 1474.9643 | 6906.9824 | 57.7171 | 106189.1895 | 703.691 | 0 | 221147.2197 | 89.36% | 10.64% | 19273.4645 | 0 | 2209.6686 | 40.7599 | 1156.1893 | 3413.7799 | 3633.4255 | 527.1131 | 36594.9891 | 90978.7261 | 778063.2726 | 905636.9878 | 3589241.2223 | 4501062.1921 | 7.882% | 4886217.6868
MEDICAL BUILDINGS #256 | TERTIARY | MEDICAL BUILDINGS | 12312.5243 | 2016 | 45891.5385 | 40563.1193 | 2500 | 2 | 18831.7791 | 5831.6343 | 364187.8223 | 331491.9541 | 5 | 484478.2019 | 296964.5712 | 47 | 34368.5064 | 20265.9082 | 1 | 2545.3172 | 1203.2904 | 1 | 78350.9718 | 3975.3304 | 665035.4101 | 2174.5906 | 110614.6673 | 1083.0466 | 3117.6304 | 19.4621 | 35013.0519 | 311.9552 | 0 | 138158.914 | 82.53% | 17.47% | 14507.701 | 0 | 1151.9767 | 27.941 | 460.6015 | 1909.1011 | 2249.4966 | 219.257 | 18368.8939 | 41444.7398 | 558859.1153 | 618672.749 | 2171580.7868 | 2793572.925 | 1.075% | 2823940.4202
MEDICAL BUILDINGS #257 | TERTIARY | MEDICAL BUILDINGS | 9069.5216 | 2021 | 27666.8484 | 35042.7587 | 1600 | 2 | 13899.3498 | 5325.2356 | 271539.7221 | 301256.7189 | 3 | 445270.1659 | 262675.9107 | 37 | 20007.819 | 21735.9126 | 0 | 2164.1886 | 1069.3665 | 1 | 63396.6039 | 2165.3592 | 527157.3782 | 2007.5724 | 58905.3083 | 671.8549 | 2833.3512 | 16.3601 | 36514.5292 | 190.8541 | 0 | 124317.0849 | 92.2% | 7.801% | 7325.5929 | 0 | 1144.5376 | 13.7249 | 441.9301 | 1669.9617 | 1662.0798 | 192.4675 | 11162.426 | 24598.7749 | 335096.3049 | 370857.5059 | 1739103.2852 | 2113180.7905 | 6.174% | 2252244.9618
MEDICAL BUILDINGS #258 | TERTIARY | MEDICAL BUILDINGS | 28554.6822 | 2019 | 78630.8097 | 97053.3314 | 2500 | 2 | 24395.6295 | 10612.1982 | 903305.3203 | 763204.0755 | 12 | 929821.1647 | 583580.0132 | 115 | 73159.1345 | 60894.0453 | 2 | 6919.0305 | 2543.6753 | 2 | 193068.9141 | 8009.0242 | 1349284.8518 | 5644.678 | 232009.0912 | 2147.5856 | 9408.4066 | 62.4156 | 120004.0323 | 731.9874 | 0 | 316305.3181 | 93.17% | 6.829% | 24637.9916 | 0 | 3089.6608 | 61.2626 | 1033.063 | 3398.3786 | 3425.4801 | 568.7869 | 31932.5575 | 88316.6031 | 861859.729 | 982108.8897 | 4659661.5769 | 5649121.0394 | 3.413% | 5848758.9132
MEDICAL BUILDINGS #259 | TERTIARY | MEDICAL BUILDINGS | 12576.5445 | 2018 | 40732.161 | 46182.3408 | 2500 | 2 | 24006.1668 | 5419.3798 | 339713.976 | 478372.6377 | 6 | 468405.8171 | 248837.2189 | 36 | 27614.1244 | 27103.2548 | 1 | 3007.682 | 1361.8826 | 1 | 76392.4822 | 2871.1895 | 573540.8158 | 2649.7898 | 107750.762 | 1013.2955 | 2906.982 | 28.2717 | 51627.9851 | 390.7978 | 0 | 105743.5286 | 79.53% | 20.47% | 14822.2287 | 0 | 1138.4313 | 23.8761 | 665.1477 | 1967.9229 | 2223.0392 | 334.9936 | 15005.3965 | 40791.0181 | 381764.2904 | 437560.7051 | 2000196.9491 | 2440779.6601 | 9.095% | 2684987.3522
MEDICAL BUILDINGS #260 | TERTIARY | MEDICAL BUILDINGS | 27468.6823 | 2011 | 76471.8284 | 83098.187 | 2500 | 2 | 22184.7394 | 11662.9715 | 462235.6693 | 735743.4133 | 11 | 910343.0391 | 581967.1139 | 73 | 50606.5819 | 40585.9414 | 1 | 5063.3552 | 2759.6213 | 2 | 135297.1328 | 7675.0414 | 1278143.1678 | 5206.1923 | 168917.3059 | 2185.3342 | 7213.0963 | 65.5512 | 78692.5478 | 737.9827 | 0 | 217983.5888 | 81.74% | 18.26% | 21390.7845 | 0 | 3688.3935 | 45.5084 | 1194.4492 | 4759.4007 | 4691.8108 | 704.7885 | 40771.8979 | 79076.2665 | 1255647.0942 | 1375495.2587 | 3783884.7263 | 5164716.1846 | 0.9578% | 5214659.7373
MEDICAL BUILDINGS #261 | TERTIARY | MEDICAL BUILDINGS | 24643.6809 | 2019 | 61779.7656 | 87043.1125 | 2500 | 2 | 21710.7998 | 10058.6113 | 662829.4655 | 885300.8194 | 9 | 768297.2829 | 593041.5722 | 97 | 60373.8457 | 54752.8572 | 2 | 4809.107 | 2701.6623 | 2 | 183352.7552 | 5139.2034 | 1085862.3086 | 3810.776 | 185890.9405 | 1617.2417 | 5719.6033 | 40.148 | 80597.2229 | 559.2097 | 0 | 262800.5785 | 75.51% | 24.49% | 26931.5412 | 0 | 3391.8681 | 40.4816 | 995.2548 | 4339.1674 | 3368.4328 | 454.6437 | 37657.202 | 70063.5591 | 736717.3645 | 844438.1255 | 3747188.5164 | 4598961.8525 | 7.974% | 4997448.8388
MEDICAL BUILDINGS #262 | TERTIARY | MEDICAL BUILDINGS | 13720.3014 | 2013 | 37071.7115 | 39923.9615 | 2500 | 2 | 21137.3344 | 4568.9217 | 369335.4999 | 300066.5304 | 6 | 385869.7805 | 264294.669 | 41 | 32260.1846 | 20920.0216 | 1 | 2637.8273 | 1365.4405 | 1 | 86973.3989 | 3026.8415 | 504709.064 | 3062.426 | 83372.3559 | 1307.7932 | 3575.2432 | 23.0416 | 55173.9725 | 384.7516 | 0 | 135194.9208 | 85.88% | 14.12% | 10330.1702 | 0 | 2028.6744 | 20.2394 | 487.6174 | 1605.3024 | 2428.3433 | 278.9829 | 20912.2481 | 34076.034 | 454681.0189 | 509669.301 | 1886168.7359 | 2400109.3329 | 7.592% | 2597307.3045
MEDICAL BUILDINGS #263 | TERTIARY | MEDICAL BUILDINGS | 11659.8654 | 2020 | 48414.7423 | 30779.6111 | 2500 | 2 | 22869.9915 | 6700.18 | 293756.4075 | 313301.9583 | 6 | 356883.3496 | 322680.1327 | 41 | 31012.0548 | 21221.4004 | 1 | 2711.3236 | 1084.9088 | 1 | 73689.1118 | 2731.5093 | 554412.4575 | 2341.0342 | 101155.1642 | 779.8896 | 3727.1266 | 18.0897 | 39324.737 | 307.7353 | 0 | 165103.9835 | 85.88% | 14.12% | 11208.0808 | 0 | 1398.0206 | 25.3337 | 646.19 | 1674.8278 | 1340.8407 | 191.2277 | 18437.4162 | 38482.2204 | 486671.6234 | 543591.26 | 1852228.887 | 2398984.899 | 5.204% | 2530692.2115
MEDICAL BUILDINGS #264 | TERTIARY | MEDICAL BUILDINGS | 9048.5158 | 2013 | 24140.2755 | 27195.4377 | 1600 | 2 | 14036.7765 | 3814.4645 | 188516.4063 | 216644.6401 | 3 | 287145.6964 | 160761.3337 | 34 | 23404.1654 | 18820.9721 | 1 | 1859.7873 | 874.6025 | 1 | 53089.063 | 2376.1609 | 459502.4758 | 1673.9655 | 54805.0033 | 890.575 | 2941.852 | 20.8421 | 25224.7266 | 249.7107 | 0 | 96334.4754 | 79.53% | 20.47% | 9598.8028 | 0 | 1247.2757 | 13.0591 | 488.3972 | 1508.9172 | 1133.828 | 197.4492 | 11783.3904 | 33843.795 | 408902.3042 | 454529.4896 | 1357916.5386 | 1815040.7118 | 4.659% | 1903743.9498
MEDICAL BUILDINGS #265 | TERTIARY | MEDICAL BUILDINGS | 24174.0846 | 2021 | 97544.7594 | 79246.6947 | 2500 | 2 | 20855.1479 | 10073.8934 | 503619.5126 | 726599.1181 | 8 | 995252.1106 | 520773.5239 | 65 | 60121.6982 | 44676.3091 | 2 | 5501.0079 | 3182.4136 | 2 | 185207.3307 | 7707.7758 | 1263688.2858 | 5882.3021 | 169577.2782 | 2296.7865 | 5984.9026 | 53.0366 | 85890.5447 | 672.833 | 0 | 216922.2193 | 88.43% | 11.57% | 18096.988 | 0 | 2969.3802 | 52.8234 | 874.1109 | 4396.2403 | 3068.8257 | 411.717 | 29435.0695 | 91200.3148 | 980786.7705 | 1101422.1548 | 3990323.6493 | 5098773.3218 | 8.285% | 5559377.2784
MEDICAL BUILDINGS #266 | TERTIARY | MEDICAL BUILDINGS | 28696.1217 | 2016 | 98865.8254 | 98024.6354 | 2500 | 2 | 24180.5736 | 10040.8671 | 757401.1202 | 943062.4827 | 14 | 963292.6691 | 482695.8111 | 110 | 77537.2236 | 66905.286 | 1 | 5207.9294 | 2337.2032 | 1 | 200484.932 | 8722.4717 | 1255343.981 | 5183.2964 | 176599.652 | 2498.3818 | 8728.8081 | 50.012 | 122842.7921 | 683.0694 | 0 | 350796.0576 | 90.36% | 9.637% | 27912.6792 | 0 | 2898.5407 | 60.8126 | 1158.0753 | 4766.8327 | 3612.1815 | 465.7818 | 28962.3473 | 102308.8914 | 923816.1306 | 1055087.3693 | 4470226.1151 | 5534962.7657 | 8.677% | 6060865.854
MEDICAL BUILDINGS #267 | TERTIARY | MEDICAL BUILDINGS | 29895.8206 | 2007 | 56739.6517 | 88397.6942 | 2500 | 2 | 23077.3813 | 8758.6583 | 610242.4265 | 736978.4067 | 11 | 887625.97 | 416504.4842 | 91 | 57549.5744 | 39561.5822 | 1 | 5035.0744 | 3043.7993 | 2 | 144826.6616 | 7370.4002 | 1026290.7948 | 5619.9155 | 200008.7825 | 2434.9195 | 10144.9837 | 49.7051 | 92963.164 | 820.238 | 0 | 282205.2866 | 75.41% | 24.59% | 35004.5402 | 0 | 3077.0117 | 50.4387 | 1603.3142 | 5535.3434 | 5118.3366 | 632.3278 | 34029.7534 | 76862.8537 | 1320653.6947 | 1431546.3018 | 3756822.8338 | 5194759.2978 | 6.744% | 5570435.4207
MEDICAL BUILDINGS #268 | TERTIARY | MEDICAL BUILDINGS | 20562.068 | 2010 | 56732.6784 | 50500.8661 | 2500 | 2 | 23206.5716 | 8681.9827 | 483932.7026 | 513227.5623 | 9 | 585874.0459 | 300848.8261 | 54 | 37414.3295 | 27313.5664 | 1 | 4065.372 | 1715.613 | 1 | 108048.962 | 5212.4245 | 976837.6659 | 4028.3842 | 133599.4277 | 1599.0948 | 5937.0352 | 32.6855 | 60554.2557 | 420.4656 | 0 | 228042.8826 | 73.66% | 26.34% | 20016.4252 | 0 | 2299.839 | 48.117 | 834.4024 | 3073.3054 | 3801.2883 | 333.8738 | 24883.9574 | 50042.3739 | 672812.695 | 747739.0264 | 2955450.3865 | 3708692.5643 | 6.531% | 3967824.058
MEDICAL BUILDINGS #269 | TERTIARY | MEDICAL BUILDINGS | 31251.0902 | 2009 | 78693.8629 | 90175.0654 | 2500 | 2 | 20905.6778 | 11285.3687 | 788649.5145 | 943579.8042 | 10 | 905776.6755 | 456918.6837 | 121 | 69238.7462 | 52176.6499 | 1 | 5487.6375 | 3502.2591 | 2 | 117733.4688 | 10388.8911 | 1425125.6791 | 5120.6253 | 249270.1598 | 2897.3356 | 9455.4389 | 55.4314 | 122321.447 | 700.6932 | 0 | 319798.3227 | 85.78% | 14.22% | 36513.1474 | 0 | 3464.2095 | 70.9495 | 1110.4422 | 3791.6944 | 4950.4233 | 711.2468 | 29119.5655 | 103336.1801 | 1311147.2644 | 1443603.0099 | 4539288.1783 | 5990011.0926 | 4.715% | 6286447.7956
MEDICAL BUILDINGS #270 | TERTIARY | MEDICAL BUILDINGS | 27042.7413 | 2018 | 92789.1774 | 79850.8547 | 2500 | 2 | 24580.2669 | 11568.2061 | 855876.7395 | 976411.5388 | 12 | 880678.0602 | 638348.7444 | 74 | 81884.5466 | 41212.1479 | 1 | 5039.7374 | 3418.9274 | 1 | 128520.2802 | 5942.9613 | 1214073.2461 | 5408.5515 | 169508.0652 | 1843.2715 | 6838.4591 | 52.2634 | 94010.0096 | 784.413 | 0 | 272079.5851 | 80.81% | 19.19% | 31359.7534 | 0 | 3433.5866 | 40.0521 | 1168.3853 | 5008.0139 | 3554.4549 | 612.3358 | 43577.264 | 98704.6907 | 960311.7693 | 1102593.724 | 4237292.5257 | 5347242.4778 | 4.699% | 5610869.1985
MEDICAL BUILDINGS #271 | TERTIARY | MEDICAL BUILDINGS | 20364.7912 | 2018 | 61803.9967 | 52885.6777 | 2500 | 2 | 18775.7569 | 8069.445 | 538786.7803 | 759167.071 | 7 | 792515.8811 | 424744.6848 | 57 | 39351.0471 | 48760.0053 | 1 | 3956.2974 | 2612.3196 | 1 | 110596.9839 | 5587.515 | 829542.157 | 3495.5056 | 134726.4952 | 1726.0625 | 4570.4398 | 41.5222 | 59444.3738 | 594.8564 | 0 | 169220.205 | 82.25% | 17.75% | 18560.9939 | 0 | 2664.9321 | 39.9382 | 1076.2176 | 3320.6452 | 3731.6618 | 334.0021 | 27356.4551 | 84124.5872 | 914120.0557 | 1025601.098 | 3064674.9297 | 4096633.6736 | 4.642% | 4296076.2965
MEDICAL BUILDINGS #272 | TERTIARY | MEDICAL BUILDINGS | 31076.6146 | 2013 | 89096.0162 | 106491.7274 | 2500 | 4 | 20164.7383 | 12497.5511 | 593321.5863 | 781613.1583 | 12 | 941132.288 | 608476.8884 | 125 | 85271.9036 | 50173.0847 | 2 | 5595.1027 | 3310.4606 | 2 | 185726.4038 | 10513.1623 | 1615581.2921 | 5766.1211 | 191988.0179 | 2709.2188 | 8710.5626 | 51.7991 | 82038.1344 | 738.2447 | 0 | 305562.6062 | 72.12% | 27.88% | 30066.889 | 0 | 2873.4081 | 60.5522 | 1689.7467 | 5008.3553 | 5075.0065 | 724.1577 | 43072.4956 | 85879.3348 | 885349.2627 | 1014301.0932 | 4569512.6024 | 5592475.9995 | 9.239% | 6161783.9913
MEDICAL BUILDINGS #273 | TERTIARY | MEDICAL BUILDINGS | 29584.7904 | 2010 | 69381.6748 | 88277.7221 | 2500 | 2 | 19645.6951 | 9497.7688 | 684228.1739 | 781717.8267 | 11 | 740734.4623 | 463295.554 | 93 | 46371.0068 | 40858.0557 | 2 | 5756.878 | 2961.7859 | 2 | 136258.9592 | 8968.8833 | 948591.1865 | 4481.2012 | 169444.9659 | 2925.1667 | 9225.067 | 46.6329 | 102164.8387 | 881.0815 | 0 | 316371.0184 | 85.91% | 14.09% | 32719.4362 | 0 | 2705.7529 | 50.9071 | 1649.3222 | 4816.8132 | 4296.9426 | 580.5089 | 26896.1652 | 80839.372 | 1285667.0586 | 1393402.5958 | 3603524.8476 | 5004041.6773 | 7.869% | 5431441.8037
MEDICAL BUILDINGS #274 | TERTIARY | MEDICAL BUILDINGS | 29659.9141 | 2012 | 104941.6358 | 99315.2587 | 2500 | 2 | 22788.4487 | 12731.3794 | 706862.611 | 985587.2423 | 15 | 1208027.7096 | 441373.4096 | 119 | 63984.3592 | 52751.0395 | 2 | 5101.0271 | 2746.4141 | 2 | 183557.3468 | 9207.204 | 1330394.499 | 5160.2574 | 229598.3904 | 2928.4186 | 9936.754 | 70.7979 | 117672.4931 | 620.6517 | 0 | 257965.6458 | 86.06% | 13.94% | 23273.3923 | 0 | 3005.0059 | 68.9594 | 1205.0041 | 5098.3982 | 4245.4018 | 601.3458 | 31040.5148 | 90112.7117 | 1307728.9365 | 1428882.163 | 4671795.9571 | 6108702.0206 | 1.315% | 6190130.2952
MEDICAL BUILDINGS #275 | TERTIARY | MEDICAL BUILDINGS | 22307.0364 | 2009 | 72498.4792 | 59204.7839 | 2500 | 2 | 21192.1178 | 6568.8945 | 530604.9192 | 429524.5712 | 10 | 723454.9772 | 323149.081 | 85 | 54890.2886 | 30753.3564 | 1 | 2791.2218 | 1677.4091 | 1 | 113418.7137 | 5019.0644 | 1050027.1879 | 4728.3017 | 141208.0416 | 1647.6678 | 6475.6517 | 37.6468 | 80728.1695 | 561.6006 | 0 | 252948.1649 | 75.36% | 24.64% | 17563.6288 | 0 | 3117.5846 | 36.6356 | 1121.0978 | 3553.163 | 3683.4628 | 536.2017 | 24289.5305 | 47880.7878 | 654904.3753 | 727074.6936 | 3323300.5186 | 4054909.1647 | 3.843% | 4216946.5209
MEDICAL BUILDINGS #276 | TERTIARY | MEDICAL BUILDINGS | 9321.6918 | 2021 | 36951.4456 | 26602.3198 | 1600 | 2 | 13190.416 | 4389.4704 | 308744.974 | 246815.5696 | 4 | 458363.5488 | 212071.6146 | 29 | 21185.7231 | 24115.353 | 1 | 1716.1875 | 1324.1612 | 1 | 65465.8282 | 2243.1146 | 533078.4736 | 1702.763 | 65197.8603 | 832.6828 | 2859.4213 | 19.5572 | 41166.7499 | 282.0543 | 0 | 82785.6402 | 87.25% | 12.75% | 8329.2004 | 0 | 1384.9123 | 17.8293 | 452.6322 | 1415.6816 | 1308.8877 | 181.0374 | 12159.9747 | 40098.9985 | 358615.8629 | 410874.8361 | 1785785.2512 | 2199500.7511 | 9.046% | 2418255.3954
MEDICAL BUILDINGS #277 | TERTIARY | MEDICAL BUILDINGS | 32993.484 | 2013 | 91329.1583 | 112182.2963 | 2500 | 4 | 22388.636 | 16733.3786 | 714178.557 | 809023.0015 | 14 | 863791.8101 | 699169.3627 | 122 | 67144.1086 | 48802.339 | 2 | 6889.7401 | 3132.4506 | 2 | 164334.9156 | 7785.3143 | 1560219.5411 | 5819.947 | 225212.4271 | 2533.8013 | 10460.6703 | 65.0655 | 86379.5483 | 1027.7314 | 0 | 364483.8547 | 84.64% | 15.36% | 32626.5497 | 0 | 4549.0073 | 72.6915 | 1547.9894 | 4077.8457 | 5837.9864 | 694.0905 | 49890.4362 | 77553.5671 | 966044.1367 | 1093488.1401 | 4628342.0326 | 5729451.6264 | 2.47% | 5874562.2366
MEDICAL BUILDINGS #278 | TERTIARY | MEDICAL BUILDINGS | 11221.9024 | 2009 | 28068.5031 | 34341.945 | 2500 | 2 | 22862.3225 | 3461.123 | 269637.0146 | 271540.3032 | 4 | 269369.7454 | 199286.1368 | 41 | 27783.1062 | 18956.83 | 1 | 2138.0742 | 1278.848 | 1 | 58551.4514 | 2301.1706 | 476788.0548 | 2336.5423 | 74056.9375 | 1091.3417 | 3824.0411 | 26.5986 | 39745.8745 | 312.3161 | 0 | 95539.9942 | 83.49% | 16.51% | 11780.1824 | 0 | 1043.0947 | 16.9462 | 610.2384 | 1933.6385 | 1728.4602 | 195.4929 | 14303.1768 | 29818.6793 | 518719.9552 | 562841.8113 | 1497235.0751 | 2062411.3732 | 0.6951% | 2076846.9822
MEDICAL BUILDINGS #279 | TERTIARY | MEDICAL BUILDINGS | 31905.7275 | 2010 | 77135.9762 | 94206.8193 | 2500 | 4 | 18069.7853 | 12218.7043 | 635514.0331 | 922143.7909 | 11 | 761028.9279 | 576909.2214 | 93 | 77847.689 | 57864.2661 | 2 | 6376.0046 | 2583.6486 | 2 | 120674.9543 | 9902.5976 | 1032507.0434 | 4866.5285 | 256239.8587 | 2161.5205 | 9330.109 | 54.5294 | 97126.7048 | 974.7059 | 0 | 298045.0713 | 77.08% | 22.92% | 36310.1155 | 0 | 3867.4348 | 52.9814 | 1248.7101 | 5047.8446 | 5891.5444 | 595.4376 | 32436.8738 | 69182.9294 | 1308314.5413 | 1409934.3445 | 3758706.3272 | 5177819.3933 | 9.904% | 5747018.8348
MEDICAL BUILDINGS #280 | TERTIARY | MEDICAL BUILDINGS | 21472.4699 | 2016 | 54509.1729 | 65593.5189 | 2500 | 2 | 17720.7839 | 8761.073 | 658573.7574 | 476928.8948 | 10 | 734236.843 | 519075.1811 | 60 | 50256.7355 | 42131.77 | 1 | 4530.6785 | 2629.5512 | 1 | 101771.7872 | 6127.1557 | 1094053.3036 | 5151.3676 | 201867.9991 | 1614.4361 | 4730.2458 | 43.9357 | 75988.6334 | 520.7991 | 0 | 173971.3795 | 90.51% | 9.495% | 22564.9305 | 0 | 2403.686 | 50.0976 | 800.2145 | 3793.1406 | 3601.1341 | 379.1564 | 27796.6748 | 68223.0974 | 972503.9184 | 1068523.6905 | 3493831.7213 | 4569679.5399 | 8.214% | 4978604.9099
MEDICAL BUILDINGS #281 | TERTIARY | MEDICAL BUILDINGS | 29574.762 | 2015 | 87677.5351 | 68178.0578 | 2500 | 2 | 20890.7584 | 11364.0578 | 708786.0338 | 645681.205 | 14 | 997839.1424 | 752732.6775 | 111 | 55597.124 | 60775.5561 | 2 | 4744.412 | 2602.6221 | 1 | 169104.3539 | 7088.1743 | 1063001.576 | 6361.7804 | 219444.1399 | 2386.6924 | 8350.2634 | 50.8011 | 111222.4379 | 673.8426 | 0 | 263587.1401 | 77.78% | 22.22% | 29929.7528 | 0 | 3741.6434 | 57.4352 | 1527.3315 | 5248.7192 | 3705.1555 | 611.4347 | 38733.676 | 70373.2297 | 1332452.625 | 1441559.5307 | 4069490.8929 | 5517103.1196 | 9.556% | 6100024.6783
MEDICAL BUILDINGS #282 | TERTIARY | MEDICAL BUILDINGS | 22277.2107 | 2009 | 55111.6154 | 65122.2371 | 2500 | 2 | 20175.0035 | 10257.032 | 563419.2051 | 545822.8014 | 9 | 662952.2079 | 351769.2129 | 80 | 51167.5532 | 37708.4079 | 1 | 3711.6938 | 1855.463 | 2 | 94680.3945 | 5701.4483 | 1044938.9555 | 4182.028 | 135381.9295 | 2100.1666 | 5251.878 | 38.6362 | 76188.7713 | 678.7908 | 0 | 234970.7473 | 90.67% | 9.328% | 22700.625 | 0 | 2214.8362 | 46.1499 | 879.5682 | 3709.566 | 3471.487 | 392.6218 | 22121.7307 | 62323.0619 | 987589.3288 | 1072034.1213 | 3242095.6641 | 4319492.8067 | 9.558% | 4775999.2213
MEDICAL BUILDINGS #283 | TERTIARY | MEDICAL BUILDINGS | 14412.2693 | 2008 | 32609.1918 | 28050.4746 | 2500 | 2 | 19196.3219 | 5151.9101 | 248017.0316 | 369216.2453 | 5 | 493559.963 | 202446.2604 | 43 | 21431.0476 | 24725.6806 | 1 | 2288.1161 | 1609.3028 | 1 | 70316.0114 | 4555.6811 | 621703.8401 | 2814.6995 | 110110.721 | 1241.0183 | 4360.1811 | 30.6982 | 45319.5206 | 364.0933 | 0 | 112507.5688 | 63.87% | 36.13% | 17025.4915 | 0 | 1777.2597 | 33.0148 | 652.4517 | 2294.2449 | 2025.9675 | 298.4781 | 19082.8096 | 38180.4033 | 528414.6201 | 585677.833 | 1943709.4045 | 2532210.4415 | 9.083% | 2785176.7763
MEDICAL BUILDINGS #284 | TERTIARY | MEDICAL BUILDINGS | 33066.7901 | 2015 | 105032.2495 | 97730.4666 | 2500 | 2 | 24686.1411 | 11471.2744 | 616675.1906 | 941548.3561 | 15 | 1423913.2826 | 587878.9166 | 111 | 82137.8444 | 68238.0164 | 2 | 5753.2283 | 4008.2347 | 2 | 192836.1369 | 9295.571 | 1790466.5324 | 5964.5995 | 212251.612 | 2460.3303 | 9431.2193 | 78.9925 | 143844.2248 | 788.7445 | 0 | 427038.4634 | 90.69% | 9.311% | 24588.3664 | 0 | 3339.2269 | 64.0039 | 1662.0179 | 6061.5956 | 5759.1039 | 628.5879 | 52930.2561 | 114724.2993 | 1245668.725 | 1413323.2803 | 5548597.4653 | 6969494.2227 | 1.85% | 7100837.7344
MEDICAL BUILDINGS #285 | TERTIARY | MEDICAL BUILDINGS | 14888.4873 | 2015 | 54151.6321 | 50425.65 | 2500 | 2 | 23959.5598 | 6894.8608 | 331027.2405 | 451617.7181 | 6 | 493339.0889 | 303861.2076 | 42 | 35914.7391 | 26037.1274 | 1 | 3352.6911 | 1184.9183 | 1 | 81312.9661 | 4241.3732 | 595797.4061 | 2438.0671 | 98666.7052 | 996.4458 | 4776.1168 | 25.0467 | 49215.5551 | 398.2805 | 0 | 176586.2445 | 85.64% | 14.36% | 10976.3693 | 0 | 1685.0432 | 21.9553 | 522.4213 | 2249.0601 | 1793.3964 | 393.4799 | 16591.7139 | 41749.7884 | 690463.0539 | 748804.5562 | 2140998.2511 | 2893822.4788 | 4.421% | 3027671.9965
MEDICAL BUILDINGS #286 | TERTIARY | MEDICAL BUILDINGS | 30106.1606 | 2020 | 80836.6322 | 78594.7195 | 2500 | 2 | 21859.612 | 13946.7427 | 903464.5641 | 974806.1426 | 14 | 1185937.6604 | 709197.7795 | 109 | 93789.7613 | 72558.9822 | 2 | 6211.5873 | 3587.2158 | 2 | 168084.7148 | 6700.6682 | 1723785.2719 | 5263.3846 | 210663.2732 | 2738.4353 | 9584.9502 | 60.3578 | 142024.0937 | 606.9942 | 0 | 325377.0409 | 80.96% | 19.04% | 29774.1077 | 0 | 3810.8822 | 65.5393 | 1429.7666 | 3640.28 | 4906.345 | 642.2296 | 37438.8017 | 81796.1566 | 963282.8847 | 1082517.843 | 5312763.8246 | 6403105.7184 | 3.605% | 6642542.1281
MEDICAL BUILDINGS #287 | TERTIARY | MEDICAL BUILDINGS | 24050.994 | 2011 | 80035.2222 | 73214.8972 | 2500 | 2 | 22763.716 | 8555.5735 | 481327.862 | 572720.6803 | 10 | 712858.8128 | 575404.4436 | 89 | 38244.5745 | 33307.4247 | 1 | 4203.191 | 2677.7692 | 1 | 101603.9452 | 8126.5604 | 860864.4063 | 4192.3606 | 181459.291 | 1828.2015 | 6388.8471 | 47.5372 | 94384.7689 | 742.2239 | 0 | 212037.9618 | 66.5% | 33.5% | 24491.125 | 0 | 3470.4125 | 46.2113 | 982.726 | 3089.7473 | 4110.2828 | 527.4992 | 29546.9447 | 67422.0344 | 753529.9983 | 850498.9774 | 3099385.6289 | 3955920.958 | 2.721% | 4066583.4042
MEDICAL BUILDINGS #288 | TERTIARY | MEDICAL BUILDINGS | 11765.8414 | 2010 | 30773.2023 | 24101.4406 | 2500 | 2 | 20358.617 | 4172.8787 | 319656.0916 | 305556.7881 | 5 | 330472.1626 | 168199.9104 | 42 | 29249.0886 | 18088.6144 | 1 | 1656.6722 | 907.4482 | 1 | 48036.4448 | 2523.7223 | 408720.6487 | 2637.1061 | 87163.5472 | 1136.6351 | 2790.2239 | 17.9466 | 43642.5971 | 230.1311 | 0 | 83277.1078 | 80.77% | 19.23% | 13190.893 | 0 | 1159.411 | 18.3454 | 398.4355 | 1967.8111 | 1426.6305 | 231.5521 | 11025.8263 | 31585.9682 | 440497.2237 | 483109.0183 | 1528566.4105 | 2013919.2858 | 2.423% | 2063921.1992
MEDICAL BUILDINGS #289 | TERTIARY | MEDICAL BUILDINGS | 18219.2531 | 2009 | 47132.3338 | 56971.5468 | 2500 | 2 | 23105.4212 | 8046.0764 | 305199.0201 | 401688.4751 | 9 | 691370.1001 | 304048.2369 | 52 | 40663.1011 | 31590.0032 | 1 | 2741.2529 | 1736.7998 | 1 | 106419.345 | 4773.0164 | 856335.8233 | 4144.9139 | 118447.565 | 1087.77 | 5316.5242 | 35.8572 | 65792.4998 | 433.8976 | 0 | 130500.3188 | 88.8% | 11.2% | 17914.6554 | 0 | 1735.2301 | 28.1929 | 914.0971 | 3146.4853 | 3123.1322 | 441.9815 | 26143.0678 | 52537.3267 | 769485.3137 | 848165.7082 | 2637281.8918 | 3488845.2623 | 3.349% | 3609727.2294
MEDICAL BUILDINGS #290 | TERTIARY | MEDICAL BUILDINGS | 21866.3461 | 2012 | 75322.6981 | 54897.5194 | 2500 | 2 | 18125.1265 | 7923.8228 | 606680.5488 | 636192.145 | 10 | 690012.8239 | 537166.8311 | 80 | 46902.7316 | 35675.6632 | 1 | 4687.2958 | 2263.0852 | 2 | 134670.1591 | 6847.3524 | 863701.1378 | 4216.4361 | 154950.0931 | 1522.3389 | 6479.8822 | 45.4305 | 76304.1615 | 518.3226 | 0 | 204364.2406 | 78.69% | 21.31% | 24574.8344 | 0 | 2398.9809 | 35.9922 | 843.6003 | 3741.9263 | 3714.0671 | 477.2877 | 29502.9956 | 51351.1699 | 930840.4838 | 1011694.6493 | 3156223.6391 | 4172574.1657 | 10.17% | 4645020.2106
MEDICAL BUILDINGS #291 | TERTIARY | MEDICAL BUILDINGS | 21433.2585 | 2011 | 58958.0892 | 64503.2914 | 2500 | 2 | 18283.3363 | 9520.9575 | 365341.7507 | 665626.0539 | 8 | 643562.434 | 383562.8737 | 82 | 47708.3716 | 39458.6427 | 1 | 3356.2572 | 1938.8866 | 1 | 114558.8746 | 6541.842 | 821404.757 | 4329.043 | 123342.2294 | 2124.9789 | 7163.9693 | 35.7498 | 62202.5982 | 517.9725 | 0 | 202362.0672 | 86.05% | 13.95% | 22626.5716 | 0 | 2398.9412 | 41.4161 | 1066.806 | 3366.5604 | 2437.6617 | 468.6295 | 21167.4242 | 47312.4547 | 937733.1224 | 1006213.0012 | 2720412.3985 | 3732192.7938 | 9.542% | 4125886.6433
MEDICAL BUILDINGS #292 | TERTIARY | MEDICAL BUILDINGS | 32098.1636 | 2008 | 92639.053 | 71539.7236 | 2500 | 2 | 20500.195 | 11537.3487 | 736958.8325 | 832796.3398 | 15 | 1177077.0907 | 432852.5233 | 91 | 55988.7894 | 41840.8118 | 2 | 5057.7927 | 3361.0167 | 2 | 171331.4589 | 6943.4572 | 1434920.447 | 5873.1517 | 166801.4983 | 2189.2456 | 7809.7827 | 64.9822 | 75512.7146 | 608.0476 | 0 | 269461.4249 | 69.47% | 30.53% | 37203.9935 | 0 | 4331.4975 | 58.77 | 1531.7853 | 5682.947 | 3775.1904 | 725.8204 | 37899.9014 | 87889.759 | 1224799.7438 | 1350589.4041 | 4623391.7425 | 5982595.543 | 8.64% | 6548360.2513
MEDICAL BUILDINGS #293 | TERTIARY | MEDICAL BUILDINGS | 33327.8527 | 2007 | 90000.1013 | 73638.2215 | 2500 | 2 | 24039.6112 | 10185.6857 | 619965.3677 | 853450.9426 | 14 | 954095.1612 | 640724.9922 | 87 | 77418.9131 | 41858.4197 | 2 | 4119.4781 | 2677.6666 | 2 | 136414.9951 | 9883.7112 | 1179213.0407 | 5158.1674 | 254411.2238 | 3139.9139 | 9861.4557 | 59.3404 | 75428.4877 | 942.7401 | 0 | 329868.5162 | 81.58% | 18.42% | 33854.1376 | 0 | 4108.4055 | 60.0246 | 1574.7389 | 5491.9769 | 5892.6336 | 658.0589 | 35314.6268 | 103895.5657 | 1148439.9571 | 1287650.1495 | 4150531.334 | 5447099.0836 | 7.263% | 5873690.6064
MEDICAL BUILDINGS #294 | TERTIARY | MEDICAL BUILDINGS | 25057.379 | 2020 | 82373.4295 | 68632.3033 | 2500 | 2 | 17851.0283 | 13214.2242 | 602915.4407 | 852288.3352 | 11 | 995938.1602 | 664828.1716 | 78 | 74119.9928 | 40795.8947 | 2 | 5998.4092 | 2988.763 | 2 | 178062.5283 | 7336.6542 | 1361632.4868 | 4529.3933 | 167283.3317 | 1637.1281 | 6289.7695 | 52.3739 | 90118.9087 | 733.0703 | 0 | 237869.9744 | 86.29% | 13.71% | 26348.9391 | 0 | 2745.9164 | 53.1054 | 1064.7374 | 4314.826 | 3430.4207 | 510.8499 | 31956.1796 | 87743.969 | 999124.8744 | 1118825.023 | 4205826.4446 | 5332341.1241 | 1.123% | 5392889.8454
MEDICAL BUILDINGS #295 | TERTIARY | MEDICAL BUILDINGS | 30456.122 | 2021 | 118913.3416 | 103452.4502 | 2500 | 4 | 21068.4313 | 15561.252 | 945518.3331 | 785016.8291 | 14 | 1266062.8234 | 570009.958 | 110 | 87278.9131 | 52710.0517 | 2 | 5060.6487 | 4379.7932 | 2 | 145924.6669 | 7517.8918 | 1717824.5196 | 5604.9116 | 201561.0921 | 1880.6894 | 9169.9088 | 59.2662 | 146200.3906 | 848.4841 | 0 | 273072.8844 | 77.65% | 22.35% | 30871.9201 | 0 | 3083.9244 | 47.4084 | 1165.9359 | 4636.4874 | 3590.0439 | 636.3338 | 34103.1409 | 82109.0158 | 1098692.2762 | 1214904.4329 | 5408233.4845 | 6631193.0016 | 6.307% | 7077586.0236
MEDICAL BUILDINGS #296 | TERTIARY | MEDICAL BUILDINGS | 30775.6975 | 2010 | 78698.6105 | 89359.6053 | 2500 | 2 | 23784.0444 | 9694.5883 | 502326.1534 | 833915.028 | 10 | 731343.0045 | 528615.8607 | 94 | 50568.8737 | 45227.9945 | 2 | 5383.3251 | 2886.0392 | 2 | 187994.7445 | 9954.9635 | 1055324.8036 | 7414.4173 | 242842.0258 | 2574.4117 | 7707.3976 | 75.6248 | 114596.67 | 642.4629 | 0 | 219195.6034 | 91.27% | 8.73% | 26372.2815 | 0 | 3994.431 | 55.5405 | 1448.4354 | 4596.5856 | 5322.2144 | 739.1066 | 39314.5189 | 64709.5708 | 1384679.7872 | 1488703.8769 | 3566918.9691 | 5061336.4328 | 8.454% | 5528718.1062
MEDICAL BUILDINGS #297 | TERTIARY | MEDICAL BUILDINGS | 13925.0145 | 2009 | 39618.1245 | 44405.1241 | 2500 | 2 | 20710.086 | 4696.1193 | 282659.6482 | 290928.6665 | 7 | 434253.7668 | 314931.6033 | 57 | 34169.951 | 20201.6257 | 1 | 1985.7522 | 1218.5398 | 1 | 81289.438 | 3276.1346 | 604747.9808 | 2684.2913 | 79519.4666 | 912.3272 | 4704.8468 | 21.2511 | 54019.9864 | 404.3104 | 0 | 111478.7206 | 89.86% | 10.14% | 13388.5304 | 0 | 1490.3995 | 23.6664 | 698.2917 | 1810.7308 | 1692.2276 | 322.994 | 17129.5447 | 34653.026 | 502388.4537 | 554171.0243 | 1919483.5646 | 2477107.525 | 8.658% | 2711910.9745
MEDICAL BUILDINGS #298 | TERTIARY | MEDICAL BUILDINGS | 15975.8771 | 2020 | 55687.5525 | 40472.6533 | 2500 | 2 | 20008.5671 | 6350.5002 | 437126.5258 | 395301.7436 | 7 | 772249.2704 | 285926.4011 | 63 | 44241.1954 | 39795.1933 | 1 | 2900.2174 | 1683.6482 | 1 | 91191.6953 | 4039.809 | 845583.9699 | 3782.4897 | 149397.8853 | 1014.6784 | 4183.7156 | 27.9713 | 56353.6293 | 317.4153 | 0 | 145018.7691 | 92.82% | 7.177% | 19128.2551 | 0 | 1561.1575 | 32.6989 | 870.1201 | 2809.1464 | 2526.8689 | 401.0595 | 27475.7958 | 53081.3746 | 625268.1462 | 705825.3167 | 2868725.4396 | 3579539.1882 | 2.412% | 3668024.26
MEDICAL BUILDINGS #299 | TERTIARY | MEDICAL BUILDINGS | 15904.2949 | 2011 | 48541.0699 | 45253.4003 | 2500 | 2 | 23768.9859 | 7620.7961 | 408756.6786 | 432707.7254 | 7 | 435019.485 | 286796.2449 | 63 | 26739.4223 | 29534.6131 | 1 | 2977.1291 | 1754.6688 | 1 | 91036.5853 | 4587.7438 | 508995.25 | 2808.6118 | 98262.592 | 1047.9641 | 4091.4433 | 29.1649 | 51401.0765 | 432.5537 | 0 | 130856.243 | 69.67% | 30.33% | 14015.305 | 0 | 2170.6388 | 28.0859 | 860.2814 | 1895.5569 | 2389.5389 | 308.7174 | 18861.6007 | 44807.0036 | 481368.2698 | 545036.8742 | 2019728.0839 | 2569187.1817 | 5.02% | 2704966.951
MEDICAL BUILDINGS #300 | TERTIARY | MEDICAL BUILDINGS | 15288.8925 | 2022 | 53252.5238 | 45842.7956 | 2500 | 2 | 23184.5801 | 9253.5097 | 494868.3598 | 550645.3602 | 7 | 577350.7344 | 429278.089 | 51 | 36594.5433 | 29820.0282 | 1 | 2506.537 | 1464.9932 | 1 | 89728.534 | 3322.4631 | 964088.8571 | 2388.4037 | 103912.5929 | 1493.626 | 3574.1585 | 33.3227 | 49277.7134 | 379.8938 | 0 | 196373.0002 | 79.34% | 20.66% | 14929.0014 | 0 | 1687.0557 | 30.2243 | 778.5259 | 2607.8296 | 1858.2174 | 253.9074 | 19856.6308 | 54310.6569 | 622106.1748 | 696273.4625 | 2836954.7313 | 3537872.854 | 4.903% | 3720265.3298
MEDICAL BUILDINGS #301 | TERTIARY | MEDICAL BUILDINGS | 20529.8396 | 2021 | 85543.2193 | 56852.5909 | 2500 | 2 | 19285.9831 | 12376.257 | 529364.0004 | 824507.0193 | 10 | 766009.8018 | 485734.3461 | 76 | 50043.2253 | 51948.3414 | 1 | 4451.9903 | 2679.6475 | 1 | 113521.9756 | 5460.2662 | 1008414.0509 | 3342.7067 | 194720.129 | 1811.792 | 4511.8169 | 34.0387 | 62630.8611 | 520.7064 | 0 | 203740.8563 | 92.04% | 7.959% | 19792.7658 | 0 | 2159.9697 | 45.4251 | 818.7941 | 3097.8568 | 2474.88 | 413.1203 | 30356.1924 | 84696.4045 | 745917.5227 | 860970.1196 | 3368206.4223 | 4234270.6272 | 3.946% | 4408213.7573
MEDICAL BUILDINGS #302 | TERTIARY | MEDICAL BUILDINGS | 30708.5815 | 2010 | 81697.0529 | 77774.3464 | 2500 | 2 | 22009.4063 | 13199.475 | 766249.229 | 665754.0041 | 11 | 1189493.5405 | 474037.1397 | 89 | 55809.617 | 60433.2389 | 1 | 5055.4031 | 2212.2904 | 1 | 165763.7278 | 9282.8686 | 1153334.9263 | 6711.9927 | 222399.7531 | 2096.4843 | 8593.3011 | 51.6302 | 96407.1749 | 591.0083 | 0 | 354866.4998 | 81.47% | 18.53% | 36487.6781 | 0 | 2872.4275 | 72.1949 | 1645.7243 | 5209.4935 | 5230.5499 | 594.0656 | 32071.1921 | 82877.2924 | 961879.8153 | 1076828.2998 | 4520829.9656 | 5606211.3832 | 6.088% | 5969669.0745
MEDICAL BUILDINGS #303 | TERTIARY | MEDICAL BUILDINGS | 18971.1315 | 2011 | 51422.6128 | 62527.1718 | 2500 | 2 | 22485.8023 | 8121.3539 | 501879.3768 | 540341.0309 | 10 | 755726.2707 | 368877.6227 | 69 | 43995.4457 | 37436.2757 | 1 | 3646.5328 | 1380.2367 | 1 | 95322.6624 | 4244.3087 | 697405.908 | 3618.5548 | 133974.4875 | 1770.8004 | 6123.1701 | 45.2537 | 51232.0813 | 467.0098 | 0 | 148181.451 | 74.67% | 25.33% | 19507.6036 | 0 | 1997.7384 | 27.6849 | 754.9246 | 2225.3377 | 3090.6821 | 348.8749 | 21051.4846 | 43082.3372 | 827653.5497 | 891787.3715 | 2753547.9637 | 3650192.7907 | 10.08% | 4059478.329
MEDICAL BUILDINGS #304 | TERTIARY | MEDICAL BUILDINGS | 15862.9886 | 2016 | 56409.7961 | 53621.0365 | 2500 | 2 | 19849.6096 | 8629.7911 | 301492.5872 | 569611.9002 | 6 | 528507.0978 | 373387.0151 | 52 | 32103.4608 | 26409.8011 | 1 | 2628.4922 | 2086.9691 | 1 | 68122.3098 | 4428.3409 | 893035.21 | 2945.6526 | 143333.0553 | 1135.0226 | 3728.4468 | 34.5809 | 55695.6184 | 489.1893 | 0 | 169219.6298 | 92.79% | 7.207% | 11656.0299 | 0 | 1761.8086 | 26.4167 | 606.8019 | 2365.7603 | 2823.8579 | 363.3993 | 17727.9825 | 58148.8364 | 560315.1128 | 636191.9317 | 2513142.0246 | 3154127.6469 | 3.571% | 3270948.4951
MEDICAL BUILDINGS #305 | TERTIARY | MEDICAL BUILDINGS | 19782.8214 | 2006 | 54288.4634 | 59723.1918 | 2500 | 2 | 24437.9708 | 7651.253 | 329645.8994 | 409989.1397 | 10 | 430884.7546 | 268851.9957 | 66 | 33711.2385 | 31887.0741 | 1 | 2819.0675 | 1487.9814 | 1 | 92769.2557 | 6544.9549 | 617141.5657 | 3549.0534 | 127234.8521 | 1814.1128 | 6033.4897 | 47.2311 | 70583.4806 | 471.9533 | 0 | 127033.9544 | 76.07% | 23.93% | 19761.8858 | 0 | 2417.971 | 29.2622 | 814.9457 | 2478.1723 | 3210.321 | 432.3834 | 22468.2364 | 60618.2734 | 752346.3767 | 835432.8865 | 2142108.0992 | 2981070.4506 | 4.613% | 3125240.7951
MEDICAL BUILDINGS #306 | TERTIARY | MEDICAL BUILDINGS | 11279.9994 | 2014 | 33376.5679 | 40726.8612 | 2500 | 2 | 17839.861 | 4252.5785 | 327951.5597 | 310076.072 | 6 | 320486.7887 | 203351.4846 | 34 | 24559.5705 | 23858.8178 | 1 | 2112.1991 | 905.8971 | 1 | 64255.5162 | 2648.4616 | 563951.3946 | 2782.4226 | 77500.7954 | 721.2887 | 3010.3052 | 19.1672 | 37548.9899 | 253.5887 | 0 | 102324.1853 | 87.62% | 12.38% | 12549.3649 | 0 | 1613.6785 | 24.5421 | 511.9899 | 1762.172 | 1678.0511 | 286.724 | 11005.3722 | 27223.6043 | 502725.5335 | 540954.51 | 1721788.3877 | 2265265.3787 | 6.221% | 2415537.0546
MEDICAL BUILDINGS #307 | TERTIARY | MEDICAL BUILDINGS | 25209.5427 | 2012 | 86800.6257 | 66586.8104 | 2500 | 2 | 22466.6766 | 9064.8694 | 698373.7187 | 787785.8006 | 12 | 934882.2171 | 548117.9642 | 73 | 42720.0984 | 38620.2231 | 1 | 3982.4508 | 3030.3054 | 1 | 108697.8264 | 6585.0319 | 1232687.8831 | 3958.807 | 145548.8568 | 2289.2408 | 7500.7225 | 58.2065 | 84964.8918 | 660.0065 | 0 | 284052.8132 | 81.8% | 18.2% | 29510.11 | 0 | 3445.8875 | 46.4937 | 1150.0976 | 3775.701 | 4497.3859 | 607.6502 | 35467.0044 | 58319.4402 | 757036.4887 | 850822.9334 | 3989172.4413 | 4847057.7172 | 3.258% | 5010279.8796
MEDICAL BUILDINGS #308 | TERTIARY | MEDICAL BUILDINGS | 32274.158 | 2015 | 91121.787 | 77455.3093 | 2500 | 2 | 18460.3441 | 16712.5306 | 919867.6311 | 734117.1977 | 15 | 1167666.4477 | 788192.4656 | 108 | 57470.222 | 66237.2892 | 2 | 5050.4879 | 3801.3772 | 2 | 205209.7254 | 8306.7459 | 1729280.2647 | 4895.0588 | 184813.449 | 3077.765 | 11001.9263 | 57.422 | 136630.3398 | 619.8797 | 0 | 340227.6553 | 79.55% | 20.45% | 32871.1419 | 0 | 3830.4208 | 58.4269 | 1579.0524 | 4077.3236 | 4709.7435 | 745.1226 | 38207.4814 | 114161.0907 | 1166593.9301 | 1318962.5022 | 5349053.7458 | 6678478.7269 | 4.962% | 7027140.0283
MEDICAL BUILDINGS #309 | TERTIARY | MEDICAL BUILDINGS | 24234.8691 | 2006 | 52446.3888 | 59994.7564 | 2500 | 2 | 24364.8334 | 10229.8804 | 545902.5073 | 537557.3657 | 12 | 570538.299 | 498314.0299 | 78 | 35245.4143 | 28114.1594 | 1 | 3722.782 | 2448.1292 | 2 | 133373.754 | 8179.6483 | 1001837.1573 | 3695.3055 | 174418.7983 | 2288.6647 | 7728.9867 | 37.9676 | 78986.6036 | 640.7951 | 0 | 170231.123 | 66.54% | 33.46% | 25943.0489 | 0 | 2570.5495 | 38.2463 | 1304.255 | 3981.5343 | 2924.8137 | 553.5384 | 23611.7375 | 51370.7334 | 780306.8176 | 855289.2884 | 3063910.7102 | 3925300.2635 | 6.715% | 4207851.7171
MEDICAL BUILDINGS #310 | TERTIARY | MEDICAL BUILDINGS | 28662.6915 | 2019 | 81306.6241 | 74797.0232 | 2500 | 2 | 22140.3289 | 15691.7841 | 629015.6683 | 1049140.341 | 11 | 835535.6835 | 546458.9976 | 87 | 75498.3696 | 67353.5142 | 1 | 4855.0358 | 3985.4806 | 2 | 187790.4028 | 9604.8496 | 1621916.8862 | 7051.0603 | 277247.6474 | 1778.5867 | 6682.7659 | 63.9841 | 87725.8576 | 826.8019 | 0 | 299176.2894 | 92.11% | 7.889% | 28399.2244 | 0 | 3969.8793 | 60.1109 | 1090.3074 | 4669.8936 | 5283.0137 | 575.6628 | 51126.2137 | 96529.5561 | 1152231.6398 | 1299887.4096 | 4565376.9481 | 5875029.3616 | 9.941% | 6523522.3977
MEDICAL BUILDINGS #311 | TERTIARY | MEDICAL BUILDINGS | 8369.5133 | 2016 | 28954.1986 | 28707.0158 | 1600 | 2 | 11620.0544 | 4367.0216 | 212799.6399 | 259682.2504 | 4 | 238259.9227 | 135257.7003 | 25 | 14966.7709 | 19120.2875 | 1 | 1206.2272 | 686.4123 | 0 | 40163.3448 | 2202.6858 | 355650.2349 | 1804.3899 | 70841.1481 | 819.1442 | 2052.0426 | 13.404 | 25503.1009 | 165.8412 | 0 | 80975.9496 | 86.88% | 13.12% | 6685.6953 | 0 | 926.1485 | 13.5982 | 370.6825 | 1140.5754 | 1135.271 | 218.3389 | 12523.8671 | 32130.9297 | 335053.8169 | 379708.6137 | 1206802.9447 | 1588798.3243 | 3.244% | 1642074.4688
MEDICAL BUILDINGS #312 | TERTIARY | MEDICAL BUILDINGS | 23747.7674 | 2017 | 80703.1511 | 64912.4864 | 2500 | 2 | 23485.9822 | 9455.9213 | 538831.9587 | 822338.6304 | 12 | 702435.5782 | 439218.2759 | 79 | 44908.2062 | 42710.6242 | 2 | 3841.6849 | 2169.4301 | 1 | 126218.46 | 6890.7904 | 894705.7319 | 3869.0463 | 165539.3334 | 1492.0229 | 7771.7213 | 59.7569 | 70488.188 | 633.3008 | 0 | 196185.4668 | 84.62% | 15.38% | 17362.7678 | 0 | 2837.3936 | 34.8695 | 1008.09 | 4316.7792 | 3498.9995 | 620.3871 | 38819.0563 | 68571.0442 | 878299.0852 | 985689.1857 | 3162840.2651 | 4155142.0073 | 1.637% | 4224293.342
MEDICAL BUILDINGS #313 | TERTIARY | MEDICAL BUILDINGS | 11924.4647 | 2008 | 31411.7783 | 36082.6859 | 2500 | 2 | 20403.1727 | 4962.8513 | 217488.8727 | 314298.3589 | 5 | 300719.265 | 174749.1791 | 37 | 28673.8497 | 17921.886 | 1 | 1438.7443 | 980.6019 | 1 | 63835.1532 | 2513.7021 | 383021.3993 | 2435.4386 | 91996.9749 | 1049.7773 | 3999.1276 | 18.304 | 41664.2576 | 235.3031 | 0 | 93213.1055 | 71.63% | 28.37% | 9465.6097 | 0 | 1773.8577 | 27.0273 | 483.1105 | 1574.0812 | 2032.4959 | 286.3312 | 13933.3863 | 32171.4059 | 391586.5446 | 437691.3368 | 1410794.5522 | 1851486.0184 | 8.181% | 2016460.1653
MEDICAL BUILDINGS #314 | TERTIARY | MEDICAL BUILDINGS | 33285.6625 | 2009 | 68460.8463 | 103448.6277 | 2500 | 4 | 17941.6255 | 10441.4771 | 535844.9483 | 901200.0666 | 13 | 1091032.2278 | 739041.796 | 94 | 51493.9426 | 42670.4496 | 2 | 6131.0921 | 3669.262 | 2 | 178583.1863 | 7988.8087 | 1542496.24 | 6751.3439 | 261231.1685 | 2509.2563 | 9740.8269 | 68.8949 | 106152.6111 | 795.0838 | 0 | 292746.2073 | 80.36% | 19.64% | 39575.8903 | 0 | 4381.204 | 47.7077 | 1343.918 | 4939.8032 | 5630.609 | 854.0562 | 45258.9461 | 96209.0174 | 1348728.4467 | 1490196.4102 | 4618753.9405 | 6118233.0886 | 3.275% | 6325361.8093
MEDICAL BUILDINGS #315 | TERTIARY | MEDICAL BUILDINGS | 31045.3885 | 2016 | 83418.4622 | 82176.0333 | 2500 | 2 | 19046.4949 | 11003.9186 | 602970.0294 | 791230.5891 | 16 | 893680.773 | 718927.6228 | 78 | 67490.881 | 65630.6903 | 2 | 4675.8834 | 3227.357 | 1 | 145328.15 | 7025.9841 | 1208070.8192 | 5170.6667 | 279006.0416 | 3040.9108 | 9525.8123 | 57.1441 | 138566.8309 | 596.584 | 0 | 277296.6342 | 71.58% | 28.42% | 31179.6761 | 0 | 4299.0215 | 72.2126 | 1394.6305 | 4794.6105 | 5149.5178 | 759.5801 | 41358.5526 | 93786.0255 | 1310545.304 | 1445689.8822 | 4134777.6286 | 5589521.9316 | 6.036% | 5948593.0252
MEDICAL BUILDINGS #316 | TERTIARY | MEDICAL BUILDINGS | 25691.6075 | 2015 | 86735.1453 | 87648.9107 | 2500 | 2 | 20623.7132 | 8937.6632 | 673782.5686 | 777538.4696 | 13 | 681271.6254 | 674520.6107 | 76 | 57575.2114 | 43872.125 | 1 | 5638.4434 | 2630.3375 | 1 | 131977.2866 | 6382.2708 | 1353188.402 | 3893.2878 | 162033.2011 | 2266.0537 | 7519.516 | 61.3979 | 104334.3776 | 584.2219 | 0 | 216699.0255 | 71.65% | 28.35% | 31087.5907 | 0 | 3052.1974 | 54.9488 | 955.4593 | 3249.7714 | 4336.5451 | 517.3778 | 32497.9786 | 67849.0186 | 880732.2955 | 981079.2927 | 3859741.4306 | 4846596.0847 | 9.269% | 5341709.0611
MEDICAL BUILDINGS #317 | TERTIARY | MEDICAL BUILDINGS | 12843.5528 | 2019 | 33103.9663 | 39999.8598 | 2500 | 2 | 19041.9809 | 5739.0734 | 299709.1049 | 469881.6758 | 5 | 482018.0204 | 259895.0269 | 48 | 35613.4672 | 20333.0946 | 1 | 3181.2152 | 1825.8302 | 1 | 66059.6561 | 4192.7777 | 706392.2271 | 1966.2776 | 125534.9316 | 1203.5477 | 3496.1095 | 20.9664 | 60856.3171 | 290.5408 | 0 | 132649.792 | 87.08% | 12.92% | 9672.5704 | 0 | 1707.9687 | 27.442 | 558.9197 | 1949.5936 | 1567.2766 | 316.5239 | 14769.18 | 44596.2004 | 453648.6384 | 513014.0188 | 2157230.9412 | 2674527.6068 | 7.878% | 2903255.7123
MEDICAL BUILDINGS #318 | TERTIARY | MEDICAL BUILDINGS | 27096.8104 | 2017 | 105326.1562 | 98451.2434 | 2500 | 4 | 21299.8851 | 9342.3534 | 524888.1806 | 832882.9623 | 11 | 1148268.5249 | 634992.9813 | 106 | 69092.6707 | 64347.903 | 2 | 5254.5655 | 3184.9011 | 1 | 184564.853 | 6916.4178 | 1141776.5482 | 5513.7755 | 167310.1383 | 1908.7532 | 7569.0982 | 44.9717 | 91434.7567 | 523.2161 | 0 | 356120.1361 | 83.76% | 16.24% | 25614.4102 | 0 | 2689.0231 | 44.211 | 1155.6587 | 3101.7624 | 4957.4899 | 681.3614 | 38332.0353 | 83863.216 | 1144618.9065 | 1266814.1578 | 4232769.6923 | 5506767.7027 | 3.29% | 5694117.4703
MEDICAL BUILDINGS #319 | TERTIARY | MEDICAL BUILDINGS | 29874.3044 | 2009 | 85348.0982 | 91495.9585 | 2500 | 2 | 21250.5338 | 8591.6654 | 723506.4105 | 938007.8532 | 10 | 952273.4315 | 495878.2035 | 77 | 54093.1979 | 50391.0969 | 2 | 4299.7157 | 2870.6015 | 2 | 127821.521 | 8849.2551 | 1083434.1638 | 7204.8298 | 244788.1151 | 2094.036 | 8428.6067 | 46.1895 | 107775.6796 | 634.6481 | 0 | 223806.112 | 84.81% | 15.19% | 31089.8909 | 0 | 3796.4459 | 57.0381 | 1181.8061 | 4601.4732 | 3810.814 | 596.9976 | 33376.6356 | 90309.7837 | 1335288.2357 | 1458974.655 | 4029345.5286 | 5494871.6271 | 3.708% | 5706476.6202
MEDICAL BUILDINGS #320 | TERTIARY | MEDICAL BUILDINGS | 24037.6074 | 2018 | 85592.1845 | 72544.1645 | 2500 | 2 | 23357.8958 | 13215.3865 | 626271.2407 | 591781.4553 | 9 | 1051178.1353 | 474385.5095 | 67 | 55842.5245 | 47177.3905 | 1 | 3701.9608 | 2416.0132 | 1 | 110368.1652 | 5756.4293 | 1202985.7588 | 4458.3334 | 235320.4681 | 1786.1961 | 5549.4455 | 52.3799 | 102945.668 | 550.2217 | 0 | 325410.2971 | 78.49% | 21.51% | 20867.1952 | 0 | 3339.0876 | 36.7227 | 1162.368 | 4323.1171 | 3090.6985 | 428.9687 | 31346.0286 | 75734.6528 | 744142.2463 | 851222.9277 | 4198324.5544 | 5055495.1844 | 4.279% | 5281497.1148
MEDICAL BUILDINGS #321 | TERTIARY | MEDICAL BUILDINGS | 30198.0564 | 2019 | 102756.6172 | 113175.6426 | 2500 | 4 | 24922.5154 | 16945.8326 | 753740.8891 | 907263.7857 | 11 | 1031789.9242 | 532315.2428 | 113 | 58611.0343 | 48525.0092 | 2 | 5108.8467 | 3166.733 | 1 | 203968.0804 | 9515.0938 | 1558427.5616 | 6381.0444 | 292882.4773 | 1882.8443 | 9024.5615 | 58.2217 | 94197.6552 | 612.9654 | 0 | 336492.7129 | 81.92% | 18.08% | 22396.3892 | 0 | 3227.8765 | 59.9373 | 1521.0257 | 4089.4755 | 5008.4839 | 635.3782 | 41334.4577 | 78296.4835 | 861408.5342 | 981039.4754 | 4931933.2761 | 5922323.8469 | 7.047% | 6371298.4943
MEDICAL BUILDINGS #322 | TERTIARY | MEDICAL BUILDINGS | 31485.6617 | 2008 | 68099.7799 | 86091.8201 | 2500 | 2 | 21502.5871 | 14061.7916 | 673833.8267 | 703292.7377 | 13 | 1160024.927 | 663541.7148 | 80 | 50232.7055 | 47289.1108 | 2 | 4767.3597 | 2178.3908 | 2 | 121298.3245 | 7511.3131 | 943535.3514 | 5368.2437 | 238519.9089 | 2621.5305 | 8932.1141 | 65.0389 | 90844.2702 | 753.778 | 0 | 267051.0978 | 66.9% | 33.1% | 35147.2849 | 0 | 3415.9277 | 64.8884 | 1679.5085 | 3521.2173 | 3892.8195 | 601.9228 | 31613.4666 | 94934.1086 | 1007031.2255 | 1133578.8007 | 4044682.1823 | 5185430.5134 | 8.497% | 5666928.219
MEDICAL BUILDINGS #323 | TERTIARY | MEDICAL BUILDINGS | 7214.2584 | 2021 | 25759.4942 | 22859.4978 | 1600 | 2 | 13544.7643 | 3509.4732 | 218903.043 | 254293.7158 | 2 | 294676.3461 | 139572.9159 | 28 | 14656.4612 | 17977.1734 | 0 | 1261.3006 | 849.8898 | 0 | 47810.25 | 2035.0604 | 296566.0842 | 1640.0802 | 54291.673 | 560.1366 | 1750.6094 | 13.196 | 28803.3281 | 226.8208 | 0 | 90714.3388 | 90.57% | 9.433% | 7814.9866 | 0 | 859.9222 | 15.7305 | 285.8282 | 1015.169 | 871.8474 | 147.9417 | 9606.1848 | 27207.3737 | 262724.7434 | 299538.3018 | 1196238.9085 | 1498427.5125 | 0.698% | 1508960.611
MEDICAL BUILDINGS #324 | TERTIARY | MEDICAL BUILDINGS | 27639.4304 | 2009 | 89931.4527 | 67052.6472 | 2500 | 2 | 19623.6398 | 8044.1109 | 572257.6976 | 795704.0255 | 9 | 706861.4807 | 487540.0733 | 101 | 43229.1597 | 53532.5972 | 1 | 4641.7667 | 2697.6952 | 1 | 104700.6773 | 8337.8252 | 940629.5518 | 4370.4835 | 163569.7318 | 2030.1005 | 8629.0675 | 65.1516 | 77148.1946 | 749.6705 | 0 | 237088.8413 | 87.04% | 12.96% | 21319.5251 | 0 | 3172.2252 | 44.9857 | 1008.1731 | 3171.331 | 4409.2138 | 471.2227 | 27266.7417 | 87578.2805 | 1065041.9435 | 1179886.9657 | 3292546.8446 | 4478192.3756 | 8.853% | 4913130.6238
MEDICAL BUILDINGS #325 | TERTIARY | MEDICAL BUILDINGS | 10210.2653 | 2012 | 23156.7156 | 23635.1679 | 2500 | 2 | 24446.7959 | 3535.7219 | 221426.4154 | 290439.8391 | 4 | 283467.6681 | 212560.4168 | 29 | 26676.6501 | 14686.8782 | 1 | 2204.3556 | 1253.4162 | 1 | 48868.5998 | 2313.0168 | 451574.3953 | 1736.4103 | 77210.1859 | 737.7612 | 3378.7961 | 19.3412 | 35253.8296 | 237.744 | 0 | 90603.9682 | 78.98% | 21.02% | 8344.5781 | 0 | 1366.9157 | 16.5756 | 494.0266 | 1637.7099 | 1705.596 | 248.229 | 10039.3737 | 35610.3127 | 381579.9318 | 427229.6182 | 1402103.4325 | 1831406.2934 | 1.027% | 1850402.9187
MEDICAL BUILDINGS #326 | TERTIARY | MEDICAL BUILDINGS | 26862.3817 | 2014 | 74003.7442 | 62409.7332 | 2500 | 2 | 22280.1591 | 13168.0929 | 791822.7255 | 758268.7855 | 9 | 948229.1378 | 531888.2963 | 101 | 56144.5896 | 37205.3292 | 2 | 4916.5107 | 2527.3482 | 1 | 123382.73 | 7808.7082 | 1476815.0753 | 6377.6216 | 234277.7743 | 2489.2111 | 9291.7085 | 61.8621 | 89967.5194 | 540.4528 | 0 | 327394.1525 | 84.71% | 15.29% | 32604.4733 | 0 | 3531.4286 | 47.9559 | 1062.1256 | 3862.7552 | 3963.1911 | 501.2876 | 35306.7528 | 84275.4011 | 981528.9778 | 1101111.1316 | 4543853.003 | 5650329.2458 | 8.896% | 6202051.627
MEDICAL BUILDINGS #327 | TERTIARY | MEDICAL BUILDINGS | 14159.9768 | 2014 | 37147.6608 | 37960.7334 | 2500 | 2 | 24681.954 | 6560.26 | 399712.0894 | 432076.3549 | 7 | 492832.5957 | 324840.8155 | 55 | 29638.6954 | 21240.5164 | 1 | 3177.0635 | 1769.7667 | 1 | 71352.0494 | 3133.5649 | 690443.6456 | 2756.1785 | 124473.0148 | 1022.9756 | 4321.6315 | 33.2969 | 41951.0639 | 437.3746 | 0 | 128384.5156 | 84.73% | 15.27% | 13753.8977 | 0 | 1486.5497 | 29.2985 | 497.2155 | 2221.1712 | 2454.3033 | 379.0491 | 15021.9027 | 45357.3224 | 467159.3892 | 527538.6143 | 2234906.2493 | 2766914.3932 | 9.109% | 3044201.6313
MEDICAL BUILDINGS #328 | TERTIARY | MEDICAL BUILDINGS | 23081.1478 | 2017 | 86162.1637 | 63176.0746 | 2500 | 2 | 22701.1093 | 12205.5684 | 638235.5994 | 575297.341 | 12 | 681626.326 | 583500.6583 | 78 | 58533.7225 | 53441.4599 | 2 | 3464.3551 | 1917.762 | 1 | 117828.7855 | 6470.3521 | 887865.2409 | 3496.3687 | 140375.1824 | 1378.5303 | 7469.1912 | 36.0286 | 70868.3106 | 599.3496 | 0 | 236445.8324 | 78.64% | 21.36% | 20186.9834 | 0 | 2537.7712 | 34.4616 | 941.7793 | 3855.282 | 3847.7812 | 433.0273 | 33899.4018 | 70057.2767 | 680961.1395 | 784917.818 | 3262313.3969 | 4053452.5148 | 3.628% | 4206027.7739
MEDICAL BUILDINGS #329 | TERTIARY | MEDICAL BUILDINGS | 19432.1057 | 2011 | 49231.6012 | 57133.3182 | 2500 | 2 | 23365.3727 | 6961.5611 | 502713.5355 | 601637.7502 | 10 | 618196.6335 | 452553.831 | 53 | 33427.2231 | 25560.0896 | 1 | 3310.9689 | 1477.9641 | 1 | 107218.5751 | 4472.3543 | 677353.0111 | 3259.6536 | 155701.7876 | 1313.1164 | 4671.5986 | 31.0626 | 79404.8152 | 514.7258 | 0 | 168873.031 | 76.41% | 23.59% | 22591.2272 | 0 | 1947.1664 | 33.0522 | 672.9182 | 2334.6639 | 2189.4756 | 405.5096 | 25265.2319 | 51955.6991 | 861661.7753 | 938882.7063 | 2669678.3098 | 3614364.7947 | 9.002% | 3971936.2786
MEDICAL BUILDINGS #330 | TERTIARY | MEDICAL BUILDINGS | 20595.7829 | 2006 | 56376.712 | 42435.9924 | 2500 | 2 | 20368.891 | 6345.8314 | 338401.252 | 567685.6795 | 9 | 598048.3828 | 350196.7758 | 55 | 39995.7568 | 26129.0441 | 1 | 3037.4718 | 2188.4158 | 1 | 102230.6918 | 4728.3437 | 891374.0984 | 3654.9897 | 134223.7478 | 1898.6364 | 6361.2595 | 45.0055 | 59926.4459 | 618.4904 | 0 | 196361.643 | 84.34% | 15.66% | 23679.095 | 0 | 2281.4708 | 33.514 | 845.2373 | 3684.9 | 3738.0642 | 425.5633 | 17517.5634 | 60155.6032 | 761283.681 | 838956.8476 | 2677471.4858 | 3519969.9843 | 5.119% | 3709882.4419
MEDICAL BUILDINGS #331 | TERTIARY | MEDICAL BUILDINGS | 17707.2553 | 2020 | 57017.1309 | 67251.1138 | 2500 | 2 | 19168.4884 | 10209.3095 | 412943.904 | 562763.3045 | 8 | 649343.2437 | 353657.2784 | 63 | 35229.2301 | 42146.7161 | 1 | 3852.8499 | 2251.7407 | 1 | 104572.1192 | 3747.8902 | 936498.8691 | 3844.2365 | 155906.7547 | 1064.7761 | 4866.8606 | 27.7609 | 81758.1783 | 442.6501 | 0 | 182690.9757 | 93.56% | 6.444% | 14475.7234 | 0 | 2161.09 | 31.1145 | 760.3588 | 2364.0665 | 2746.9116 | 295.6269 | 24950.0849 | 49822.1214 | 736995.5415 | 811767.7478 | 2915435.7293 | 3731763.0485 | 2.892% | 3842914.147
MEDICAL BUILDINGS #332 | TERTIARY | MEDICAL BUILDINGS | 16457.6895 | 2006 | 37830.0817 | 41071.6103 | 2500 | 2 | 20636.0571 | 6550.4827 | 363195.9414 | 415353.3488 | 7 | 455560.749 | 348338.4959 | 67 | 24155.7589 | 25856.1753 | 1 | 1900.5907 | 1251.1725 | 1 | 66121.1506 | 3430.6442 | 713202.4956 | 4042.8333 | 94583.8965 | 1594.8817 | 4506.7667 | 27.9029 | 52608.8719 | 485.2198 | 0 | 118524.5316 | 82.58% | 17.42% | 12909.4819 | 0 | 2170.5788 | 31.209 | 657.8947 | 2715.4961 | 2114.4753 | 395.7206 | 19702.606 | 48448.6284 | 738963.1842 | 807114.4186 | 2148482.6067 | 2958313.5412 | 4.31% | 3091553.1334
MEDICAL BUILDINGS #333 | TERTIARY | MEDICAL BUILDINGS | 7618.0689 | 2006 | 17457.3704 | 14856.3468 | 1600 | 2 | 11796.6199 | 2903.0872 | 173351.7884 | 195320.556 | 3 | 241951.1361 | 147908.9742 | 22 | 15492.0497 | 13746.0166 | 0 | 1276.3883 | 575.7301 | 0 | 29569.01 | 2221.023 | 294480.0507 | 1319.4428 | 38435.6704 | 533.7509 | 2201.8262 | 13.5401 | 19065.1085 | 152.4462 | 0 | 57264.3626 | 83.87% | 16.13% | 7878.9547 | 0 | 701.1382 | 13.2638 | 378.6317 | 1298.0744 | 1098.4443 | 129.3905 | 10110.296 | 15529.8719 | 234520.5468 | 260160.7147 | 979644.6942 | 1241057.8186 | 3.941% | 1291980.8496
MEDICAL BUILDINGS #334 | TERTIARY | MEDICAL BUILDINGS | 32648.2456 | 2010 | 69964.624 | 99257.7968 | 2500 | 2 | 24355.4249 | 15765.4216 | 758323.2126 | 636373.6428 | 17 | 1026241.8872 | 578143.0832 | 86 | 52283.4406 | 49959.2516 | 2 | 4294.0944 | 2404.2623 | 2 | 167151.7075 | 6736.2133 | 1044757.3326 | 5961.3866 | 186573.5972 | 2758.8077 | 10205.3431 | 69.7008 | 108358.4993 | 890.0237 | 0 | 248605.6986 | 72.03% | 27.97% | 30787.6276 | 0 | 4040.2349 | 48.0009 | 1594.5208 | 4361.6094 | 5401.2619 | 695.1832 | 47632.416 | 101380.7602 | 1199849.2111 | 1348862.3873 | 4136084.8041 | 5493485.0879 | 9.966% | 6101577.6193
MEDICAL BUILDINGS #335 | TERTIARY | MEDICAL BUILDINGS | 32050.0314 | 2018 | 102315.7908 | 90235.398 | 2500 | 2 | 20942.7941 | 16910.7324 | 868939.3892 | 772013.8789 | 16 | 1232682.3638 | 782494.6181 | 105 | 74829.2266 | 66197.0672 | 2 | 4816.2916 | 3710.4968 | 2 | 163310.9411 | 8428.6938 | 1882768.7133 | 4769.2442 | 193534.7488 | 3093.4145 | 8181.0346 | 73.6468 | 106787.4775 | 740.8189 | 0 | 421040.3029 | 91.47% | 8.533% | 32390.9788 | 0 | 4356 | 48.6865 | 1631.4095 | 4107.7766 | 5605.4945 | 555.6362 | 36429.1711 | 115065.356 | 1184726.0873 | 1336220.6143 | 5582945.6234 | 6926591.4046 | 2.762% | 7123330.5139
MEDICAL BUILDINGS #336 | TERTIARY | MEDICAL BUILDINGS | 21199.1794 | 2013 | 61452.2134 | 74111.9779 | 2500 | 2 | 23685 | 6961.5908 | 585149.9905 | 725080.8037 | 11 | 674638.2972 | 515421.8079 | 65 | 57282.3924 | 28494.9315 | 1 | 4293.7096 | 2192.2054 | 1 | 93809.0223 | 6095.116 | 1012733.0572 | 4057.498 | 187426.2524 | 1482.0132 | 7020.5555 | 50.5193 | 88261.3966 | 426.9117 | 0 | 248314.6324 | 75.98% | 24.02% | 21418.1162 | 0 | 2044.8786 | 48.2944 | 976.0779 | 3045.0602 | 3007.0973 | 527.9783 | 32782.0343 | 49007.009 | 700284.5659 | 782073.6091 | 3342163.6629 | 4131026.7083 | 1.291% | 4185054.5511
MEDICAL BUILDINGS #337 | TERTIARY | MEDICAL BUILDINGS | 13788.8722 | 2009 | 39947.9923 | 34839.4948 | 2500 | 2 | 17833.2682 | 4770.6186 | 275673.3966 | 344569.5288 | 6 | 330353.5005 | 296054.7959 | 57 | 33998.7142 | 25195.5603 | 1 | 2369.142 | 1220.2075 | 1 | 70497.0452 | 3156.2561 | 428677.3241 | 3190.9334 | 109961.7718 | 1275.4935 | 4467.4766 | 23.5054 | 47342.9783 | 402.4311 | 0 | 117111.4605 | 83.88% | 16.12% | 14942.7598 | 0 | 1905.1346 | 22.5264 | 757.8567 | 2332.687 | 2011.661 | 319.2504 | 15116.7785 | 39249.1209 | 524053.7341 | 578419.6335 | 1631614.3873 | 2214043.1466 | 4.072% | 2308023.758
MEDICAL BUILDINGS #338 | TERTIARY | MEDICAL BUILDINGS | 31888.5889 | 2015 | 80043.9807 | 99417.9477 | 2500 | 4 | 18036.2844 | 10772.25 | 647331.5993 | 716325.9438 | 15 | 1260779.4082 | 768811.5027 | 121 | 80455.2269 | 59316.407 | 2 | 4744.9868 | 3775.5442 | 2 | 150339.343 | 10584.7326 | 1733333.1686 | 5683.093 | 241754.2357 | 2135.1273 | 9927.4949 | 65.6507 | 115970.4263 | 838.657 | 0 | 331668.3899 | 77.49% | 22.51% | 37178.2033 | 0 | 4658.6379 | 55.6282 | 1386.9901 | 4223.1987 | 4070.6743 | 550.6265 | 33868.9311 | 99197.5649 | 1064876.4221 | 1197942.9181 | 5143520.6613 | 6350377.2264 | 8.49% | 6939552.4354
MEDICAL BUILDINGS #339 | TERTIARY | MEDICAL BUILDINGS | 30898.6079 | 2019 | 119657.0684 | 108403.8049 | 2500 | 4 | 17972.9193 | 17368.8028 | 796376.1804 | 942599.1588 | 11 | 1359058.6875 | 612830.7678 | 117 | 73968.0531 | 55635.5676 | 1 | 7237.8521 | 3440.0504 | 2 | 201443.2066 | 8226.2877 | 1230670.3598 | 5963.7688 | 229877.9121 | 2533.0032 | 7441.7422 | 77.3298 | 115005.0907 | 813.5129 | 0 | 368780.3584 | 93.14% | 6.857% | 30562.9532 | 0 | 3451.1255 | 64.0078 | 1260.6587 | 4466.9264 | 4436.0108 | 738.7854 | 49066.03 | 107100.8046 | 1334812.5003 | 1490979.3348 | 5033930.1752 | 6535114.5131 | 10.08% | 7267803.6077
MEDICAL BUILDINGS #340 | TERTIARY | MEDICAL BUILDINGS | 13803.0869 | 2006 | 33557.3516 | 29132.6099 | 2500 | 2 | 17837.1832 | 5417.226 | 275654.2838 | 286828.4195 | 5 | 452884.5112 | 209518.0916 | 55 | 25759.0858 | 16006.3367 | 1 | 1762.7937 | 1299.4885 | 1 | 56340.0341 | 4592.0827 | 590717.9908 | 2819.3926 | 86450.0603 | 1071.0471 | 3424.9768 | 23.0517 | 37262.595 | 312.6439 | 0 | 115149.7909 | 75.05% | 24.95% | 12900.4804 | 0 | 1736.7413 | 29.8526 | 610.0242 | 2211.8855 | 1619.0005 | 277.8504 | 12642.5027 | 33595.4946 | 578889.329 | 625127.3263 | 1846718.5458 | 2474299.1089 | 1.365% | 2508536.5505
MEDICAL BUILDINGS #341 | TERTIARY | MEDICAL BUILDINGS | 10370.012 | 2016 | 32812.5374 | 27507.5142 | 2500 | 2 | 24333.3591 | 5070.3588 | 210757.9683 | 315223.083 | 5 | 413294.8431 | 269920.7497 | 27 | 25251.8328 | 19173.9637 | 0 | 1904.0686 | 1386.8677 | 1 | 47428.2436 | 3267.8606 | 576966.9827 | 1693.2295 | 97674.0596 | 980.4819 | 3292.4521 | 23.4765 | 34443.3019 | 248.138 | 0 | 133699.1973 | 86.07% | 13.93% | 10934.4822 | 0 | 961.1154 | 19.4851 | 472.0339 | 1538.1768 | 1660.1168 | 227.5968 | 14361.1921 | 38994.7076 | 365611.9593 | 418967.859 | 1746382.8497 | 2168405.6622 | 9.468% | 2395180.7371
MEDICAL BUILDINGS #342 | TERTIARY | MEDICAL BUILDINGS | 13797.047 | 2012 | 42508.4415 | 29654.9846 | 2500 | 2 | 17623.4356 | 6757.4352 | 360358.1392 | 436684.1766 | 4 | 439012.8004 | 220358.4869 | 38 | 29159.2275 | 26225.8959 | 1 | 1872.3857 | 1265.2261 | 1 | 67616.2301 | 3148.9259 | 693494.8882 | 2877.7403 | 79070.7802 | 1286.7036 | 3456.5683 | 27.831 | 47922.6612 | 421.3706 | 0 | 166544.9709 | 79.44% | 20.56% | 15976.8216 | 0 | 1996.3398 | 27.514 | 483.359 | 1656.9831 | 1875.1557 | 260.5589 | 14173.3254 | 31030.4574 | 594879.6155 | 640083.3984 | 2113858.1022 | 2757962.9655 | 0.8611% | 2781918.2899
MEDICAL BUILDINGS #343 | TERTIARY | MEDICAL BUILDINGS | 10476.8389 | 2013 | 23899.3884 | 32919.2377 | 2500 | 2 | 19190.0161 | 5423.492 | 292870.6667 | 329295.6585 | 5 | 374825.6816 | 186327.4181 | 27 | 24700.8325 | 21997.8661 | 1 | 1493.9345 | 967.7375 | 1 | 44935.8013 | 2313.3282 | 510984.4772 | 1559.1158 | 78969.3208 | 934.3627 | 2703.0634 | 17.6974 | 29642.6735 | 210.4418 | 0 | 88016.7233 | 76.17% | 23.83% | 12348.3469 | 0 | 1073.3606 | 15.9598 | 419.0278 | 1263.9222 | 1573.2221 | 182.9559 | 11057.8097 | 30515.7315 | 461745.8719 | 503319.4131 | 1630750.0741 | 2136909.0251 | 4.807% | 2244812.5901
MEDICAL BUILDINGS #344 | TERTIARY | MEDICAL BUILDINGS | 12974.766 | 2006 | 39423.6947 | 24685.9446 | 2500 | 2 | 19581.6202 | 5480.7926 | 317451.346 | 237927.638 | 5 | 392891.2961 | 236727.4573 | 44 | 26477.1108 | 20853.3845 | 1 | 2102.2838 | 1320.2135 | 1 | 68203.9131 | 4314.4525 | 403153.3027 | 2671.0491 | 71248.7895 | 916.536 | 3398.0056 | 28.2457 | 37386.2458 | 293.7131 | 0 | 125328.8636 | 80.33% | 19.67% | 14484.3983 | 0 | 1884.923 | 20.3666 | 718.0652 | 2256.7348 | 2267.1526 | 306.4656 | 14323.3115 | 29704.953 | 483563.863 | 527592.1275 | 1638833.1058 | 2169356.8195 | 9.94% | 2408795.9292
MEDICAL BUILDINGS #345 | TERTIARY | MEDICAL BUILDINGS | 33427.764 | 2017 | 82929.2171 | 114195.4286 | 2500 | 4 | 22246.9087 | 18501.9935 | 684559.1248 | 1095274.1291 | 14 | 923327.9161 | 784369.5463 | 102 | 91401.0724 | 57404.444 | 2 | 5052.812 | 3517.4035 | 2 | 208707.228 | 9238.1769 | 1232831.0952 | 6998.4632 | 294736.441 | 3271.4231 | 7748.0416 | 56.7739 | 154065.9709 | 836.2734 | 0 | 283086.7079 | 85.54% | 14.46% | 28851.8245 | 0 | 3510.7264 | 76.2443 | 1860.9332 | 4514.0918 | 5463.5038 | 841.8065 | 39511.5954 | 88214.966 | 1264833.2297 | 1392559.7912 | 4441704.1571 | 5843336.8145 | 2.948% | 6020811.0893
MEDICAL BUILDINGS #346 | TERTIARY | MEDICAL BUILDINGS | 9160.1794 | 2015 | 21439.7424 | 21905.0945 | 1600 | 2 | 12855.4551 | 3732.3837 | 233322.5368 | 297234.8377 | 4 | 243919.382 | 211679.9778 | 26 | 24986.2875 | 17193.9895 | 0 | 1987.913 | 860.8876 | 1 | 60074.9687 | 3095.151 | 509424.6818 | 1850.5152 | 62791.7984 | 568.6207 | 2138.7757 | 15.7967 | 27567.0693 | 279.3426 | 0 | 81845.4309 | 92.77% | 7.235% | 8005.5975 | 0 | 1360.1763 | 15.3803 | 335.5989 | 1417.3245 | 1324.6472 | 155.3875 | 13516.124 | 24953.2188 | 295275.5198 | 333744.8626 | 1400411.3619 | 1736414.6992 | 6.993% | 1866964.2667
MEDICAL BUILDINGS #347 | TERTIARY | MEDICAL BUILDINGS | 28766.0672 | 2013 | 89235.1597 | 91098.0448 | 2500 | 2 | 24682.424 | 13885.4035 | 540727.0172 | 874182.0634 | 10 | 805555.7092 | 536909.54 | 81 | 77266.6931 | 59454.6481 | 2 | 5053.5836 | 3195.0399 | 1 | 175163.5115 | 8380.6218 | 1135123.4713 | 5296.4093 | 230842.1554 | 1850.0067 | 6642.8088 | 47.5536 | 100120.2308 | 564.1812 | 0 | 230936.8932 | 70.57% | 29.43% | 31643.2955 | 0 | 4192.6941 | 56.5579 | 1173.2686 | 4746.388 | 5169.1052 | 641.9582 | 28397.339 | 85095.1891 | 857391.9717 | 970884.4999 | 3796930.6417 | 4775439.1606 | 4.779% | 5015100.4869
MEDICAL BUILDINGS #348 | TERTIARY | MEDICAL BUILDINGS | 27291.2008 | 2013 | 94858.7152 | 71653.9036 | 2500 | 2 | 22346.6623 | 11835.9948 | 531388.1532 | 647471.4558 | 14 | 764898.3916 | 673250.0322 | 72 | 59756.885 | 39510.3493 | 2 | 4459.4883 | 2273.9795 | 1 | 149562.3892 | 6936.1391 | 1074421.8916 | 4856.0832 | 212942.7878 | 1954.6026 | 7487.025 | 49.6101 | 89898.3057 | 805.9099 | 0 | 217848.2276 | 75.38% | 24.62% | 23036.6081 | 0 | 2805.6637 | 49.1859 | 1148.1324 | 3992.8404 | 3277.1752 | 566.3559 | 28809.239 | 74661.4239 | 974176.5407 | 1077647.2035 | 3564919.2579 | 4650731.8629 | 10.13% | 5175065.1641
MEDICAL BUILDINGS #349 | TERTIARY | MEDICAL BUILDINGS | 17855.8417 | 2012 | 57072.3804 | 58884.9132 | 2500 | 2 | 22149.2432 | 6972.7216 | 370588.894 | 520708.9584 | 7 | 594912.1575 | 349958.095 | 54 | 45379.6162 | 32294.813 | 1 | 2977.3233 | 1487.266 | 1 | 77203.0925 | 3750.5362 | 649861.4138 | 3912.1558 | 101748.7996 | 1723.8429 | 4227.7245 | 36.7328 | 73168.6215 | 487.8984 | 0 | 163257.0873 | 79.22% | 20.78% | 13475.3798 | 0 | 2387.4395 | 26.0137 | 969.6365 | 3222.5353 | 2384.3969 | 392.8061 | 20953.2701 | 39488.2588 | 807160.4051 | 867601.934 | 2379405.8178 | 3250639.9809 | 2.856% | 3346214.5662
MEDICAL BUILDINGS #350 | TERTIARY | MEDICAL BUILDINGS | 11976.8239 | 2017 | 41800.1319 | 31960.778 | 2500 | 2 | 24428.9386 | 4493.7348 | 359319.9505 | 304604.9102 | 5 | 376643.3448 | 214498.0886 | 46 | 27068.4043 | 24572.1821 | 1 | 2712.4043 | 1109.5762 | 1 | 61282.8033 | 2887.0253 | 452945.9357 | 2832.5357 | 110067.8506 | 947.579 | 2712.7076 | 28.8543 | 38861.0546 | 230.2409 | 0 | 114708.1225 | 80.74% | 19.26% | 12199.9606 | 0 | 1177.7089 | 26.3953 | 452.4826 | 1413.8267 | 2227.8577 | 251.7472 | 12868.163 | 30416.7958 | 564822.1032 | 608107.0619 | 1751546.9163 | 2362644.4245 | 8.047% | 2569402.1256
MEDICAL BUILDINGS #351 | TERTIARY | MEDICAL BUILDINGS | 7147.8475 | 2007 | 16541.3621 | 13742.4205 | 1600 | 2 | 14667.3086 | 2432.0575 | 140920.5548 | 141153.7152 | 4 | 197808.0041 | 116959.8673 | 20 | 10373.3556 | 12110.0255 | 0 | 1187.3184 | 718.4986 | 0 | 27928.1834 | 2360.5988 | 317970.0752 | 1417.1834 | 43468.3914 | 692.0523 | 2178.0297 | 12.7344 | 23091.3815 | 185.9248 | 0 | 48035.1476 | 84.45% | 15.55% | 7672.6894 | 0 | 976.0721 | 16.5227 | 288.3037 | 1063.1106 | 937.7796 | 159.7202 | 6895.7481 | 16788.8569 | 327659.6371 | 351344.2422 | 912537.3995 | 1265782.0222 | 7.467% | 1367930.2111
MEDICAL BUILDINGS #352 | TERTIARY | MEDICAL BUILDINGS | 26936.9027 | 2011 | 59571.5644 | 75087.0533 | 2500 | 2 | 17751.9629 | 12580.9526 | 455530.8389 | 679521.2751 | 11 | 666263.2698 | 434834.6497 | 99 | 66255.8348 | 42312.2287 | 1 | 3729.6239 | 2581.5909 | 2 | 126865.8579 | 8087.7187 | 1050191.881 | 4139.6659 | 223177.2601 | 2196.6663 | 9278.173 | 42.7131 | 76082.4296 | 522.6714 | 0 | 242868.7193 | 67.94% | 32.06% | 26631.924 | 0 | 3013.0061 | 51.3923 | 1374.7253 | 3127.9466 | 4491.6236 | 656.254 | 25413.6675 | 71613.2639 | 793851.8335 | 890878.7649 | 3319736.5672 | 4217036.9886 | 2.667% | 4332606.105
MEDICAL BUILDINGS #353 | TERTIARY | MEDICAL BUILDINGS | 12584.279 | 2012 | 31932.9699 | 26775.5149 | 2500 | 2 | 21946.0183 | 5239.0991 | 251804.1853 | 372048.063 | 4 | 443411.9674 | 306965.3581 | 49 | 27790.1821 | 23424.8858 | 1 | 2665.5806 | 1507.286 | 1 | 51119.3206 | 2617.2374 | 600530.2665 | 3085.5423 | 75533.9951 | 885.279 | 4194.153 | 28.1436 | 37281.2511 | 293.7354 | 0 | 121111.8627 | 91.46% | 8.542% | 12151.4599 | 0 | 1414.066 | 25.007 | 689.1876 | 2328.2532 | 1496.7021 | 242.48 | 18814.1372 | 35906.7515 | 385020.5407 | 439741.4294 | 1820418.8861 | 2263975.5039 | 4.104% | 2360853.2501
MEDICAL BUILDINGS #354 | TERTIARY | MEDICAL BUILDINGS | 28036.9008 | 2007 | 70537.6871 | 61591.2249 | 2500 | 2 | 22599.4207 | 7674.0485 | 598262.6509 | 758106.4234 | 11 | 831484.6717 | 383925.8711 | 108 | 66566.0496 | 32219.9978 | 2 | 4507.3551 | 1959.9756 | 2 | 98708.2942 | 7572.4991 | 1231607.5129 | 6929.6309 | 181478.2507 | 2572.3154 | 7727.4564 | 44.9671 | 72890.2619 | 744.4778 | 0 | 215192.3953 | 77.81% | 22.19% | 29334.464 | 0 | 3200.8303 | 55.9133 | 1298.8719 | 4157.9874 | 5124.8354 | 749.105 | 24351.4786 | 66954.9974 | 1138070.4954 | 1229376.9714 | 3714644.5451 | 4949971.3472 | 8.979% | 5438286.2615
MEDICAL BUILDINGS #355 | TERTIARY | MEDICAL BUILDINGS | 22848.0729 | 2007 | 43333.3516 | 63343.0998 | 2500 | 2 | 21991.2618 | 9447.8175 | 418692.2138 | 555050.5377 | 9 | 678893.3973 | 493176.1057 | 71 | 36292.3631 | 31889.8852 | 2 | 3472.3895 | 2265.584 | 1 | 83037.7171 | 4982.4334 | 969991.6545 | 4266.3496 | 119359.2154 | 1825.6732 | 5404.1891 | 52.8226 | 78879.8592 | 509.3297 | 0 | 155239.7736 | 81.32% | 18.68% | 25340.0496 | 0 | 2935.711 | 47.6002 | 1140.6863 | 4249.3976 | 3879.6418 | 596.4869 | 25722.3489 | 44657.1147 | 912034.3479 | 982413.8115 | 2872454.0494 | 3860176.0681 | 3.51% | 4000598.5774
MEDICAL BUILDINGS #356 | TERTIARY | MEDICAL BUILDINGS | 8912.2989 | 2012 | 26080.4698 | 25414.711 | 1600 | 2 | 14138.08 | 3877.9878 | 196452.0137 | 287443.7559 | 4 | 254579.2198 | 212145.2135 | 28 | 22648.9545 | 14570.2623 | 1 | 1626.7752 | 751.1658 | 1 | 47746.4698 | 1987.5141 | 321571.1632 | 1638.0959 | 55690.9401 | 645.9395 | 2956.9419 | 16.3533 | 32603.1814 | 242.9994 | 0 | 85524.3939 | 73.93% | 26.07% | 6945.0006 | 0 | 1278.2107 | 13.9037 | 432.7678 | 1226.5589 | 1507.5123 | 176.3341 | 9916.54 | 26465.101 | 276672.1958 | 313053.8368 | 1168368.4373 | 1483956.198 | 2.589% | 1523398.3229
MEDICAL BUILDINGS #357 | TERTIARY | MEDICAL BUILDINGS | 16850.7867 | 2018 | 44861.859 | 52737.4115 | 2500 | 2 | 18377.6092 | 8029.4278 | 366489.1164 | 562865.1285 | 8 | 596795.9508 | 282732.1018 | 54 | 50492.7424 | 37007.3835 | 1 | 2736.6191 | 1538.4266 | 1 | 86390.4879 | 4139.1174 | 654698.4668 | 3156.8593 | 123026.7898 | 1105.9221 | 5625.9333 | 30.7769 | 52932.0524 | 492.19 | 0 | 185961.2892 | 68.25% | 31.75% | 20346.9918 | 0 | 1884.6658 | 34.9398 | 591.4762 | 2309.2306 | 2374.575 | 443.7143 | 24434.599 | 52993.1977 | 632430.4068 | 709858.2035 | 2421789.5057 | 3135533.8953 | 5.027% | 3301483.1973
MEDICAL BUILDINGS #358 | TERTIARY | MEDICAL BUILDINGS | 33261.4657 | 2013 | 104818.4147 | 80636.3773 | 2500 | 2 | 18364.4218 | 13318.7267 | 786885.4314 | 1012518.2773 | 15 | 1387656.104 | 610467.071 | 113 | 65168.0441 | 68694.7202 | 2 | 5506.0053 | 4096.6324 | 2 | 214296.9253 | 7103.3371 | 1302562.6714 | 5069.0461 | 255454.7284 | 2541.8068 | 7984.6038 | 75.6546 | 106105.2356 | 903.9048 | 0 | 400332.312 | 92.42% | 7.584% | 33291.6759 | 0 | 4890.1458 | 50.3566 | 1354.3504 | 4696.7214 | 4332.0543 | 750.0037 | 41557.2405 | 115965.269 | 1567654.6844 | 1725177.194 | 5131843.1315 | 6864226.4886 | 5.877% | 7292839.9454
MEDICAL BUILDINGS #359 | TERTIARY | MEDICAL BUILDINGS | 29483.4802 | 2022 | 112382.8944 | 79834.7265 | 2500 | 2 | 20772.9958 | 12381.3781 | 838497.014 | 1022620.1294 | 13 | 1310626.0116 | 860913.8385 | 122 | 85243.6747 | 71179.6788 | 1 | 7559.4154 | 3235.0113 | 2 | 146753.6911 | 6030.7786 | 1274250.3154 | 4988.1358 | 193143.1532 | 2873.3822 | 10002.7545 | 73.9326 | 146767.167 | 592.7326 | 0 | 423641.9424 | 79.14% | 20.86% | 32299.9658 | 0 | 3038.7597 | 49.2911 | 1421.9098 | 4995.0161 | 3329.9543 | 485.0855 | 50874.0729 | 128616.2731 | 887845.2569 | 1067335.6029 | 5062690.87 | 6141065.0954 | 8.384% | 6703044.9268
MEDICAL BUILDINGS #360 | TERTIARY | MEDICAL BUILDINGS | 15437.4467 | 2011 | 45528.255 | 52090.9213 | 2500 | 2 | 23435.7358 | 7236.55 | 349118.3119 | 376322.0779 | 6 | 520206.5795 | 304214.9806 | 57 | 37474.1817 | 29371.0116 | 1 | 1993.2189 | 1470.0162 | 1 | 74050.822 | 3924.2935 | 500931.9421 | 3410.403 | 88904.5022 | 1154.1201 | 5069.7174 | 24.7017 | 42371.2364 | 312.2579 | 0 | 171384.1022 | 76.22% | 23.78% | 14798.9756 | 0 | 1585.4822 | 26.2673 | 634.0638 | 2397.1351 | 2079.7344 | 333.0525 | 17079.5981 | 34759.5294 | 625418.2131 | 677257.3406 | 2044439.4324 | 2725652.1959 | 6.692% | 2921134.5273
MEDICAL BUILDINGS #361 | TERTIARY | MEDICAL BUILDINGS | 33167.184 | 2019 | 83253.8791 | 108860.8748 | 2500 | 4 | 21191.6249 | 13134.7573 | 702096.6875 | 804421.2423 | 11 | 1299975.6684 | 814009.4898 | 121 | 72465.3396 | 50619.306 | 2 | 6681.4505 | 3019.6796 | 2 | 151074.9341 | 7768.8583 | 1775477.883 | 5499.7869 | 219331.7946 | 3001.889 | 9352.4925 | 69.2156 | 159733.8861 | 1001.8072 | 0 | 348328.8563 | 85.39% | 14.61% | 24309.814 | 0 | 3039.8195 | 72.4542 | 1699.3873 | 4327.9571 | 5919.9499 | 769.0124 | 54811.0735 | 135953.6129 | 1057834.7925 | 1248599.4789 | 5395541.894 | 6651572.0029 | 6.146% | 7087172.7148
MEDICAL BUILDINGS #362 | TERTIARY | MEDICAL BUILDINGS | 24170.8513 | 2007 | 61054.5914 | 56878.0156 | 2500 | 2 | 18785.6937 | 8435.5169 | 406765.2121 | 642395.3084 | 9 | 848408.751 | 406040.3731 | 78 | 50313.2539 | 29266.425 | 1 | 4475.7908 | 2461.4448 | 2 | 105262.0861 | 5524.8293 | 685055.7808 | 3688.7138 | 117173.9139 | 2282.0163 | 6864.2362 | 45.2723 | 82467.7544 | 657.1166 | 0 | 236808.6091 | 80.51% | 19.49% | 22405.7822 | 0 | 3280.6664 | 51.2323 | 1292.2052 | 3729.8766 | 3661.3344 | 403.2822 | 31330.4015 | 71932.8269 | 798834.9218 | 902098.1501 | 2911050.299 | 3819214.801 | 1.105% | 3861904.3013
MEDICAL BUILDINGS #363 | TERTIARY | MEDICAL BUILDINGS | 31833.1047 | 2020 | 97913.1166 | 90529.8547 | 2500 | 2 | 20255.5404 | 14835.1801 | 1049828.5175 | 900824.7104 | 12 | 982158.6568 | 666136.5742 | 116 | 78368.7501 | 49094.4011 | 2 | 8101.7403 | 3650.7837 | 2 | 215596.2449 | 6584.5251 | 1276042.7207 | 5398.7706 | 258964.6423 | 2846.8424 | 7616.6179 | 56.4655 | 150517.3643 | 688.4921 | 0 | 386241.1365 | 84.11% | 15.89% | 35681.7766 | 0 | 4422.2971 | 46.4325 | 1680.0863 | 4611.8561 | 4158.5223 | 781.5524 | 51585.5663 | 123313.556 | 1213366.8675 | 1388265.9899 | 5033802.7124 | 6432169.4763 | 8.581% | 7035943.8809
MEDICAL BUILDINGS #364 | TERTIARY | MEDICAL BUILDINGS | 13741.3168 | 2013 | 40677.5156 | 46416.9983 | 2500 | 2 | 19296.6148 | 6700.3356 | 241103.4998 | 312826.3065 | 4 | 478772.4372 | 216396.3457 | 36 | 36064.9028 | 30227.8904 | 1 | 2633.9094 | 1474.8461 | 1 | 72508.8006 | 3131.4842 | 564973.5965 | 3206.1876 | 93797.0721 | 1181.8676 | 3279.0778 | 31.2251 | 48863.6659 | 384.3739 | 0 | 165853.4643 | 87.35% | 12.65% | 14412.1526 | 0 | 1439.6102 | 30.3155 | 652.3261 | 1727.7049 | 2422.6037 | 326.8581 | 13339.4245 | 50839.0057 | 436654.021 | 500832.4513 | 1958693.841 | 2462404.3696 | 10.17% | 2741054.3822
MEDICAL BUILDINGS #365 | TERTIARY | MEDICAL BUILDINGS | 12538.883 | 2019 | 37158.4184 | 47649.6906 | 2500 | 2 | 24093.5231 | 5415.41 | 378116.9645 | 403832.8302 | 6 | 558727.7174 | 293672.5982 | 39 | 28667.4186 | 24059.5875 | 1 | 2311.5251 | 1471.1967 | 1 | 79507.3014 | 2825.6055 | 513942.5038 | 2084.2573 | 118458.5068 | 959.6775 | 4196.1279 | 21.788 | 44609.7976 | 242.0738 | 0 | 140552.3866 | 85.92% | 14.08% | 10535.2348 | 0 | 1390.9002 | 24.9367 | 455.6806 | 1652.3022 | 1421.1969 | 250.5601 | 17005.2627 | 50607.847 | 426686.0125 | 494299.1222 | 2127074.1412 | 2624427.4093 | 2.577% | 2693837.2844
MEDICAL BUILDINGS #366 | TERTIARY | MEDICAL BUILDINGS | 10484.0056 | 2021 | 38509.0921 | 33974.3888 | 2500 | 2 | 19391.7077 | 4894.9661 | 276895.4364 | 397452.8252 | 4 | 423201.7787 | 195807.4503 | 32 | 26414.5884 | 18620.5734 | 1 | 2326.9157 | 1431.3197 | 1 | 60158.6793 | 3335.0588 | 406965.852 | 1744.3815 | 103735.6953 | 662.9711 | 2442.9973 | 17.5577 | 43296.6495 | 221.051 | 0 | 96318.9336 | 84.76% | 15.24% | 12718.2501 | 0 | 993.5385 | 21.0705 | 450.1748 | 1664.2749 | 1377.9227 | 214.027 | 11775.7638 | 41060.7684 | 468803.4617 | 521639.9939 | 1650909.7709 | 2175315.2766 | 4.936% | 2288269.409
MEDICAL BUILDINGS #367 | TERTIARY | MEDICAL BUILDINGS | 17214.6641 | 2010 | 42895.3833 | 49328.4098 | 2500 | 2 | 23279.8376 | 8042.0963 | 368085.1412 | 471587.6503 | 6 | 584705.882 | 343471.2057 | 55 | 37826.172 | 21484.9561 | 1 | 2839.7397 | 1979.8562 | 1 | 94391.3306 | 5802.3336 | 548182.1436 | 3697.0353 | 100507.4026 | 1651.611 | 6073.5262 | 35.5529 | 65241.8732 | 491.5281 | 0 | 180965.259 | 80.05% | 19.95% | 17725.8817 | 0 | 2132.6301 | 37.9889 | 829.7096 | 2696.2627 | 3192.6763 | 450.2057 | 17686.7689 | 60012.0521 | 738029.9503 | 815728.7713 | 2272938.9597 | 3092661.8477 | 3.002% | 3188365.3245
MEDICAL BUILDINGS #368 | TERTIARY | MEDICAL BUILDINGS | 7859.6589 | 2008 | 17563.8893 | 18876.008 | 1600 | 2 | 13513.7927 | 2910.9156 | 163378.9673 | 223247.0503 | 3 | 251380.6803 | 128836.3987 | 25 | 18439.6071 | 9997.2754 | 0 | 1466.8611 | 722.8342 | 0 | 44206.7908 | 1918.8334 | 342669.7514 | 1712.0969 | 51294.1766 | 767.2944 | 2084.9011 | 15.8321 | 21057.0333 | 203.1394 | 0 | 82224.5777 | 93.65% | 6.351% | 6562.6419 | 0 | 983.0329 | 11.707 | 308.5633 | 1048.6727 | 1055.04 | 131.3151 | 7641.9432 | 20928.2479 | 239066.0242 | 267636.2154 | 1097964.3026 | 1367241.3566 | 4.711% | 1434829.6907
MEDICAL BUILDINGS #369 | TERTIARY | MEDICAL BUILDINGS | 15876.1781 | 2018 | 43962.6132 | 58097.1738 | 2500 | 2 | 24083.3697 | 7648.902 | 384305.251 | 447602.3201 | 6 | 494708.9488 | 310091.1338 | 49 | 37363.955 | 29816.4223 | 1 | 2940.7937 | 2008.2534 | 1 | 104052.6627 | 5019.6649 | 828775.7557 | 3068.1766 | 96641.0489 | 1360.4495 | 4967.3542 | 32.8032 | 53593.9856 | 388.1677 | 0 | 134449.6712 | 75.42% | 24.58% | 12856.3351 | 0 | 2343.8676 | 34.2547 | 574.2839 | 2741.4432 | 1818.262 | 417.5539 | 18235.0806 | 55233.7585 | 642812.2054 | 716281.0445 | 2440452.6521 | 3160964.717 | 3.173% | 3264548.6872
MEDICAL BUILDINGS #370 | TERTIARY | MEDICAL BUILDINGS | 7915.8596 | 2021 | 23924.2555 | 30039.6676 | 1600 | 2 | 12902.1528 | 4026.9717 | 224447.0381 | 285853.9837 | 4 | 280325.2147 | 233427.9033 | 30 | 19563.9577 | 15520.0094 | 0 | 1560.5627 | 1071.5502 | 1 | 36928.7943 | 2427.982 | 379385.1954 | 1803.1139 | 67775.9786 | 688.5758 | 2210.1388 | 19.6711 | 27595.3842 | 213.1201 | 0 | 113109.3351 | 79.79% | 20.21% | 8083.8897 | 0 | 985.108 | 17.089 | 408.7222 | 1033.1473 | 910.7079 | 136.8358 | 9350.1535 | 31346.6865 | 260921.6562 | 301618.4962 | 1314588.6686 | 1618817.1774 | 3.479% | 1677159.9301
MEDICAL BUILDINGS #371 | TERTIARY | MEDICAL BUILDINGS | 13814.8112 | 2021 | 55715.0725 | 37037.2961 | 2500 | 2 | 18724.7975 | 5238.3337 | 449607.4187 | 409886.0326 | 7 | 411033.5365 | 319775.2225 | 39 | 28154.5978 | 30962.0353 | 1 | 2725.0354 | 1423.4886 | 1 | 90663.3402 | 4680.2446 | 837809.4939 | 3385.5127 | 133520.43 | 1015.201 | 3129.4665 | 28.0283 | 63482.6739 | 325.6548 | 0 | 148689.3447 | 92.92% | 7.084% | 10651.8814 | 0 | 1359.1514 | 31.5319 | 493.994 | 2053.5546 | 1940.4285 | 320.0249 | 17930.2651 | 58788.452 | 555965.1653 | 632683.8825 | 2462392.0635 | 3099815.954 | 4.969% | 3261913.4843
MEDICAL BUILDINGS #372 | TERTIARY | MEDICAL BUILDINGS | 22011.14 | 2017 | 67459.5623 | 67893.5966 | 2500 | 2 | 22483.7375 | 9079.5562 | 628681.9753 | 535792.1598 | 10 | 792694.1669 | 513007.9355 | 57 | 60891.0488 | 49557.895 | 2 | 4421.3524 | 2972.6439 | 1 | 150449.7301 | 7362.6113 | 801948.4279 | 3937.0494 | 193614.6811 | 1379.609 | 5138.0973 | 45.5391 | 66179.8443 | 544.7053 | 0 | 246974.1867 | 85.34% | 14.66% | 16910.6792 | 0 | 2905.6354 | 32.7457 | 1104.6562 | 3229.1022 | 3242.4387 | 360.2898 | 36395.6243 | 61581.4756 | 853818.9097 | 951796.0096 | 3352552.927 | 4308991.2575 | 9.276% | 4749570.6724
MEDICAL BUILDINGS #373 | TERTIARY | MEDICAL BUILDINGS | 26902.6527 | 2013 | 78401.0487 | 90467.7007 | 2500 | 2 | 20873.0951 | 13469.6605 | 537472.9427 | 776728.8855 | 12 | 710285.959 | 432154.8327 | 93 | 69959.7356 | 44651.7016 | 1 | 4113.582 | 2201.8676 | 2 | 117868.9285 | 8769.7375 | 1173121.3492 | 4169.5259 | 173990.7337 | 2392.6999 | 6121.277 | 54.3228 | 70165.2031 | 687.4 | 0 | 295680.5131 | 82.66% | 17.34% | 30369.7907 | 0 | 3823.9369 | 56.4967 | 1465.8584 | 3188.0476 | 3540.4443 | 477.6411 | 29019.9993 | 95106.539 | 1018510.2717 | 1142636.81 | 3637756.6679 | 4785799.7427 | 8.711% | 5242481.1064
MEDICAL BUILDINGS #374 | TERTIARY | MEDICAL BUILDINGS | 10138.6172 | 2015 | 25474.6586 | 26321.1966 | 2500 | 2 | 24286.3408 | 4690.5161 | 295244.8302 | 239051.1337 | 5 | 398059.7653 | 210389.6436 | 35 | 27187.3764 | 19401.2635 | 1 | 2067.9885 | 885.12 | 0 | 62538.5249 | 2953.5416 | 358732.7173 | 1709.0195 | 60829.3326 | 725.1775 | 3130.3593 | 18.0946 | 31681.9421 | 266.2743 | 0 | 114996.5139 | 89.03% | 10.97% | 8512.7146 | 0 | 1451.5067 | 22.3316 | 496.2524 | 1325.355 | 1623.0172 | 234.2719 | 10807.9862 | 36345.6218 | 467430.4091 | 514584.0171 | 1530774.7686 | 2048260.547 | 0.7024% | 2062749.7298
MEDICAL BUILDINGS #375 | TERTIARY | MEDICAL BUILDINGS | 9684.5432 | 2012 | 22737.1455 | 22844.2994 | 1600 | 2 | 12037.6511 | 3357.6776 | 198835.6209 | 282917.6704 | 4 | 351311.6618 | 197355.3412 | 26 | 20086.2931 | 15393.3557 | 1 | 1492.2064 | 899.228 | 1 | 39762.0046 | 3241.4711 | 358502.1355 | 1601.4994 | 74548.8994 | 931.8573 | 2322.6455 | 20.6642 | 30905.8982 | 257.057 | 0 | 81244.6324 | 90.82% | 9.183% | 9771.7423 | 0 | 933.2074 | 21.7601 | 359.7981 | 1318.1545 | 1272.3036 | 246.986 | 13470.0788 | 30369.1665 | 374697.7656 | 418537.0109 | 1314837.6038 | 1736133.1839 | 5.582% | 1838777.5206
MEDICAL BUILDINGS #376 | TERTIARY | MEDICAL BUILDINGS | 12550.8171 | 2020 | 35833.4261 | 39215.58 | 2500 | 2 | 23370.3448 | 6333.4012 | 383055.6717 | 373690.0034 | 6 | 478339.5914 | 274179.9564 | 44 | 30239.3386 | 28825.6699 | 1 | 1950.3117 | 1492.2119 | 1 | 65808.6602 | 4266.2896 | 753358.5862 | 1864.4926 | 79795.3864 | 797.8924 | 3323.5997 | 23.725 | 40504.5518 | 321.8789 | 0 | 167789.2001 | 83.99% | 16.01% | 11039.4241 | 0 | 1243.5384 | 18.5213 | 642.3405 | 1803.4891 | 2058.5182 | 318.7962 | 18577.1011 | 47973.7872 | 367388.685 | 433939.5733 | 2260134.2039 | 2697807.9491 | 3.733% | 2802427.4906
MEDICAL BUILDINGS #377 | TERTIARY | MEDICAL BUILDINGS | 30559.456 | 2020 | 93718.4515 | 120198.9046 | 2500 | 4 | 20546.5232 | 11111.0007 | 845469.8798 | 1040934.7851 | 15 | 1476176.0229 | 805206.037 | 126 | 74694.9804 | 63220.1679 | 2 | 5361.8314 | 4015.0674 | 2 | 178448.9769 | 8281.0971 | 1793511.681 | 5208.7468 | 241612.9277 | 2853.1587 | 8545.6757 | 71.9326 | 97534.283 | 670.6876 | 0 | 400902.2772 | 93.02% | 6.978% | 35569.8774 | 0 | 4447.5669 | 67.2869 | 1118.6369 | 5281.8965 | 3994.1084 | 550.6198 | 46561.0685 | 125164.6018 | 1064002.2088 | 1235727.8791 | 5797727.3178 | 7044633.3741 | 3.311% | 7285864.6239
MEDICAL BUILDINGS #378 | TERTIARY | MEDICAL BUILDINGS | 31941.4833 | 2012 | 82729.7978 | 67835.3388 | 2500 | 2 | 19695.1416 | 11506.3625 | 840082.0554 | 710278.7452 | 16 | 1185891.5598 | 558295.8576 | 107 | 82314.6705 | 45413.9048 | 2 | 4538.6754 | 3029.476 | 2 | 202619.4372 | 10045.975 | 1122981.1306 | 5797.7036 | 237179.8242 | 2502.8529 | 10474.3281 | 50.8342 | 87118.4161 | 863.454 | 0 | 357202.9705 | 83.16% | 16.84% | 29730.9871 | 0 | 2934.695 | 57.9719 | 1257.1554 | 4749.0989 | 4950.2362 | 643.9431 | 46942.8869 | 94957.441 | 1379168.6348 | 1521068.9627 | 4652011.4847 | 6179667.009 | 8.698% | 6768387.9226
MEDICAL BUILDINGS #379 | TERTIARY | MEDICAL BUILDINGS | 29562.0454 | 2013 | 106305.8711 | 93791.3132 | 2500 | 4 | 18807.7535 | 14885.5479 | 661238.1007 | 860407.0062 | 15 | 830389.4605 | 456800.6222 | 109 | 74385.476 | 55898.5252 | 2 | 5996.1458 | 2803.0477 | 2 | 136510.6667 | 6733.5958 | 1296101.0398 | 4813.7627 | 191251.6156 | 1775.5895 | 8746.9103 | 52.3554 | 88488.5661 | 827.2416 | 0 | 277978.6038 | 76.48% | 23.52% | 34735.8508 | 0 | 2734.7397 | 46.822 | 1574.536 | 4480.5779 | 3805.4573 | 569.3927 | 32192.1019 | 66721.3869 | 1280216.65 | 1379130.1388 | 4076560.6665 | 5461893.6393 | 6.895% | 5866404.2462
MEDICAL BUILDINGS #380 | TERTIARY | MEDICAL BUILDINGS | 16174.9588 | 2017 | 49300.5617 | 48574.143 | 2500 | 2 | 21498.1714 | 9057.9593 | 361765.2117 | 581139.575 | 5 | 558774.6813 | 293621.1049 | 44 | 46016.7291 | 31181.5332 | 1 | 2616.7115 | 1818.6459 | 1 | 113291.5084 | 4484.7411 | 919371.7978 | 3765.2985 | 142159.6191 | 1014.0422 | 3564.8328 | 34.5513 | 71856.5651 | 391.1047 | 0 | 212794.4956 | 87.84% | 12.16% | 15883.1195 | 0 | 1988.5236 | 38.2435 | 696.2718 | 2819.3984 | 2083.8466 | 355.036 | 18278.2641 | 60240.6928 | 502195.4212 | 580714.3781 | 2750101.2299 | 3335860.6959 | 6.67% | 3574246.4119
MEDICAL BUILDINGS #381 | TERTIARY | MEDICAL BUILDINGS | 27779.0304 | 2009 | 56501.6603 | 62092.2029 | 2500 | 2 | 23353.1068 | 12619.0214 | 442724.0728 | 649228.4426 | 10 | 1034358.3813 | 438742.5678 | 112 | 49226.6424 | 46680.484 | 2 | 4307.0599 | 2654.1437 | 2 | 110228.9422 | 9211.9746 | 1253171.8309 | 4748.9823 | 182150.0743 | 1725.5419 | 8603.9889 | 67.7739 | 90474.5487 | 839.1436 | 0 | 234187.7477 | 78.39% | 21.61% | 29977.5943 | 0 | 2863.3758 | 45.8968 | 1375.5168 | 4383.1226 | 4990.5057 | 549.1138 | 31294.5422 | 78069.1102 | 1302803.9522 | 1412167.6045 | 3828854.1781 | 5246143.7344 | 6.797% | 5628711.5231
MEDICAL BUILDINGS #382 | TERTIARY | MEDICAL BUILDINGS | 29490.773 | 2021 | 100820.3139 | 109175.0662 | 2500 | 2 | 24872.0055 | 13476.3539 | 709179.614 | 953258.505 | 11 | 1004650.7604 | 663607.3585 | 97 | 79627.1288 | 60263.7005 | 2 | 5271.214 | 4238.6229 | 1 | 139303.559 | 6104.6419 | 1491788.6629 | 7259.8701 | 298659.6831 | 2908.884 | 9650.5396 | 65.4205 | 146535.1115 | 767.882 | 0 | 334869.5249 | 90.97% | 9.026% | 24411.8379 | 0 | 4332.4297 | 65.1808 | 1110.4949 | 5345.3984 | 3972.5939 | 724.5738 | 41054.4688 | 100580.2423 | 890590.4042 | 1032225.1153 | 4811197.3057 | 5850523.3893 | 8.28% | 6378688.2813
MEDICAL BUILDINGS #383 | TERTIARY | MEDICAL BUILDINGS | 13751.9 | 2021 | 55934.1488 | 52048.2609 | 2500 | 2 | 24992.7731 | 8074.8925 | 443569.5622 | 407206.5568 | 6 | 411716.7391 | 297632.5506 | 41 | 39463.3868 | 25743.0127 | 1 | 2235.5561 | 1234.4582 | 1 | 75082.7849 | 3395.6156 | 706057.2144 | 3271.5696 | 89308.6312 | 1168.764 | 3952.5914 | 31.6348 | 64990.4079 | 285.5844 | 0 | 165558.2773 | 90.55% | 9.448% | 13314.2198 | 0 | 1897.2349 | 32.7394 | 521.5455 | 1815.3411 | 2559.6544 | 305.3031 | 21694.8467 | 53842.948 | 465144.2695 | 540682.0642 | 2302831.4867 | 2847108.7384 | 3.933% | 2963664.9498
MEDICAL BUILDINGS #384 | TERTIARY | MEDICAL BUILDINGS | 12394.8232 | 2016 | 30904.1254 | 34865.7043 | 2500 | 2 | 19115.9362 | 6825.9563 | 383257.5117 | 446776.296 | 4 | 526879.9643 | 310262.1788 | 49 | 30576.3425 | 27087.2722 | 1 | 2764.2687 | 1343.31 | 1 | 70940.7432 | 3305.4995 | 513209.284 | 2480.0954 | 110687.8824 | 1163.3985 | 3078.7541 | 26.9081 | 52365.6824 | 333.8179 | 0 | 119359.681 | 82.59% | 17.41% | 9467.581 | 0 | 1151.945 | 25.9274 | 482.2226 | 1887.5928 | 1523.1045 | 285.0864 | 15279.7725 | 44999.1362 | 519349.2414 | 579628.1501 | 2043819.5517 | 2627026.4579 | 4.185% | 2741783.0307
MEDICAL BUILDINGS #385 | TERTIARY | MEDICAL BUILDINGS | 9762.3298 | 2021 | 29785.2109 | 25120.1251 | 1600 | 2 | 15416.1095 | 5402.802 | 331161.0991 | 384513.0834 | 5 | 468409.1393 | 183341.9617 | 32 | 20256.4815 | 18484.8798 | 1 | 2238.6959 | 953.5745 | 1 | 58174.2986 | 2503.0644 | 607829.6534 | 1449.7762 | 64236.081 | 962.8561 | 2791.9716 | 23.4 | 31913.6057 | 250.3424 | 0 | 115344.6728 | 94.29% | 5.706% | 9326.1303 | 0 | 1363.2734 | 20.471 | 338.453 | 1363.6594 | 1219.0806 | 194.8277 | 17679.3695 | 34802.7574 | 422861.6226 | 475343.7495 | 1906541.4317 | 2385284.9334 | 1.578% | 2423530.0421
MEDICAL BUILDINGS #386 | TERTIARY | MEDICAL BUILDINGS | 32496.0371 | 2010 | 79851.4499 | 88454.282 | 2500 | 4 | 18538.0561 | 10664.667 | 651259.7714 | 999364.6648 | 13 | 1198960.2505 | 642177.0493 | 109 | 65462.2633 | 43177.3636 | 1 | 6560.7105 | 3178.9858 | 2 | 195115.0847 | 8049.6695 | 1193264.2822 | 7718.8203 | 264897.2838 | 2417.7602 | 10953.4113 | 76.4039 | 126647.5538 | 775.1196 | 0 | 333402.2454 | 69.99% | 30.01% | 36827.5252 | 0 | 3569.0474 | 73.8134 | 1091.1582 | 4462.4153 | 4597.1897 | 761.4859 | 35458.8233 | 91428.7724 | 945223.3484 | 1072110.9441 | 4566418.5991 | 5646072.1977 | 1.257% | 5717971.6415
MEDICAL BUILDINGS #387 | TERTIARY | MEDICAL BUILDINGS | 20602.9478 | 2011 | 43294.4129 | 54564.4575 | 2500 | 2 | 18900.425 | 6867.1285 | 563800.999 | 543960.3773 | 7 | 620536.9902 | 432535.4058 | 55 | 48905.2853 | 38494.0319 | 1 | 3492.4912 | 2228.7352 | 1 | 79743.9743 | 4499.9599 | 864177.4066 | 3513.3569 | 133030.1133 | 1249.1092 | 5385.256 | 33.8825 | 63105.562 | 630.8147 | 0 | 238343.995 | 82.09% | 17.91% | 17478.6472 | 0 | 2764.486 | 45.2214 | 842.8844 | 3484.7917 | 2603.0485 | 446.7642 | 27608.0389 | 71916.3067 | 702675.1806 | 802199.5262 | 2965861.0555 | 3773302.9971 | 1.564% | 3833248.6509
MEDICAL BUILDINGS #388 | TERTIARY | MEDICAL BUILDINGS | 23480.6721 | 2007 | 68448.79 | 46938.2632 | 2500 | 2 | 19451.7558 | 8369.905 | 449436.0095 | 553725.9373 | 9 | 761324.1979 | 325730.9516 | 72 | 47073.0497 | 43404.8383 | 1 | 4143.4088 | 2508.2689 | 2 | 109276.8841 | 6201.5949 | 860036.4191 | 5167.7077 | 131903.9078 | 1993.8427 | 8221.1791 | 56.0675 | 79253.7562 | 474.7337 | 0 | 192637.7672 | 86.62% | 13.38% | 26873.4123 | 0 | 2650.2027 | 51.9475 | 949.9051 | 3658.3571 | 2677.3496 | 431.0371 | 21957.4232 | 61887.4797 | 1035291.6188 | 1119136.5217 | 2990628.0612 | 4115294.5228 | 7.474% | 4447720.1853
MEDICAL BUILDINGS #389 | TERTIARY | MEDICAL BUILDINGS | 10538.1202 | 2022 | 37171.0013 | 44260.5894 | 2500 | 2 | 22896.3499 | 4520.3757 | 242130.3811 | 264945.2714 | 5 | 375546.0787 | 297499.1128 | 35 | 22815.9759 | 16836.6188 | 1 | 2438.0085 | 1373.9836 | 1 | 61724.7584 | 2368.9936 | 653299.3781 | 2094.6545 | 107529.4453 | 783.8342 | 3569.2626 | 20.634 | 50548.3995 | 269.8231 | 0 | 114702.6397 | 82.15% | 17.85% | 8647.6794 | 0 | 1308.2222 | 16.0058 | 394.595 | 1650.651 | 1948.1841 | 246.5099 | 15491.8659 | 32692.0372 | 368577.7872 | 416761.6903 | 1855903.3041 | 2275321.0158 | 6.297% | 2428235.2836
MEDICAL BUILDINGS #390 | TERTIARY | MEDICAL BUILDINGS | 27068.3583 | 2020 | 91346.7751 | 105628.9137 | 2500 | 4 | 18791.2469 | 15204.0189 | 874349.7411 | 666955.2367 | 12 | 1114044.9177 | 738794.4733 | 70 | 77853.936 | 68176.0045 | 2 | 5491.63 | 3169.9948 | 1 | 171237.8502 | 6165.4668 | 1405987.8895 | 6613.7696 | 185734.6364 | 1917.6974 | 8065.9178 | 67.8359 | 116203.5028 | 568.8768 | 0 | 311337.9566 | 86.3% | 13.7% | 24099.9123 | 0 | 4034.2538 | 56.645 | 1462.9991 | 3678.6503 | 4352.8036 | 659.5391 | 40596.7917 | 97004.875 | 898015.5562 | 1035617.2228 | 4852283.8683 | 5897100.3881 | 5.805% | 6260503.2318
MEDICAL BUILDINGS #391 | TERTIARY | MEDICAL BUILDINGS | 29411.8353 | 2021 | 93311.1184 | 81521.6668 | 2500 | 2 | 18404.5004 | 12328.512 | 790306.9864 | 954553.8868 | 14 | 1300203.2446 | 862358.9765 | 89 | 89747.2398 | 68038.9506 | 2 | 5746.1865 | 3463.873 | 2 | 218453.0737 | 7643.0956 | 1681400.5122 | 5158.1586 | 293118.3283 | 2598.1416 | 9525.9512 | 62.3706 | 146084.8386 | 665.0363 | 0 | 370467.4294 | 77.24% | 22.76% | 34522.2333 | 0 | 4253.6621 | 46.4756 | 1365.1008 | 3933.2495 | 3748.8684 | 569.5798 | 43546.6557 | 77951.3177 | 1067954.1408 | 1189452.1143 | 5471421.9889 | 6667565.0776 | 2.438% | 6834210.3891
MEDICAL BUILDINGS #392 | TERTIARY | MEDICAL BUILDINGS | 24688.1264 | 2016 | 77992.6194 | 89054.3789 | 2500 | 2 | 22747.8313 | 12800.9921 | 676546.7847 | 618492.5768 | 12 | 928382.8636 | 565850.0376 | 96 | 63470.0972 | 53642.8488 | 1 | 4007.3344 | 2505.2175 | 2 | 146105.0107 | 6053.7681 | 932818.97 | 5301.9663 | 201589.0182 | 1888.2903 | 5985.2897 | 47.5315 | 91641.9711 | 768.461 | 0 | 203403.1774 | 86.71% | 13.29% | 25660.4546 | 0 | 3011.7331 | 56.3948 | 1236.2154 | 3915.1316 | 2837.5729 | 496.9271 | 25841.7643 | 94326.3607 | 743248.9642 | 863417.0892 | 3734061.4303 | 4605746.1583 | 4.154% | 4805359.7857
MEDICAL BUILDINGS #393 | TERTIARY | MEDICAL BUILDINGS | 20166.7713 | 2018 | 80417.311 | 71736.3037 | 2500 | 2 | 18654.3876 | 9440.7872 | 572064.2672 | 640941.9242 | 8 | 832636.4823 | 497904.548 | 71 | 43093.2633 | 35873.1903 | 1 | 3832.3701 | 2369.2383 | 1 | 116684.8086 | 5869.6832 | 1189714.861 | 4183.2554 | 192444.7437 | 1492.8849 | 5072.9154 | 47.6681 | 72511.6656 | 546.1063 | 0 | 272699.6343 | 91.58% | 8.418% | 15222.6054 | 0 | 1877.2281 | 41.3147 | 1013.2036 | 2509.3888 | 2333.8563 | 382.7597 | 23794.2776 | 77760.1794 | 813736.4805 | 915290.9374 | 3741322.1273 | 4660946.0404 | 7.556% | 5041921.2307
MEDICAL BUILDINGS #394 | TERTIARY | MEDICAL BUILDINGS | 18127.5484 | 2016 | 49634.1816 | 60126.6577 | 2500 | 2 | 24855.8784 | 6224.247 | 441803.714 | 611533.9208 | 7 | 668382.8281 | 480830.1158 | 65 | 44870.106 | 25684.5486 | 1 | 3816.2476 | 2119.853 | 1 | 119000.6769 | 5266.1737 | 723557.9898 | 4281.0248 | 115331.0543 | 1121.4582 | 5375.935 | 28.064 | 60099.2059 | 384.589 | 0 | 202999.0221 | 80.02% | 19.98% | 15367.9395 | 0 | 2039.3378 | 26.2838 | 720.0316 | 3056.0467 | 2306.6334 | 465.5707 | 19063.1511 | 57938.9018 | 696166.8583 | 773168.9111 | 2705706.9421 | 3482891.6237 | 1.406% | 3532549.1253
MEDICAL BUILDINGS #395 | TERTIARY | MEDICAL BUILDINGS | 31145.5274 | 2010 | 64402.242 | 72050.7271 | 2500 | 2 | 24171.3562 | 13649.4532 | 533805.5391 | 1002605.518 | 13 | 1017695.5511 | 453312.777 | 124 | 77243.6031 | 39021.8792 | 2 | 5409.8989 | 3084.8673 | 2 | 181176.7854 | 9535.6099 | 1171965.3308 | 5431.0315 | 202233.6416 | 1912.8038 | 9624.407 | 75.0783 | 122191.8724 | 618.6621 | 0 | 243728.9548 | 76.51% | 23.49% | 29301.8731 | 0 | 3428.6019 | 72.0865 | 1088.4822 | 5213.961 | 4571.7966 | 575.3542 | 29818.9209 | 104405.7556 | 1227172.2447 | 1361396.9212 | 4038785.0197 | 5406865.5887 | 2.968% | 5572222.8927
MEDICAL BUILDINGS #396 | TERTIARY | MEDICAL BUILDINGS | 17284.5382 | 2008 | 41323.3703 | 33568.2783 | 2500 | 2 | 20685.3892 | 7991.4835 | 331730.0907 | 498127.5218 | 8 | 559215.5823 | 252998.9012 | 46 | 26828.9231 | 32997.9382 | 1 | 3357.2282 | 1288.6258 | 1 | 78024.2223 | 5457.8455 | 674144.4612 | 4261.8428 | 134988.8231 | 1479.4824 | 4537.8346 | 31.0484 | 57670.2924 | 534.8401 | 0 | 148405.6296 | 73.24% | 26.76% | 17419.2645 | 0 | 2502.7425 | 37.8469 | 643.331 | 2010.2016 | 3042.7255 | 397.2343 | 16288.683 | 40872.6419 | 583245.9066 | 640407.2314 | 2266614.0324 | 2911291.5847 | 8.823% | 3193009.2126
MEDICAL BUILDINGS #397 | TERTIARY | MEDICAL BUILDINGS | 31420.348 | 2019 | 96092.2426 | 114738.0597 | 2500 | 4 | 21015.6823 | 13965.7944 | 961239.3675 | 1204965.0452 | 11 | 1083669.5148 | 548318.8512 | 108 | 96480.5047 | 69767.734 | 2 | 4819.687 | 3281.249 | 2 | 208242.828 | 9375.1569 | 1445963.0859 | 7361.9731 | 242447.704 | 2723.8376 | 7218.1762 | 55.123 | 112778.8954 | 668.7474 | 0 | 387164.2215 | 81.79% | 18.21% | 27761.9342 | 0 | 2983.5167 | 62.4717 | 1306.1927 | 4560.165 | 5818.1871 | 669.9938 | 54453.8528 | 102701.53 | 1405645.8682 | 1562801.2511 | 5181960.564 | 6755205.0636 | 9.088% | 7430527.1152
MEDICAL BUILDINGS #398 | TERTIARY | MEDICAL BUILDINGS | 12569.4815 | 2017 | 34914.9653 | 42516.0976 | 2500 | 2 | 23814.9243 | 5706.9824 | 301770.7954 | 375722.2936 | 5 | 572592.7839 | 318695.6229 | 45 | 34193.9429 | 22245.9279 | 1 | 2499.0674 | 1146.4027 | 1 | 60756.5902 | 4078.0124 | 532349.3276 | 2395.4571 | 107152.6736 | 1115.4147 | 4340.3012 | 29.4279 | 38159.7386 | 240.1863 | 0 | 121116.7285 | 91.55% | 8.451% | 9786.0979 | 0 | 1617.9714 | 21.4287 | 637.9601 | 1884.5223 | 1633.1436 | 271.315 | 13629.6449 | 50648.0765 | 488716.9298 | 552994.6513 | 2017159.1965 | 2573250.4296 | 5.551% | 2724493.706
MEDICAL BUILDINGS #399 | TERTIARY | MEDICAL BUILDINGS | 22314.5456 | 2022 | 59530.1622 | 81502.0526 | 2500 | 2 | 22284.1192 | 13771.2835 | 525018.2237 | 619881.7712 | 11 | 1072447.267 | 421025.772 | 73 | 61499.2164 | 52764.8533 | 1 | 5778.7174 | 2549.8097 | 1 | 114569.3456 | 6739.5666 | 1027657.6309 | 4430.3919 | 153908.0755 | 1681.7504 | 5915.8107 | 51.0112 | 87779.7719 | 469.0771 | 0 | 242824.4598 | 89.22% | 10.78% | 25135.6044 | 0 | 2142.5659 | 36.2708 | 973.2682 | 3191.2238 | 2857.6638 | 364.8589 | 28695.1041 | 88735.3537 | 1027357.0154 | 1144787.4732 | 3749235.5702 | 4901006.922 | 7.674% | 5308347.3063
MEDICAL BUILDINGS #400 | TERTIARY | MEDICAL BUILDINGS | 12910.5364 | 2022 | 52681.4681 | 52419.1706 | 2500 | 2 | 23208.3497 | 5105.3973 | 446424.1608 | 342585.3823 | 5 | 648688.2823 | 267992.545 | 44 | 34170.1508 | 32447.2707 | 1 | 2368.336 | 1932.204 | 1 | 80975.0897 | 4259.1357 | 608425.4512 | 3113.0017 | 93241.9646 | 1208.826 | 3382.3961 | 32.4254 | 42904.9681 | 390.9033 | 0 | 181885.3002 | 81.14% | 18.86% | 14047.5727 | 0 | 1561.837 | 24.6455 | 643.5655 | 2310.6255 | 2117.115 | 294.9564 | 14955.2942 | 51122.2288 | 451852.4691 | 517929.9921 | 2434479.244 | 2955593.6344 | 1.539% | 3001778.92
MEDICAL BUILDINGS #401 | TERTIARY | MEDICAL BUILDINGS | 10916.3718 | 2007 | 25076.8337 | 20826.2706 | 2500 | 2 | 23769.9781 | 4650.185 | 265570.6832 | 252999.6009 | 5 | 333980.3273 | 215106.0436 | 29 | 17569.9702 | 17322.0471 | 1 | 1974.2576 | 1050.3778 | 1 | 41166.4384 | 3602.3672 | 424625.1708 | 2598.3763 | 79289.4948 | 788.8978 | 2766.1241 | 25.884 | 37818.545 | 268.9041 | 0 | 111944.993 | 91.61% | 8.388% | 11352.2251 | 0 | 1394.9218 | 22.4294 | 400.863 | 1432.2858 | 1833.436 | 191.4595 | 10630.9776 | 28008.1719 | 373108.2619 | 411747.4114 | 1475571.8816 | 1889493.5276 | 7.903% | 2051626.4986
MEDICAL BUILDINGS #402 | TERTIARY | MEDICAL BUILDINGS | 21882.1036 | 2017 | 79253.8873 | 71396.6116 | 2500 | 2 | 21554.4199 | 10123.0678 | 619853.2 | 598777.6052 | 9 | 723031.6851 | 427124.2094 | 68 | 50191.3444 | 31976.9367 | 1 | 3488.2129 | 2640.6109 | 2 | 104934.3853 | 5277.7104 | 1187871.029 | 4783.5141 | 175341.9473 | 1375.1268 | 4729.6408 | 47.5779 | 61776.7669 | 651.4791 | 0 | 280440.53 | 91.07% | 8.926% | 16733.994 | 0 | 2573.0372 | 50.5957 | 904.6037 | 3555.1721 | 3893.3464 | 379.0627 | 25962.1499 | 88023.1808 | 885752.4124 | 999737.743 | 3661276.7386 | 4666256.7105 | 8.02% | 5073098.1861
MEDICAL BUILDINGS #403 | TERTIARY | MEDICAL BUILDINGS | 7586.6512 | 2017 | 21549.806 | 19322.9207 | 1600 | 2 | 11675.8581 | 3918.8383 | 167119.2412 | 262138.7437 | 3 | 221484.8036 | 130857.9223 | 31 | 13895.0588 | 12681.0982 | 0 | 1120.6203 | 640.4897 | 0 | 37556.5165 | 1869.1369 | 363313.0843 | 1710.873 | 45305.5906 | 716.7524 | 1812.1726 | 18.9219 | 25866.2816 | 184.8912 | 0 | 99972.9838 | 77.26% | 22.74% | 9124.551 | 0 | 828.4477 | 15.0142 | 402.8326 | 1055.3659 | 919.9492 | 132.3112 | 9639.0596 | 26332.628 | 282020.0751 | 317991.7626 | 1111160.6497 | 1431003.2171 | 6.516% | 1530751.4751
MEDICAL BUILDINGS #404 | TERTIARY | MEDICAL BUILDINGS | 22682.2165 | 2018 | 69198.3928 | 62721.8578 | 2500 | 2 | 24592.065 | 10481.8514 | 650785.4366 | 815267.5837 | 8 | 1049379.5176 | 510504.8964 | 66 | 42851.852 | 39643.1327 | 1 | 4079.9412 | 2610.4291 | 1 | 129730.5 | 6341.4039 | 1138148.2407 | 4596.4727 | 193694.5225 | 1963.4274 | 6980.8323 | 41.766 | 70412.9416 | 593.7475 | 0 | 214673.2848 | 86.79% | 13.21% | 20188.7763 | 0 | 2749.576 | 46.3 | 951.5274 | 3629.0885 | 3074.5153 | 487.1265 | 29463.4399 | 81257.2694 | 767094.1836 | 877814.8929 | 3942391.5977 | 4827986.1068 | 6.575% | 5167772.9295
MEDICAL BUILDINGS #405 | TERTIARY | MEDICAL BUILDINGS | 21367.0035 | 2015 | 72436.638 | 73612.1156 | 2500 | 2 | 24604.559 | 7482.1178 | 504381.7661 | 641686.5493 | 10 | 851381.2694 | 450720.5143 | 78 | 60716.6407 | 49221.5896 | 1 | 3923.5675 | 2509.4645 | 1 | 126060.3809 | 5035.4258 | 958069.4622 | 3693.0652 | 130739.4573 | 1349.4147 | 6035.5191 | 52.8996 | 81440.9237 | 596.353 | 0 | 193446.8614 | 85.51% | 14.49% | 15736.4143 | 0 | 2894.6838 | 41.2085 | 1014.1963 | 2892.1403 | 2559.1942 | 430.0002 | 28856.2385 | 58090.8031 | 898236.3711 | 985183.4126 | 3314748.8399 | 4306197.6675 | 1.148% | 4356185.872
MEDICAL BUILDINGS #406 | TERTIARY | MEDICAL BUILDINGS | 19466.1934 | 2013 | 56812.6663 | 57825.3248 | 2500 | 2 | 23183.6048 | 6174.2512 | 470232.3179 | 450886.4313 | 8 | 530385.0229 | 484802.9454 | 73 | 39370.9011 | 30915.6786 | 1 | 3854.7144 | 2434.6018 | 1 | 117076.4263 | 4240.7514 | 784434.5927 | 3844.8863 | 167136.6068 | 1828.2779 | 5644.7266 | 44.2361 | 81677.7258 | 552.1495 | 0 | 191576.7392 | 74% | 26% | 17466.7639 | 0 | 1894.3039 | 41.0277 | 715.9327 | 2820.1511 | 3382.7926 | 396.5566 | 28986.1888 | 54845.105 | 840931.2525 | 924762.5464 | 2725395.0069 | 3655383.2624 | 8.773% | 4006921.6063
MEDICAL BUILDINGS #407 | TERTIARY | MEDICAL BUILDINGS | 24537.8232 | 2020 | 75566.426 | 90119.1398 | 2500 | 2 | 22028.2366 | 11215.5462 | 543990.6322 | 594988.066 | 11 | 1088129.0734 | 488664.2971 | 94 | 57287.5749 | 46021.3934 | 2 | 5692.5612 | 3131.8962 | 1 | 123775.2224 | 7890.5026 | 1399664.8899 | 5084.7557 | 162482.7077 | 2342.2614 | 5846.5749 | 56.7972 | 84142.8711 | 466.4927 | 0 | 343208.9494 | 93.1% | 6.902% | 20632.1692 | 0 | 3173.4693 | 36.8955 | 1339.8519 | 3314.9557 | 3615.4743 | 465.2875 | 41148.0977 | 69386.5282 | 1107315.6824 | 1217850.3084 | 4308601.6839 | 5534071.9474 | 1.565% | 5622060.2891
MEDICAL BUILDINGS #408 | TERTIARY | MEDICAL BUILDINGS | 25912.0445 | 2022 | 100950.5351 | 77249.8621 | 2500 | 2 | 19783.5767 | 11996.6531 | 750175.0656 | 821470.8217 | 9 | 1001010.1789 | 680548.0363 | 77 | 71577.8266 | 63590.2378 | 2 | 5505.909 | 3312.1739 | 2 | 165708.9274 | 8124.4701 | 1454047.6882 | 5898.7751 | 271949.1193 | 2411.2387 | 6885.7047 | 56.237 | 93983.3147 | 773.2784 | 0 | 293331.5137 | 81.15% | 18.85% | 20842.4692 | 0 | 2603.2294 | 59.7083 | 1430.0067 | 4811.165 | 4011.3918 | 624.1484 | 30879.837 | 82917.371 | 836934.6728 | 950731.8808 | 4638657.8055 | 5595875.2232 | 1.838% | 5700642.7913
MEDICAL BUILDINGS #409 | TERTIARY | MEDICAL BUILDINGS | 33499.0903 | 2008 | 78262.3837 | 73422.3758 | 2500 | 2 | 21436.8753 | 11199.7195 | 750245.8891 | 628233.9637 | 15 | 1064838.3157 | 459700.6232 | 124 | 54364.5135 | 40825.9319 | 2 | 4392.0604 | 2802.951 | 2 | 122679.4578 | 8412.1239 | 1435169.2815 | 6206.5486 | 199861.7125 | 2900.9925 | 10960.2748 | 69.7319 | 109293.2114 | 764.2289 | 0 | 252385.6195 | 82.97% | 17.03% | 39343.0243 | 0 | 4515.5627 | 64.6237 | 1452.4058 | 6060.2762 | 4928.9751 | 734.6085 | 28788.748 | 95062.8952 | 1285855.955 | 1409707.5982 | 4500673.8963 | 5916771.4025 | 2.383% | 6061229.7194
MEDICAL BUILDINGS #410 | TERTIARY | MEDICAL BUILDINGS | 11131.4086 | 2016 | 38089.8766 | 27890.2196 | 2500 | 2 | 18331.4095 | 6163.497 | 243712.3316 | 399427.2788 | 5 | 450944.9565 | 253807.8817 | 41 | 22289.7958 | 20675.4893 | 1 | 1880.8129 | 1244.1465 | 1 | 63872.3706 | 2909.5363 | 564072.6259 | 1842.8928 | 69141.939 | 820.4524 | 2701.8412 | 27.3785 | 48220.0855 | 292.7025 | 0 | 144432.8806 | 92.77% | 7.231% | 10884.304 | 0 | 1072.1475 | 21.1927 | 373.6439 | 2025.7283 | 1426.1234 | 251.3723 | 11668.3223 | 33951.976 | 473887.4261 | 519507.7244 | 1815094.2116 | 2336931.4002 | 6.448% | 2498013.6248
MEDICAL BUILDINGS #411 | TERTIARY | MEDICAL BUILDINGS | 17297.84 | 2014 | 55892.1253 | 53119.6253 | 2500 | 2 | 18064.2382 | 8262.7275 | 327657.6555 | 386158.1023 | 6 | 571297.7622 | 289565.2096 | 61 | 33962.7486 | 25442.3574 | 1 | 3200.7372 | 1639.6061 | 1 | 90137.7947 | 5506.6982 | 636384.9968 | 4071.1482 | 129526.2489 | 1534.5881 | 3764.6975 | 42.2387 | 55200.9146 | 509.4926 | 0 | 176042.4597 | 86.42% | 13.58% | 12947.8683 | 0 | 1679.4196 | 40.8632 | 633.4752 | 2794.1886 | 3116.4821 | 416.9535 | 27523.8684 | 60194.0622 | 776618.1414 | 864336.072 | 2345746.0822 | 3215722.3151 | 9.575% | 3556219.3389
MEDICAL BUILDINGS #412 | TERTIARY | MEDICAL BUILDINGS | 31325.6712 | 2018 | 109611.9825 | 78250.8328 | 2500 | 2 | 22722.8318 | 18122.2709 | 990995.0433 | 811899.9748 | 14 | 1105616.8214 | 632821.3287 | 120 | 68769.462 | 54277.6381 | 2 | 5071.6077 | 2979.3653 | 2 | 146574.1345 | 6438.2995 | 1840607.6954 | 5189.4276 | 277254.2666 | 2720.8086 | 9929.1651 | 73.2407 | 109656.7257 | 629.0821 | 0 | 374834.6912 | 87.46% | 12.54% | 32824.031 | 0 | 4152.0553 | 67.0347 | 1522.9529 | 3648.7476 | 5318.8896 | 526.9392 | 32966.732 | 115742.2386 | 1247349.189 | 1396058.1597 | 5546146.9302 | 6950175.2808 | 6.39% | 7424619.3045
MEDICAL BUILDINGS #413 | TERTIARY | MEDICAL BUILDINGS | 18297.8754 | 2020 | 74394.5205 | 71594.6072 | 2500 | 2 | 23663.2629 | 9589.5803 | 475283.8879 | 537046.0662 | 9 | 651755.1416 | 454169.744 | 57 | 43581.8721 | 33502.7347 | 1 | 3355.1181 | 2197.3665 | 1 | 130278.5805 | 5247.0851 | 704615.2178 | 3531.4791 | 142726.2493 | 1531.1293 | 4429.7675 | 28.4039 | 66717.174 | 376.8301 | 0 | 239029.199 | 70.73% | 29.27% | 20096.189 | 0 | 1834.8025 | 26.7367 | 681.221 | 3324.066 | 2639.9896 | 468.7192 | 27215.6444 | 58091.325 | 662052.2574 | 747359.2268 | 2839889.782 | 3593677.8263 | 4.737% | 3772364.6534
MEDICAL BUILDINGS #414 | TERTIARY | MEDICAL BUILDINGS | 32898.2007 | 2010 | 69230.4733 | 75845.73 | 2500 | 2 | 20573.3007 | 12286.0418 | 819727.008 | 643349.1615 | 15 | 953715.5088 | 483394.3027 | 108 | 80478.379 | 45882.498 | 2 | 6210.5155 | 3374.8159 | 2 | 155701.1553 | 8757.7659 | 1022128.8732 | 6252.7095 | 257306.0082 | 2849.8105 | 9050.6037 | 71.2378 | 114933.7959 | 837.9632 | 0 | 272062.2141 | 83.06% | 16.94% | 27507.9963 | 0 | 4278.1615 | 54.5642 | 1396.5966 | 3814.8116 | 5076.4654 | 788.2586 | 44293.1862 | 97345.975 | 1436366.8182 | 1578005.9794 | 4187955.8473 | 5773226.3406 | 3.09% | 5957287.509
MEDICAL BUILDINGS #415 | TERTIARY | MEDICAL BUILDINGS | 10243.144 | 2007 | 27152.8748 | 26516.7882 | 2500 | 2 | 24174.8231 | 3605.5549 | 173859.4672 | 212483.6136 | 5 | 274644.49 | 145249.8248 | 28 | 23907.7248 | 15543.7269 | 1 | 1726.4661 | 792.6857 | 1 | 57317.968 | 2644.9919 | 452997.826 | 2149.2468 | 52346.023 | 741.0911 | 2489.65 | 24.6064 | 23003.3577 | 276.4456 | 0 | 98646.437 | 90.88% | 9.12% | 11034.7 | 0 | 1321.4786 | 17.7697 | 481.5141 | 1208.1229 | 1474.0651 | 250.5799 | 12708.8559 | 31042.8977 | 332059.2787 | 375811.0322 | 1324698.0596 | 1702649.5603 | 0.8103% | 1716558.1717
MEDICAL BUILDINGS #416 | TERTIARY | MEDICAL BUILDINGS | 11477.5776 | 2018 | 35240.0628 | 43353.5303 | 2500 | 2 | 21835.7774 | 6329.7313 | 354421.8829 | 329680.2081 | 6 | 414508.5849 | 238915.4372 | 37 | 33426.5837 | 24766.4193 | 1 | 2265.6616 | 1267.5907 | 1 | 76638.6869 | 3230.1973 | 494917.5892 | 2494.8332 | 108759.6541 | 1120.4827 | 2553.2883 | 28.0752 | 49195.9285 | 345.7587 | 0 | 126372.8044 | 85.02% | 14.98% | 12468.0769 | 0 | 1647.5854 | 21.5119 | 423.2695 | 1902.9399 | 1375.6111 | 268.4077 | 18313.3466 | 29460.2964 | 388088.0244 | 435861.6674 | 1885703.9578 | 2324269.8129 | 9.947% | 2580988.9567
MEDICAL BUILDINGS #417 | TERTIARY | MEDICAL BUILDINGS | 7276.2328 | 2019 | 22233.0095 | 28733.9229 | 1600 | 2 | 13401.6512 | 2798.7904 | 174981.1496 | 212310.7555 | 2 | 286642.3775 | 189243.6877 | 20 | 15423.7802 | 11761.5201 | 0 | 1272.943 | 837.7669 | 0 | 44314.5911 | 2079.6422 | 334708.4596 | 1552.2979 | 65416.5435 | 535.1632 | 1763.9503 | 13.7679 | 21880.2697 | 200.0297 | 0 | 87149.8913 | 82.75% | 17.25% | 6043.4339 | 0 | 671.1427 | 16.0819 | 312.677 | 905.137 | 1160.6841 | 135.7997 | 9386.1988 | 19715.6409 | 334788.402 | 363890.2418 | 1172418.9901 | 1538241.1781 | 8.617% | 1683295.3505
MEDICAL BUILDINGS #418 | TERTIARY | MEDICAL BUILDINGS | 13157.9994 | 2018 | 40294.7612 | 34105.9161 | 2500 | 2 | 23841.7536 | 6758.3875 | 421880.5797 | 327354.8321 | 5 | 496093.2506 | 347776.1426 | 44 | 30605.4593 | 21779.3308 | 1 | 2507.3739 | 1545.9201 | 1 | 69696.1976 | 3075.0916 | 628955.9113 | 2803.6249 | 94239.3898 | 1010.2143 | 3708.9672 | 27.8055 | 55146.9895 | 376.5426 | 0 | 120771.3723 | 82.78% | 17.22% | 12280.2338 | 0 | 1866.8512 | 24.5763 | 614.4079 | 1903.5266 | 1855.5232 | 305.2906 | 20150.0705 | 43656.5724 | 419088.128 | 482894.7709 | 2172603.0387 | 2659781.3288 | 1.019% | 2687153.3829
MEDICAL BUILDINGS #419 | TERTIARY | MEDICAL BUILDINGS | 7563.9402 | 2007 | 21410.6822 | 20930.7495 | 1600 | 2 | 11213.4924 | 2266.2259 | 188840.5565 | 144425.0808 | 3 | 168334.8277 | 129120.0557 | 30 | 11210.6649 | 10545.8162 | 0 | 1435.9526 | 584.5978 | 0 | 42617.4632 | 1806.2028 | 258795.4188 | 1493.9244 | 44289.2134 | 620.8578 | 1983.0324 | 13.3544 | 22797.0412 | 164.2038 | 0 | 64301.8929 | 79.62% | 20.38% | 7727.4939 | 0 | 806.3467 | 11.5623 | 383.1409 | 1009.4801 | 965.5556 | 186.6495 | 10098.3985 | 16859.3982 | 236994.3105 | 263952.1073 | 919624.3677 | 1185220.7205 | 3.492% | 1228102.3057
MEDICAL BUILDINGS #420 | TERTIARY | MEDICAL BUILDINGS | 30391.1647 | 2011 | 72788.3508 | 63751.5469 | 2500 | 2 | 22592.2134 | 10000.4686 | 817321.2601 | 716446.5357 | 15 | 1097668.864 | 700217.3254 | 103 | 71236.3385 | 48219.0184 | 2 | 6205.0466 | 2670.5338 | 2 | 138585.6442 | 9481.9785 | 1028518.2948 | 7453.0435 | 176116.392 | 2615.536 | 7608.0845 | 63.2702 | 99128.1792 | 826.7198 | 0 | 295168.8224 | 78.02% | 21.98% | 30866.398 | 0 | 2886.5005 | 56.664 | 1051.4221 | 5391.8075 | 5258.5481 | 759.7256 | 38004.6936 | 104441.7808 | 1079951.3996 | 1222397.874 | 4227680.1341 | 5457504.3579 | 8.363% | 5955582.4458
MEDICAL BUILDINGS #421 | TERTIARY | MEDICAL BUILDINGS | 25872.4447 | 2016 | 61122.888 | 89548.8807 | 2500 | 4 | 18224.3836 | 10858.0085 | 715746.0506 | 713721.2263 | 12 | 861379.1254 | 449718.033 | 81 | 54501.4422 | 48363.6228 | 1 | 4676.1282 | 2533.0338 | 2 | 109643.943 | 7780.8571 | 1293258.2883 | 4182.1828 | 205467.2749 | 1595.1923 | 6927.3282 | 50.7145 | 101754.5729 | 535.4851 | 0 | 214135.3559 | 77.65% | 22.35% | 25501.6435 | 0 | 3485.1932 | 50.6731 | 1039.5392 | 2952.186 | 4563.529 | 493.8165 | 28110.6062 | 84262.1908 | 909305.2159 | 1021678.0129 | 4033449.8228 | 5062043.8639 | 7.77% | 5488496.4132
MEDICAL BUILDINGS #422 | TERTIARY | MEDICAL BUILDINGS | 17710.4667 | 2012 | 38552.1027 | 48854.3767 | 2500 | 2 | 22046.252 | 8770.8181 | 458931.672 | 370395.9551 | 7 | 723515.7549 | 427237.9825 | 64 | 45534.6018 | 29403.3336 | 1 | 3367.7814 | 1691.0445 | 1 | 103225.3745 | 3681.9452 | 731124.7868 | 3422.3682 | 121103.9 | 1449.5311 | 4286.118 | 30.5382 | 53287.7983 | 368.1469 | 0 | 180327.6913 | 86.71% | 13.29% | 15885.2399 | 0 | 2090.6571 | 38.3187 | 858.8022 | 3251.6044 | 2255.0067 | 413.5609 | 23045.1887 | 46985.2903 | 559384.5649 | 629415.0439 | 2719608.1141 | 3352498.9863 | 10.16% | 3731556.8899
MEDICAL BUILDINGS #423 | TERTIARY | MEDICAL BUILDINGS | 15276.5917 | 2016 | 50203.8488 | 57341.9168 | 2500 | 2 | 19244.9069 | 7176.0813 | 448083.281 | 514572.0448 | 6 | 522643.7115 | 306743.2048 | 50 | 36370.8343 | 35191.8832 | 1 | 2418.3867 | 1548.0173 | 1 | 65367.9635 | 4965.704 | 866905.6183 | 3772.6867 | 145206.6998 | 964.719 | 3382.4606 | 29.4601 | 61294.3085 | 403.6174 | 0 | 201080.354 | 84.12% | 15.88% | 15833.7297 | 0 | 1795.6392 | 22.4777 | 731.014 | 1816.8585 | 2373.8208 | 305.8484 | 15774.2039 | 48197.5506 | 534860.2981 | 598832.0526 | 2659611.8732 | 3263342.8557 | 3.625% | 3386089.3214
MEDICAL BUILDINGS #424 | TERTIARY | MEDICAL BUILDINGS | 12516.3603 | 2012 | 36533.1867 | 31463.5754 | 2500 | 2 | 20442.0633 | 5633.3364 | 220850.1868 | 273276.1884 | 4 | 328510.5417 | 295514.5511 | 44 | 30211.3491 | 19097.2506 | 1 | 2379.0714 | 1166.9054 | 1 | 66842.5155 | 2978.5923 | 657858.912 | 1975.6235 | 104700.1255 | 1102.7241 | 2875.2119 | 22.083 | 48564.1879 | 299.0361 | 0 | 152465.6773 | 71.79% | 28.21% | 15062.7893 | 0 | 1638.9981 | 25.5941 | 571.3704 | 1862.5946 | 1651.6624 | 221.8547 | 19256.8927 | 40185.8003 | 484206.8991 | 543649.5921 | 1835256.5722 | 2381314.2077 | 5.962% | 2532302.289
MEDICAL BUILDINGS #425 | TERTIARY | MEDICAL BUILDINGS | 27581.1847 | 2013 | 99144.8502 | 67681.2707 | 2500 | 2 | 21528.1373 | 12680.8391 | 759060.857 | 688757.1606 | 13 | 930882.9141 | 671744.7523 | 98 | 54645.6231 | 57552.7703 | 2 | 5733.1491 | 2516.355 | 2 | 169653.4918 | 8028.3673 | 905064.8781 | 5257.5652 | 237223.4186 | 2476.502 | 6412.6687 | 66.6417 | 87727.2771 | 668.4826 | 0 | 283538.1528 | 79.14% | 20.86% | 25861.6212 | 0 | 2878.7994 | 40.9977 | 1097.7784 | 4623.3458 | 3709.0317 | 492.7905 | 37354.5807 | 79926.3227 | 1302680.5438 | 1419961.4471 | 3923612.4894 | 5350030.111 | 9.933% | 5940052.2475
MEDICAL BUILDINGS #426 | TERTIARY | MEDICAL BUILDINGS | 16998.5229 | 2018 | 62524.8243 | 55315.3155 | 2500 | 2 | 23462.7493 | 6671.4909 | 488451.8681 | 600751.4255 | 8 | 766974.3391 | 469068.1995 | 66 | 50965.4603 | 40462.6182 | 1 | 2707.9069 | 1809.9033 | 1 | 95049.1521 | 4639.795 | 720924.4602 | 3757.5811 | 139427.4219 | 1456.9625 | 5559.4725 | 36.472 | 78247.0254 | 343.0234 | 0 | 166915.037 | 89.66% | 10.34% | 17566.8667 | 0 | 1797.3482 | 36.7877 | 611.8234 | 2187.9036 | 2353.758 | 366.1368 | 23149.7274 | 61237.5992 | 712403.4884 | 796790.815 | 2859788.7805 | 3661626.3295 | 0.9066% | 3695124.7729
MEDICAL BUILDINGS #427 | TERTIARY | MEDICAL BUILDINGS | 15183.6952 | 2010 | 45760.2871 | 48487.3267 | 2500 | 2 | 20705.7914 | 7138.9803 | 345192.5541 | 364147.2408 | 6 | 497180.5486 | 339335.4047 | 57 | 32670.7649 | 24998.6047 | 1 | 2132.814 | 1205.4272 | 1 | 83019.308 | 3635.1815 | 499524.998 | 3530.7677 | 94057.3015 | 912.6535 | 4877.6009 | 32.6159 | 51408.6121 | 356.5774 | 0 | 139943.2596 | 86.64% | 13.36% | 18173.7099 | 0 | 1649.5751 | 34.3277 | 572.0434 | 2024.9837 | 1775.2553 | 304.1366 | 14724.9169 | 33809.1 | 620823.1658 | 669357.1826 | 1993119.3412 | 2665634.6485 | 3.789% | 2770604.3494
MEDICAL BUILDINGS #428 | TERTIARY | MEDICAL BUILDINGS | 8762.1317 | 2010 | 24009.9471 | 26371.503 | 1600 | 2 | 12436.558 | 3052.4371 | 202063.0955 | 234135.5183 | 4 | 237366.0473 | 133408.0647 | 25 | 14364.4006 | 10835.4051 | 1 | 1730.8298 | 690.9779 | 1 | 46020.0135 | 1837.5453 | 375121.4612 | 1554.8576 | 73514.2298 | 728.5358 | 2135.0246 | 19.8421 | 29505.4305 | 232.1089 | 0 | 89934.6145 | 75.76% | 24.24% | 8016.6551 | 0 | 838.3295 | 15.1371 | 310.5902 | 1186.3209 | 1496.2201 | 229.6034 | 12694.3323 | 26557.9486 | 400129.1603 | 439381.4411 | 1222152.3569 | 1663182.1328 | 9.794% | 1843751.66
MEDICAL BUILDINGS #429 | TERTIARY | MEDICAL BUILDINGS | 29174.3836 | 2013 | 74094.9252 | 69296.2555 | 2500 | 2 | 24801.2479 | 15070.7046 | 753128.4641 | 742459.9778 | 10 | 1175946.5288 | 732630.1496 | 96 | 72029.0599 | 53103.7719 | 2 | 4715.8586 | 2694.0711 | 1 | 178980.5541 | 6630.9047 | 1299985.3725 | 6799.0476 | 260057.1266 | 2265.4233 | 8556.3136 | 73.9256 | 123977.5904 | 655.3579 | 0 | 227254.8244 | 83.67% | 16.33% | 31714.8805 | 0 | 3329.9708 | 44.9368 | 1589.4501 | 4125.4313 | 3759.355 | 564.3298 | 45718.7322 | 107989.9486 | 1373053.5022 | 1526762.183 | 4635521.1753 | 6168819.4845 | 1.345% | 6252897.7815
MEDICAL BUILDINGS #430 | TERTIARY | MEDICAL BUILDINGS | 18066.4032 | 2012 | 49114.291 | 43666.2402 | 2500 | 2 | 20208.3661 | 7733.504 | 330612.7501 | 369485.2368 | 7 | 643793.4465 | 435239.0643 | 53 | 45032.4547 | 26321.1546 | 1 | 2444.7932 | 2105.8746 | 1 | 115356.7704 | 3764.2652 | 609323.3791 | 3190.4375 | 153284.0676 | 1122.545 | 5262.1577 | 37.1978 | 68723.1372 | 478.2535 | 0 | 205378.4325 | 85.23% | 14.77% | 21435.6232 | 0 | 1618.2036 | 30.0886 | 965.9843 | 2128.9008 | 2836.8525 | 291.8612 | 20040.2644 | 62269.7012 | 718987.4062 | 801297.3718 | 2479804.3797 | 3286046.9763 | 5.319% | 3470639.6596
MEDICAL BUILDINGS #431 | TERTIARY | MEDICAL BUILDINGS | 19745.4989 | 2008 | 45057.9032 | 54791.1508 | 2500 | 2 | 21566.4363 | 8716.7966 | 429793.124 | 479236.7588 | 9 | 675890.1882 | 377048.3924 | 76 | 42384.0372 | 33793.7605 | 1 | 2792.3389 | 1658.2903 | 1 | 97452.3197 | 5263.2545 | 716863.3736 | 4513.7871 | 119416.8135 | 1288.4799 | 5450.7544 | 45.1281 | 71023.0891 | 542.5581 | 0 | 175799.9751 | 76.45% | 23.55% | 22496.7975 | 0 | 2319.5645 | 40.9291 | 748.7255 | 2371.2561 | 3517.9756 | 381.0322 | 20796.8329 | 46460.8503 | 811021.7443 | 878279.4275 | 2636556.8753 | 3518604.0575 | 8.531% | 3846753.911
MEDICAL BUILDINGS #432 | TERTIARY | MEDICAL BUILDINGS | 12491.4189 | 2015 | 43415.299 | 40876.799 | 2500 | 2 | 19554.1913 | 4575.9397 | 305504.936 | 387607.2716 | 5 | 476629.6681 | 250613.9355 | 47 | 35783.082 | 24682.824 | 1 | 2059.1612 | 1198.6731 | 1 | 69468.9877 | 2842.6414 | 603010.5995 | 2106.9963 | 95704.7606 | 1093.353 | 3412.312 | 21.4749 | 42904.1271 | 299.2366 | 0 | 132571.6 | 71.88% | 28.12% | 13979.0587 | 0 | 1851.121 | 25.5935 | 688.7888 | 1698.1074 | 1536.9781 | 319.6086 | 15723.2046 | 41229.2397 | 473443.8974 | 530396.3416 | 2008271.413 | 2541849.7914 | 4.534% | 2662560.9337
MEDICAL BUILDINGS #433 | TERTIARY | MEDICAL BUILDINGS | 15949.7946 | 2014 | 36187.4455 | 49782.8547 | 2500 | 2 | 22289.0972 | 7386.1411 | 352576.4437 | 408238.3009 | 7 | 611385.761 | 354018.5515 | 54 | 43595.2692 | 27809.9353 | 1 | 3594.9759 | 1622.168 | 1 | 89350.7684 | 4661.3079 | 698870.4867 | 2975.1562 | 98748.1191 | 1106.0965 | 3811.8063 | 34.2879 | 49915.4365 | 371.1089 | 0 | 139156.63 | 78.06% | 21.94% | 19019.0666 | 0 | 1455.106 | 29.9299 | 542.7752 | 2203.8881 | 2259.6545 | 403.5215 | 15944.5214 | 48599.1349 | 554529.3701 | 619073.0264 | 2362471.2238 | 2986422.8563 | 4.548% | 3128710.7718
MEDICAL BUILDINGS #434 | TERTIARY | MEDICAL BUILDINGS | 21766.5062 | 2021 | 63593.5377 | 71543.1596 | 2500 | 2 | 19604.5774 | 8350.536 | 692569.8128 | 553302.2664 | 11 | 858783.6746 | 622945.6379 | 83 | 61627.7729 | 38449.9018 | 2 | 3890.6452 | 2635.6175 | 1 | 151516.3366 | 6687.5263 | 1218859.8312 | 4546.0542 | 154374.268 | 1698.8079 | 5721.4656 | 34.3623 | 103415.1642 | 586.3086 | 0 | 307554.2589 | 79.72% | 20.28% | 17521.4362 | 0 | 3163.2362 | 34.9228 | 1193.4222 | 4035.5124 | 2885.9043 | 465.4029 | 24345.6647 | 62245.7297 | 647769.0934 | 734360.4878 | 3980118.1965 | 4722397.0508 | 3.774% | 4907595.6364
MEDICAL BUILDINGS #435 | TERTIARY | MEDICAL BUILDINGS | 28243.2638 | 2013 | 64119.2597 | 77210.9261 | 2500 | 2 | 19409.4371 | 14058.796 | 612110.6552 | 951366.2051 | 11 | 1009653.6304 | 599277.8276 | 71 | 50439.0447 | 41588.3963 | 2 | 6207.4798 | 2624.1258 | 2 | 151245.0565 | 6125.08 | 1217600.7106 | 5917.1583 | 239652.2816 | 2075.6949 | 6694.5292 | 70.2469 | 110534.3538 | 886.113 | 0 | 267532.1405 | 71.07% | 28.93% | 30602.2243 | 0 | 3148.7578 | 49.8962 | 1036.8956 | 4390.9236 | 3779.2144 | 740.2749 | 41778.5888 | 80067.6649 | 1144462.3872 | 1266308.6409 | 4146804.3974 | 5420239.971 | 2.7% | 5570670.2225
MEDICAL BUILDINGS #436 | TERTIARY | MEDICAL BUILDINGS | 31030.3395 | 2016 | 83943.9868 | 75189.5636 | 2500 | 2 | 21312.1637 | 12622.5676 | 900492.316 | 879212.8818 | 12 | 1021181.7431 | 769715.2851 | 128 | 56424.4026 | 49796.2268 | 2 | 5484.545 | 3687.4268 | 2 | 191305.9814 | 8452.5462 | 1310051.9476 | 6581.9344 | 258149.187 | 2210.2755 | 8415.249 | 53.4183 | 106199.8201 | 718.5141 | 0 | 399560.2309 | 88.53% | 11.47% | 23324.0481 | 0 | 3239.0827 | 65.5956 | 1351.612 | 4428.6134 | 5638.2648 | 527.5639 | 49537.0396 | 89801.0248 | 1349662.7941 | 1489000.8585 | 4796870.0799 | 6294374.2777 | 8.324% | 6865867.6432
MEDICAL BUILDINGS #437 | TERTIARY | MEDICAL BUILDINGS | 33098.1871 | 2021 | 121531.077 | 102144.8816 | 2500 | 4 | 22691.7169 | 18171.0607 | 1054550.82 | 938836.4942 | 12 | 1366207.4135 | 972831.0698 | 97 | 68848.0018 | 71905.9569 | 2 | 7553.9462 | 3003.5436 | 2 | 235362.8768 | 9433.8611 | 1431213.7624 | 5176.7223 | 325238.6016 | 3180.7951 | 8650.5337 | 58.7826 | 125903.9304 | 985.9424 | 0 | 318931.1957 | 82.86% | 17.14% | 30575.4551 | 0 | 3150.5897 | 75.6669 | 1791.1268 | 5630.1438 | 4774.3983 | 565.5206 | 51628.205 | 110759.5355 | 1504658.6208 | 1667046.3613 | 5615852.8082 | 7293285.1071 | 4.064% | 7602233.2553
MEDICAL BUILDINGS #438 | TERTIARY | MEDICAL BUILDINGS | 11864.0189 | 2016 | 29040.4529 | 39915.133 | 2500 | 2 | 21609.8749 | 5791.9597 | 356000.6638 | 281483.8125 | 6 | 337749.4131 | 313329.3526 | 34 | 25465.8121 | 27551.3094 | 1 | 2520.73 | 992.7536 | 1 | 67463.4472 | 3212.491 | 554041.9239 | 1959.9873 | 78099.9094 | 820.1379 | 3999.1832 | 28.2469 | 38806.5037 | 229.0001 | 0 | 104327.9165 | 89.41% | 10.59% | 8776.0733 | 0 | 1603.6707 | 23.2139 | 431.9709 | 1357.9316 | 1909.0515 | 268.7226 | 18968.9497 | 30614.6236 | 348217.6476 | 397801.2209 | 1776879.3392 | 2178139.1588 | 9.936% | 2418444.4661
MEDICAL BUILDINGS #439 | TERTIARY | MEDICAL BUILDINGS | 19109.103 | 2020 | 64553.783 | 67878.3253 | 2500 | 2 | 17900.4961 | 9560.9625 | 621330.7 | 542337.3878 | 8 | 721299.7408 | 427171.9027 | 71 | 39303.9827 | 31253.0692 | 1 | 4068.7286 | 2479.0363 | 1 | 134277.4002 | 5282.8265 | 976740.7998 | 4702.7669 | 128669.2927 | 1459.0996 | 5099.3449 | 30.2816 | 84911.8806 | 383.4313 | 0 | 261237.2518 | 86.35% | 13.65% | 14966.2004 | 0 | 1725.6262 | 28.1461 | 716.6753 | 2244.8553 | 2797.7392 | 381.1798 | 34509.1441 | 65263.3403 | 648820.9111 | 748593.3954 | 3380964.6502 | 4135919.0468 | 8.44% | 4517155.1266
MEDICAL BUILDINGS #440 | TERTIARY | MEDICAL BUILDINGS | 16733.4679 | 2021 | 63637.378 | 51867.0054 | 2500 | 2 | 19183.1874 | 6910.6511 | 561434.2883 | 604610.6846 | 7 | 513906.0387 | 439674.9839 | 55 | 37329.3318 | 38507.9083 | 1 | 3017.3262 | 2011.6283 | 1 | 84391.1171 | 4217.7834 | 873009.5879 | 3381.2141 | 108206.2561 | 1401.6596 | 3907.0992 | 34.3649 | 64419.9655 | 407.0408 | 0 | 150829.9927 | 93.39% | 6.614% | 16510.579 | 0 | 1683.1181 | 27.0805 | 682.0427 | 1884.2213 | 2785.3811 | 379.8111 | 24875.7212 | 50062.6014 | 483841.8746 | 558780.1973 | 2728106.0111 | 3291185.1478 | 7.932% | 3574723.4852
MEDICAL BUILDINGS #441 | TERTIARY | MEDICAL BUILDINGS | 8782.7205 | 2021 | 31442.1892 | 30634.0457 | 1600 | 2 | 14755.0829 | 4910.867 | 269832.0555 | 227079.6018 | 3 | 396810.4898 | 206227.301 | 24 | 17552.5508 | 16572.2235 | 0 | 1530.2211 | 1280.6741 | 1 | 44454.4881 | 2657.693 | 502647.0497 | 1432.3853 | 85952.3039 | 643.9671 | 2360.9817 | 17.8929 | 42077.6892 | 193.7477 | 0 | 80653.686 | 86.11% | 13.89% | 8880.2935 | 0 | 894.6732 | 14.744 | 323.1177 | 1535.7679 | 1594.3411 | 214.6403 | 13889.1513 | 27468.7709 | 338446.934 | 379804.8563 | 1630356.2191 | 2013025.7256 | 9.378% | 2221345.7645
MEDICAL BUILDINGS #442 | TERTIARY | MEDICAL BUILDINGS | 21824.1751 | 2007 | 60627.9484 | 59298.005 | 2500 | 2 | 24027.1571 | 8086.6855 | 417434.6782 | 425782.1055 | 10 | 521958.6894 | 349616.442 | 83 | 41574.5115 | 38636.1768 | 1 | 3038.3931 | 2209.5699 | 1 | 81670.0626 | 4544.0067 | 665712.3995 | 3385.3055 | 132809.1033 | 1631.4141 | 6910.5948 | 37.4979 | 54144.9296 | 588.9053 | 0 | 174810.3661 | 64.75% | 35.25% | 20189.0891 | 0 | 2646.7681 | 34.7604 | 1083.1373 | 3834.5411 | 3338.9382 | 472.4236 | 18039.3004 | 56981.1747 | 772296.0633 | 847316.5383 | 2415657.0797 | 3267413.161 | 9.022% | 3591419.7039
MEDICAL BUILDINGS #443 | TERTIARY | MEDICAL BUILDINGS | 31806.6734 | 2007 | 94171.0459 | 60335.7663 | 2500 | 2 | 24087.9603 | 13861.5429 | 604627.5017 | 948734.8851 | 15 | 798293.7871 | 454561.4236 | 90 | 70160.2194 | 55297.7006 | 2 | 4129.7597 | 2805.5348 | 2 | 135872.1111 | 9081.7899 | 938941.2143 | 5747.2952 | 160790.1483 | 2873.2457 | 8644.4969 | 65.5252 | 74174.3742 | 623.9833 | 0 | 335657.9654 | 79.84% | 20.16% | 27379.8708 | 0 | 3305.2578 | 62.6096 | 1405.9213 | 5280.1115 | 4260.8704 | 643.8168 | 27754.999 | 72621.7225 | 1433962.6834 | 1534339.405 | 3568550.8462 | 5110117.9468 | 9.322% | 5635478.8495
MEDICAL BUILDINGS #444 | TERTIARY | MEDICAL BUILDINGS | 28601.999 | 2010 | 83485.3437 | 87127.7211 | 2500 | 2 | 21390.639 | 8964.4879 | 682643.1551 | 867275.7494 | 10 | 815527.3115 | 539971.9647 | 76 | 56994.291 | 41128.3534 | 1 | 3959.0385 | 3222.317 | 1 | 167964.4696 | 5904.495 | 1135057.3997 | 6996.9628 | 156764.2787 | 2633.4051 | 9531.6643 | 52.1328 | 108551.7544 | 621.4856 | 0 | 285305.3983 | 87.52% | 12.48% | 24750.4039 | 0 | 3441.2174 | 56.1423 | 1074.8807 | 5138.2243 | 4018.1527 | 568.9284 | 26927.7339 | 81676.9081 | 1203291.0837 | 1311895.7257 | 3894948.2491 | 5215369.2062 | 2.726% | 5361550.3311
MEDICAL BUILDINGS #445 | TERTIARY | MEDICAL BUILDINGS | 16776.7652 | 2011 | 40249.584 | 44381.4987 | 2500 | 2 | 24962.5783 | 7512.3565 | 321028.0726 | 464178.7492 | 8 | 657922.1877 | 392864.5987 | 58 | 40802.6894 | 22681.2176 | 1 | 2756.2225 | 1551.7865 | 1 | 77168.0044 | 4125.2807 | 714225.0369 | 3010.2252 | 90232.9103 | 1215.3332 | 5679.7084 | 25.8492 | 58632.8047 | 385.977 | 0 | 193662.3475 | 86.51% | 13.49% | 16139.8077 | 0 | 1790.8453 | 25.5254 | 710.9944 | 2116.8419 | 2450.7582 | 337.0715 | 15214.9883 | 38983.1227 | 715358.4296 | 769556.5406 | 2421652.0849 | 3194772.1185 | 2.014% | 3260422.8336
MEDICAL BUILDINGS #446 | TERTIARY | MEDICAL BUILDINGS | 31217.4007 | 2012 | 67131.1109 | 87563.5981 | 2500 | 2 | 24695.4613 | 9699.075 | 751902.9878 | 846920.0188 | 14 | 1221026.4437 | 737647.6907 | 106 | 69226.1943 | 66342.3041 | 1 | 4305.3385 | 2545.5385 | 2 | 191039.5441 | 8033.1607 | 1660322.6418 | 5018.7163 | 271936.7092 | 1903.5309 | 9992.9776 | 66.592 | 104214.7063 | 896.6313 | 0 | 358596.4661 | 92.72% | 7.278% | 35215.6919 | 0 | 3552.2766 | 47.517 | 1247.8844 | 4331.6432 | 4403.8885 | 507.7593 | 41781.7425 | 83668.8916 | 1356270.5718 | 1481721.206 | 5178060.1258 | 6668851.7159 | 6.295% | 7116860.275
MEDICAL BUILDINGS #447 | TERTIARY | MEDICAL BUILDINGS | 30879.9083 | 2021 | 89806.7844 | 85084.2229 | 2500 | 2 | 23016.7234 | 14356.17 | 881022.0869 | 904288.2463 | 12 | 1034902.9848 | 908877.7335 | 88 | 62712.1234 | 61303.2015 | 2 | 7053.4479 | 2998.5765 | 2 | 182136.5066 | 9713.9614 | 1703346.9481 | 5775.2685 | 211853.9113 | 1881.5892 | 7309.5949 | 75.4009 | 143860.7652 | 699.874 | 0 | 408261.3889 | 75.98% | 24.02% | 36802.3798 | 0 | 3187.1869 | 55.1018 | 1304.9121 | 5346.735 | 4087.1181 | 519.1728 | 51704.7931 | 93325.3801 | 1367945.8075 | 1512975.9807 | 5229159.9705 | 6752860.7906 | 8.509% | 7380883.7952
MEDICAL BUILDINGS #448 | TERTIARY | MEDICAL BUILDINGS | 7603.8766 | 2009 | 18630.1136 | 16680.5895 | 1600 | 2 | 15522.6517 | 3198.7873 | 146853.0835 | 181551.4554 | 4 | 176339.7121 | 171628.9479 | 24 | 17810.8246 | 14762.0694 | 0 | 1479.0781 | 661.9272 | 1 | 32859.3906 | 1679.8567 | 306777.2738 | 1727.5991 | 47199.3941 | 698.7477 | 1794.7474 | 15.9071 | 27112.6069 | 152.9895 | 0 | 80301.9944 | 87.85% | 12.15% | 5670.8298 | 0 | 793.2478 | 16.7845 | 406.0806 | 1046.273 | 1196.0527 | 140.0225 | 9418.2018 | 17901.5125 | 323980.8287 | 351300.543 | 949331.7521 | 1302195.2106 | 9.377% | 1436940.9223
MEDICAL BUILDINGS #449 | TERTIARY | MEDICAL BUILDINGS | 13606.014 | 2008 | 29005.6239 | 32764.445 | 2500 | 2 | 21302.2328 | 4665.8854 | 302194.9017 | 333845.338 | 5 | 439028.8963 | 223714.1906 | 56 | 24245.3914 | 25672.9083 | 1 | 2633.1702 | 1386.233 | 1 | 53120.6259 | 4125.7705 | 589468.8841 | 2238.3973 | 73132.3744 | 1193.0413 | 3366.672 | 30.9249 | 33483.9835 | 388.6688 | 0 | 109663.6802 | 82.23% | 17.77% | 11240.9878 | 0 | 2003.2364 | 21.6884 | 583.0222 | 1523.7181 | 1702.0323 | 305.2312 | 13150.8151 | 37316.8509 | 578242.3888 | 628710.0547 | 1834419.4164 | 2466320.0541 | 2.084% | 2518823.4402
MEDICAL BUILDINGS #450 | TERTIARY | MEDICAL BUILDINGS | 29183.1403 | 2019 | 90612.9786 | 108270.1536 | 2500 | 4 | 21132.3179 | 11878.1158 | 684556.8029 | 1112313.4934 | 13 | 992517.5611 | 648985.8542 | 75 | 82579.5474 | 66555.4052 | 1 | 5190.0213 | 3091.9892 | 1 | 188181.3697 | 7000.5771 | 1728535.8343 | 5024.0853 | 263626.1998 | 2799.8626 | 9246.8798 | 51.4563 | 119883.9392 | 850.2737 | 0 | 341666.7695 | 85.12% | 14.88% | 22600.881 | 0 | 3276.6472 | 64.2626 | 1443.7489 | 4405.4813 | 4564.9689 | 704.2198 | 32492.257 | 74419.558 | 1365112.4508 | 1472024.2658 | 4968193.912 | 6447420.3193 | 1.756% | 6562638.6177
MEDICAL BUILDINGS #451 | TERTIARY | MEDICAL BUILDINGS | 24227.3147 | 2015 | 57883.2149 | 78795.5733 | 2500 | 2 | 24681.8531 | 9216.8082 | 559205.6024 | 675223.8141 | 9 | 662987.5725 | 418367.9354 | 68 | 66311.3697 | 45313.3352 | 1 | 4268.582 | 3096.9795 | 2 | 112521.4082 | 5022.3404 | 1168789.0017 | 4838.9523 | 168800.1875 | 2364.4697 | 7415.8052 | 40.1536 | 97537.712 | 551.7149 | 0 | 203333.822 | 92.2% | 7.802% | 19059.4159 | 0 | 2465.5167 | 53.761 | 1243.3681 | 3172.086 | 4354.7139 | 448.7904 | 34647.0041 | 85274.0527 | 874121.289 | 994042.3458 | 3482009.1929 | 4482678.859 | 1.276% | 4540638.4151
MEDICAL BUILDINGS #452 | TERTIARY | MEDICAL BUILDINGS | 32616.0585 | 2009 | 98659.618 | 105618.4699 | 2500 | 4 | 20892.8038 | 10208.8771 | 689834.9037 | 721673.1185 | 12 | 1215628.3706 | 635263.3311 | 102 | 69674.81 | 57150.2758 | 2 | 5756.8678 | 3353.727 | 2 | 194433.4692 | 7734.0492 | 1082375.4304 | 5732.0098 | 162351.9176 | 2821.8391 | 9511.1961 | 53.3083 | 102412.453 | 625.3748 | 0 | 246981.9566 | 74.81% | 25.19% | 29276.6723 | 0 | 4513.053 | 63.8304 | 1538.9939 | 4169.6919 | 3710.2939 | 677.1657 | 33496.8897 | 69467.5299 | 996085.5774 | 1099049.9969 | 4298120.6462 | 5403717.3141 | 8.246% | 5889343.3024
MEDICAL BUILDINGS #453 | TERTIARY | MEDICAL BUILDINGS | 10111.6401 | 2007 | 24524.5262 | 20426.2598 | 2500 | 2 | 18909.1826 | 3794.5655 | 159680.2882 | 254030.6006 | 5 | 316022.4001 | 193418.2648 | 40 | 17115.8879 | 11617.0608 | 1 | 1767.9276 | 807.2447 | 1 | 53943.9218 | 2282.1482 | 405926.1294 | 2253.9177 | 58665.0328 | 784.5217 | 2511.7233 | 25.6051 | 36358.8213 | 246.1408 | 0 | 100476.3123 | 73.21% | 26.79% | 10152.507 | 0 | 934.3972 | 21.6252 | 352.4773 | 1738.2415 | 1764.5606 | 221.0417 | 10267.8395 | 30082.9025 | 317421.0004 | 357771.7424 | 1303537.1821 | 1663720.0925 | 5.084% | 1752833.8085
MEDICAL BUILDINGS #454 | TERTIARY | MEDICAL BUILDINGS | 18436.7692 | 2017 | 62047.239 | 65964.537 | 2500 | 2 | 21280.3147 | 8077.9389 | 481560.2215 | 661075.2569 | 9 | 653429.3644 | 471271.4667 | 74 | 41617.8824 | 27185.6493 | 1 | 4129.5085 | 2461.7473 | 1 | 127190.5674 | 4072.5346 | 946883.4918 | 3318.0044 | 148121.9702 | 1636.1002 | 4614.936 | 36.4487 | 65492.985 | 475.6522 | 0 | 221240.5018 | 80.64% | 19.36% | 13996.5974 | 0 | 2080.4554 | 33.2659 | 769.7966 | 2768.0341 | 2521.5147 | 454.3267 | 27877.4426 | 67983.2167 | 565200.2901 | 661060.9494 | 3073918.0082 | 3740903.0506 | 7.694% | 4052711.9641
MEDICAL BUILDINGS #455 | TERTIARY | MEDICAL BUILDINGS | 18378.8054 | 2016 | 46347.8938 | 59072.2995 | 2500 | 2 | 24657.1283 | 9004.0239 | 496796.4486 | 576838.7313 | 8 | 665729.5521 | 377600.9733 | 76 | 40206.9208 | 41523.3181 | 1 | 4267.7661 | 2444.3934 | 1 | 102732.9885 | 5138.4203 | 1004295.0803 | 3541.4048 | 109918.2554 | 1143.0045 | 6124.5556 | 32.1991 | 73857.0096 | 446.198 | 0 | 169814.5502 | 86.8% | 13.2% | 21806.0644 | 0 | 1969.7001 | 27.2912 | 918.4079 | 2664.6178 | 2083.9548 | 436.5844 | 25711.2406 | 73287.0468 | 796683.8208 | 895682.1082 | 3030480.8233 | 3931294.0679 | 3.562% | 4076487.0332
MEDICAL BUILDINGS #456 | TERTIARY | MEDICAL BUILDINGS | 13581.3554 | 2008 | 32352.3353 | 32853.1947 | 2500 | 2 | 18251.3763 | 4751.73 | 232675.2141 | 280559.0646 | 7 | 322048.4039 | 223935.0345 | 36 | 21092.4382 | 17300.7678 | 1 | 1773.6113 | 975.9566 | 1 | 66591.3783 | 3513.0796 | 601718.876 | 2259.8055 | 94060.9319 | 1204.8116 | 4542.6389 | 22.8549 | 46987.1014 | 346.5543 | 0 | 91956.993 | 72.22% | 27.78% | 14138.429 | 0 | 1878.7212 | 19.6696 | 621.5997 | 1752.2942 | 1680.8734 | 311.7347 | 18037.2587 | 27925.4154 | 526559.9657 | 572522.6398 | 1677764.1274 | 2253332.4825 | 5.802% | 2392115.8458
MEDICAL BUILDINGS #457 | TERTIARY | MEDICAL BUILDINGS | 28818.4808 | 2009 | 59424.2853 | 84086.3134 | 2500 | 2 | 23633.3357 | 8496.636 | 622072.2507 | 570896.931 | 11 | 758299.1424 | 406971.389 | 113 | 50694.2582 | 41999.3402 | 2 | 4974.8265 | 2295.2036 | 1 | 164944.2821 | 6830.9519 | 1053799.8517 | 6452.2877 | 157826.3142 | 2328.6908 | 9071.1168 | 47.2577 | 70797.8619 | 744.7833 | 0 | 260879.6858 | 72.27% | 27.73% | 31210.4126 | 0 | 3111.3293 | 64.6116 | 1130.4464 | 4735.1808 | 3811.7278 | 746.5626 | 30711.3563 | 82427.146 | 1056575.2049 | 1169713.7072 | 3586627.1523 | 4762742.0321 | 3.231% | 4921768.1436
MEDICAL BUILDINGS #458 | TERTIARY | MEDICAL BUILDINGS | 7987.0576 | 2014 | 21864.1381 | 28655.3453 | 1600 | 2 | 11310.7849 | 2798.8895 | 219181.5858 | 210985.9591 | 4 | 328679.943 | 157802.9222 | 24 | 16724.9919 | 16318.9979 | 1 | 1649.1249 | 670.9939 | 0 | 49085.0488 | 2292.1028 | 436550.3734 | 1456.5747 | 52245.2988 | 475.6486 | 2318.602 | 16.1187 | 23799.2636 | 199.5217 | 0 | 92649.8004 | 79.22% | 20.78% | 6900.3052 | 0 | 825.6905 | 18.89 | 328.6574 | 1295.984 | 950.8168 | 189.5053 | 10848.4691 | 27933.7911 | 336372.4187 | 375154.6789 | 1381027.9536 | 1758781.2865 | 3.983% | 1831731.655
MEDICAL BUILDINGS #459 | TERTIARY | MEDICAL BUILDINGS | 9886.0717 | 2014 | 25291.251 | 27961.1931 | 1600 | 2 | 12144.4389 | 3573.9887 | 182360.2426 | 341025.275 | 4 | 316906.2294 | 161110.2079 | 39 | 22785.9742 | 16315.6857 | 1 | 2068.106 | 1204.0079 | 1 | 58668.501 | 3319.3154 | 421919.0135 | 1985.3012 | 76617.4004 | 598.9841 | 2902.035 | 21.0836 | 28514.2925 | 231.0294 | 0 | 88714.362 | 72.67% | 27.33% | 8239.4355 | 0 | 1183.3188 | 14.7303 | 376.0789 | 1783.7854 | 1529.4114 | 240.7042 | 14401.0175 | 36566.5927 | 466081.6995 | 517049.3098 | 1373770.9793 | 1892825.4381 | 6.117% | 2016156.5437
MEDICAL BUILDINGS #460 | TERTIARY | MEDICAL BUILDINGS | 12067.975 | 2018 | 30081.1787 | 37248.4185 | 2500 | 2 | 24261.423 | 6646.3667 | 326771.0161 | 322543.1348 | 5 | 469195.3181 | 292981.2544 | 49 | 24146.313 | 29153.0724 | 1 | 2593.4174 | 1533.0677 | 1 | 80251.5395 | 2542.0498 | 658272.2239 | 2182.3775 | 109816.027 | 1183.9906 | 2928.9101 | 20.7517 | 40689.7627 | 318.6081 | 0 | 136475.7993 | 77.48% | 22.52% | 10842.9928 | 0 | 1695.583 | 25.6557 | 511.1204 | 2215.1823 | 1840.2265 | 320.8284 | 14936.266 | 37975.7505 | 475645.6622 | 528557.6787 | 2076869.8422 | 2608299.4019 | 9.981% | 2897504.8191
MEDICAL BUILDINGS #461 | TERTIARY | MEDICAL BUILDINGS | 24730.1009 | 2011 | 74726.755 | 68106.3668 | 2500 | 2 | 23969.6961 | 7969.2704 | 551282.3645 | 608972.0447 | 10 | 820903.4504 | 554678.1455 | 78 | 64633.2571 | 34204.7775 | 2 | 5035.9695 | 2339.1486 | 1 | 154774.0269 | 5523.3605 | 900234.1302 | 5785.924 | 160530.1686 | 1488.5995 | 7152.4923 | 62.489 | 90029.5109 | 574.1158 | 0 | 234342.2838 | 75.48% | 24.52% | 21551.4308 | 0 | 2625.6959 | 57.9347 | 1285.9676 | 3161.5485 | 4104.7666 | 449.1513 | 31386.7606 | 53997.0431 | 1149532.2035 | 1234916.0071 | 3385197.7965 | 4626160.3474 | 7.793% | 5017155.0336
MEDICAL BUILDINGS #462 | TERTIARY | MEDICAL BUILDINGS | 30498.4871 | 2021 | 88962.5364 | 92777.3327 | 2500 | 2 | 21782.9339 | 15424.6012 | 689893.4704 | 748381.4983 | 15 | 1420120.1272 | 790027.1678 | 123 | 84803.052 | 52821.9292 | 2 | 6507.1853 | 3887.61 | 2 | 228328.207 | 7205.7164 | 1187474.3785 | 5572.4107 | 222988.6773 | 2476.8939 | 9967.9039 | 76.2391 | 123799.1414 | 867.8338 | 0 | 285939.2608 | 87.57% | 12.43% | 25097.403 | 0 | 2895.1453 | 59.7232 | 1197.485 | 4896.0774 | 3910.3111 | 509.634 | 40180.0817 | 86754.6845 | 1302151.7042 | 1429086.4704 | 4811412.038 | 6248842.9511 | 2.495% | 6408734.8971
MEDICAL BUILDINGS #463 | TERTIARY | MEDICAL BUILDINGS | 33346.7616 | 2020 | 111793.3185 | 137895.1845 | 2500 | 4 | 23257.2823 | 17666.4465 | 1113898.6361 | 1142970.6466 | 13 | 1115088.1363 | 852969.8846 | 111 | 89995.4108 | 68843.5026 | 2 | 8191.938 | 3401.0936 | 2 | 156888.1753 | 11107.661 | 1440024.3654 | 6907.7332 | 243333.4969 | 3152.5461 | 9280.0663 | 65.9383 | 110119.1101 | 1030.7185 | 0 | 327015.033 | 75.74% | 24.26% | 35027.6827 | 0 | 4502.6234 | 53.4055 | 1356.8303 | 5724.9939 | 5446.2031 | 878.8873 | 54920.7434 | 89350.8902 | 1226207.4284 | 1370479.0621 | 5277848.8584 | 6658669.7576 | 6.69% | 7136092.9386
MEDICAL BUILDINGS #464 | TERTIARY | MEDICAL BUILDINGS | 20031.465 | 2020 | 54939.8839 | 53136.2985 | 2500 | 2 | 20156.9973 | 8944.9095 | 432011.8903 | 546427.7145 | 7 | 603515.3863 | 352118.8238 | 80 | 51016.739 | 45132.8758 | 1 | 3327.9465 | 2704.6546 | 1 | 138031.3933 | 6457.1704 | 1193859.5179 | 4603.9106 | 175883.0693 | 1612.629 | 5002.877 | 46.1009 | 86486.1658 | 461.1068 | 0 | 285220.8805 | 83.39% | 16.61% | 20197.9983 | 0 | 1880.104 | 38.6127 | 798.7769 | 3204.0682 | 3377.6107 | 471.579 | 33651.45 | 63145.442 | 735236.5919 | 832033.484 | 3347250.0692 | 4183969.7892 | 2.2% | 4278092.9784
MEDICAL BUILDINGS #465 | TERTIARY | MEDICAL BUILDINGS | 28959.0677 | 2020 | 96136.2682 | 89148.2257 | 2500 | 2 | 22061.4035 | 16641.2635 | 726905.436 | 1016111.209 | 10 | 1203145.9588 | 611517.8979 | 107 | 66169.3698 | 72816.5676 | 2 | 6065.8796 | 3890.998 | 2 | 180347.3114 | 8716.1896 | 1572414.8211 | 6774.9226 | 187133.4717 | 2712.362 | 7100.6691 | 64.5401 | 104867.4712 | 758.2625 | 0 | 365709.3832 | 75.91% | 24.09% | 31437.0675 | 0 | 2864.2407 | 59.9282 | 1340.9377 | 5223.5229 | 4993.265 | 563.8346 | 43169.435 | 81962.0285 | 1366320.9913 | 1491452.4548 | 4987281.5762 | 6488709.6845 | 4.993% | 6829693.5535
MEDICAL BUILDINGS #466 | TERTIARY | MEDICAL BUILDINGS | 14857.009 | 2021 | 56563.5109 | 56210.1048 | 2500 | 2 | 17828.0305 | 5646.7635 | 414434.5157 | 458878.9395 | 5 | 595243.9403 | 409130.9399 | 59 | 44957.4584 | 23263.0033 | 1 | 3329.7675 | 2098.733 | 1 | 71739.0219 | 4011.4593 | 685016.7963 | 3462.6894 | 128832.4104 | 1418.9659 | 3793.8895 | 36.6806 | 45598.4566 | 377.7418 | 0 | 205570.0917 | 90.29% | 9.711% | 13857.3995 | 0 | 1514.5874 | 23.2023 | 609.7339 | 2185.5132 | 2295.4992 | 353.261 | 19008.041 | 46136.9172 | 574681.2769 | 639826.2351 | 2500824.7005 | 3144100.9495 | 2.678% | 3230620.3455
MEDICAL BUILDINGS #467 | TERTIARY | MEDICAL BUILDINGS | 26171.0611 | 2013 | 77781.3001 | 82430.7852 | 2500 | 2 | 19282.883 | 12990.5765 | 621113.3362 | 856092.1735 | 13 | 945484.1912 | 539268.3148 | 94 | 57448.5475 | 39793.5611 | 1 | 4970.3875 | 2760.9955 | 1 | 149726.009 | 5357.7772 | 1148721.8414 | 5754.1325 | 155141.0839 | 2040.7438 | 6404.7645 | 56.2152 | 91296.6478 | 533.0689 | 0 | 195939.7927 | 88.96% | 11.04% | 26242.0486 | 0 | 3465.7404 | 40.3529 | 1152.1043 | 4555.919 | 3107.5236 | 636.1494 | 34664.2951 | 59188.638 | 901292.3627 | 995145.2958 | 3824413.0148 | 4824958.9879 | 8.128% | 5251803.5288
MEDICAL BUILDINGS #468 | TERTIARY | MEDICAL BUILDINGS | 13296.8242 | 2020 | 40267.5692 | 39097.3722 | 2500 | 2 | 20002.9595 | 7671.9085 | 433912.7555 | 404242.2928 | 5 | 634315.6596 | 346818.3362 | 34 | 40249.8792 | 22903.187 | 1 | 2105.1158 | 1640.4119 | 1 | 71544.7411 | 4100.7092 | 670368.2484 | 3112.2383 | 102798.1287 | 1194.8273 | 4556.2092 | 20.9864 | 41755.8488 | 415.8717 | 0 | 163169.6257 | 79.39% | 20.61% | 14062.0944 | 0 | 1680.0717 | 22.6073 | 556.7254 | 1717.4146 | 2403.8992 | 243.9903 | 19585.7204 | 47957.2165 | 443335.0796 | 510878.0165 | 2434543.2876 | 2949234.1695 | 6.459% | 3152881.7304
MEDICAL BUILDINGS #469 | TERTIARY | MEDICAL BUILDINGS | 30183.4927 | 2013 | 93901.0359 | 92619.9638 | 2500 | 4 | 19599.8978 | 12756.7773 | 699663.3608 | 866697.4092 | 13 | 873844.3325 | 715500.0229 | 111 | 73217.7891 | 62564.2133 | 2 | 6043.9183 | 3736.4546 | 2 | 125637.8046 | 9651.1516 | 1607681.4153 | 7352.9997 | 236900.0415 | 2550.9921 | 10160.6587 | 72.3515 | 98130.1964 | 819.0492 | 0 | 331114.3386 | 86.39% | 13.61% | 25217.4244 | 0 | 3786.5682 | 45.3429 | 1269.6424 | 5359.1767 | 4630.5546 | 753.9749 | 33050.9473 | 81349.0216 | 1293956.291 | 1408356.2599 | 4593416.0869 | 6010543.3914 | 7.968% | 6530944.5
MEDICAL BUILDINGS #470 | TERTIARY | MEDICAL BUILDINGS | 19374.6197 | 2020 | 78496.6964 | 62394.0966 | 2500 | 2 | 18870.5116 | 9113.837 | 396199.9216 | 621736.3098 | 7 | 685947.0363 | 428092.3042 | 80 | 57343.5323 | 42078.3655 | 1 | 4744.4918 | 1983.7287 | 1 | 102741.3035 | 6346.506 | 873553.9321 | 2954.2945 | 183251.3993 | 1626.9263 | 4763.8427 | 43.4653 | 67612.0767 | 415.9064 | 0 | 172579.1288 | 81.55% | 18.45% | 19570.7241 | 0 | 2821.0717 | 39.6367 | 1003.7409 | 2315.3325 | 3053.5397 | 344.6433 | 33700.2973 | 61292.4424 | 893554.6296 | 988547.3693 | 2935239.8333 | 3930283.5183 | 6.043% | 4183068.9134
MEDICAL BUILDINGS #471 | TERTIARY | MEDICAL BUILDINGS | 25839.8567 | 2021 | 105235.6169 | 87952.2858 | 2500 | 4 | 18555.527 | 14305.5837 | 608175.938 | 789772.1807 | 9 | 1019233.3229 | 620838.542 | 73 | 80304.8966 | 64456.1203 | 2 | 4956.1364 | 2856.7156 | 2 | 197382.5784 | 8253.5082 | 1439486.1631 | 4763.9237 | 225277.8552 | 2261.0399 | 8454.4923 | 55.6969 | 106084.0209 | 492.1329 | 0 | 242922.264 | 82.95% | 17.05% | 23667.4312 | 0 | 3247.6114 | 44.7108 | 1398.1654 | 3919.217 | 3632.0629 | 432.0341 | 35520.7848 | 91533.1466 | 803379.75 | 930433.6814 | 4480082.2069 | 5418890.254 | 9.299% | 5974474.3393
MEDICAL BUILDINGS #472 | TERTIARY | MEDICAL BUILDINGS | 30988.2526 | 2021 | 83657.2976 | 109137.364 | 2500 | 4 | 22713.5211 | 13611.5807 | 881737.9238 | 769335.5433 | 14 | 1364778.765 | 614254.5659 | 94 | 78805.9558 | 56896.8515 | 1 | 6203.2205 | 4426.2558 | 2 | 230443.6472 | 8069.5087 | 1694744.6311 | 6670.1576 | 262023.2441 | 2291.1043 | 7363.3265 | 74.6075 | 129050.5537 | 840.5382 | 0 | 375599.171 | 87.7% | 12.3% | 23701.5573 | 0 | 3188.9388 | 57.732 | 1144.5926 | 4525.235 | 3802.0891 | 575.558 | 49607.0015 | 125168.1637 | 1305269.3194 | 1480044.4846 | 5684531.9635 | 7173847.8936 | 1.373% | 7273726.2561
MEDICAL BUILDINGS #473 | TERTIARY | MEDICAL BUILDINGS | 24943.2228 | 2010 | 63640.1532 | 55904.0182 | 2500 | 2 | 19612.8343 | 11527.089 | 411454.008 | 567038.9903 | 12 | 634963.0224 | 485053.9604 | 71 | 38681.2043 | 45478.6493 | 1 | 4713.3743 | 1921.9386 | 1 | 140774.8509 | 5819.9484 | 1094895.3979 | 5012.9514 | 184389.2379 | 1627.3347 | 6985.8868 | 40.1283 | 84343.1914 | 588.3268 | 0 | 254507.7274 | 77.52% | 22.48% | 22275.4848 | 0 | 3119.0439 | 41.9434 | 1337.2702 | 3271.7781 | 3082.26 | 440.3831 | 28107.4866 | 75018.876 | 1073890.5975 | 1177016.9601 | 3243997.2857 | 4427615.8328 | 2.893% | 4559525.4265
MEDICAL BUILDINGS #474 | TERTIARY | MEDICAL BUILDINGS | 17811.1767 | 2010 | 44884.2737 | 47309.8907 | 2500 | 2 | 18287.1866 | 8488.0343 | 379597.7819 | 479449.2519 | 8 | 453777.3801 | 402852.4061 | 57 | 35220.3327 | 24405.7537 | 1 | 2775.3667 | 1291.3586 | 1 | 86561.4266 | 5815.4053 | 643626.0779 | 4157.8569 | 101767.3952 | 1734.9118 | 4041.4019 | 43.7523 | 71571.554 | 361.8387 | 0 | 160608.2009 | 87.66% | 12.34% | 18469.7409 | 0 | 2640.1693 | 33.2289 | 941.9782 | 2985.3859 | 2417.275 | 306.9944 | 22573.9208 | 40198.854 | 662969.8787 | 725742.6535 | 2209413.5501 | 2940399.095 | 6.335% | 3139279.9898
MEDICAL BUILDINGS #475 | TERTIARY | MEDICAL BUILDINGS | 20739.9908 | 2010 | 68521.0089 | 52688.5472 | 2500 | 2 | 18677.0305 | 6267.0514 | 390049.7616 | 593683.166 | 10 | 604689.9907 | 293965.4628 | 67 | 40278.0879 | 34520.7613 | 1 | 2907.4307 | 1837.8145 | 1 | 78580.502 | 5731.9339 | 1000947.9303 | 4472.5101 | 107568.2791 | 1732.0975 | 5052.1583 | 49.5896 | 51517.1521 | 535.6695 | 0 | 211036.6137 | 76.87% | 23.13% | 16425.5974 | 0 | 2805.9406 | 33.7585 | 991.5361 | 3173.0343 | 2562.956 | 390.5317 | 24695.8893 | 53962.1973 | 658296.0058 | 736954.0924 | 2832478.377 | 3573320.4816 | 10.09% | 3974214.1225
MEDICAL BUILDINGS #476 | TERTIARY | MEDICAL BUILDINGS | 24744.4453 | 2011 | 81265.793 | 85028.1352 | 2500 | 4 | 18146.1453 | 10106.0295 | 459871.7898 | 698208.9212 | 9 | 727783.4061 | 508920.2957 | 89 | 60029.5 | 33613.6022 | 2 | 3794.5569 | 2738.1938 | 2 | 102092.461 | 5578.892 | 956700.9938 | 3753.1384 | 130449.4569 | 2206.2143 | 7943.0501 | 49.6384 | 89704.4888 | 759.1374 | 0 | 227257.3389 | 92.4% | 7.603% | 22545.7857 | 0 | 2637.3022 | 40.258 | 963.2943 | 4428.2065 | 3291.2008 | 423.0984 | 29131.1517 | 81889.3641 | 703385.0685 | 814405.5843 | 3203936.8482 | 4024606.3935 | 6.848% | 4320487.7804
MEDICAL BUILDINGS #477 | TERTIARY | MEDICAL BUILDINGS | 20804.3365 | 2021 | 57901.5341 | 53328.0807 | 2500 | 2 | 21243.6003 | 12533.161 | 666395.5915 | 796201.1549 | 9 | 947132.4386 | 529247.8876 | 57 | 51091.7178 | 49355.4609 | 1 | 4198.534 | 2041.0546 | 1 | 123826.9632 | 4634.0175 | 1246114.6516 | 3824.1597 | 212627.6799 | 1861.8646 | 5713.4569 | 33.3421 | 93054.1534 | 445.0636 | 0 | 209809.0163 | 84.11% | 15.89% | 16271.3956 | 0 | 2131.425 | 37.7865 | 860.0367 | 2750.8007 | 3272.5255 | 529.9614 | 28032.3149 | 70171.1753 | 734405.1556 | 832608.6458 | 3972108.3556 | 4811460.3278 | 9.149% | 5295973.5682
MEDICAL BUILDINGS #478 | TERTIARY | MEDICAL BUILDINGS | 23748.6244 | 2020 | 72413.4977 | 93045.3942 | 2500 | 4 | 17502.297 | 13600.8794 | 737892.5799 | 910463.4987 | 11 | 837070.1299 | 642169.9266 | 88 | 54468.9621 | 48256.7426 | 1 | 3935.7779 | 2660.5543 | 2 | 173171.5798 | 5101.5748 | 1428864.3888 | 4260.6294 | 205358.9488 | 2205.2099 | 8241.9172 | 59.3033 | 114849.0767 | 457.2348 | 0 | 330015.6187 | 84.8% | 15.2% | 22254.5263 | 0 | 3104.0365 | 37.0896 | 928.7493 | 4317.96 | 3220.5964 | 518.8833 | 36733.2793 | 72158.1308 | 1015162.6522 | 1124054.0624 | 4388844.5544 | 5519172.3294 | 8.101% | 6005720.3584
MEDICAL BUILDINGS #479 | TERTIARY | MEDICAL BUILDINGS | 11317.0733 | 2016 | 26855.3214 | 32028.8249 | 2500 | 2 | 22493.148 | 3947.6456 | 273009.5557 | 335233.0084 | 5 | 315803.9175 | 186383.3944 | 31 | 29645.6187 | 25438.9811 | 1 | 1975.8739 | 1117.131 | 1 | 72688.2746 | 2466.6513 | 498453.8394 | 1866.1394 | 107504.4818 | 1048.6939 | 3021.8123 | 23.5203 | 36339.1442 | 244.5719 | 0 | 143845.306 | 69.79% | 30.21% | 12645.5736 | 0 | 1033.8835 | 21.8445 | 556.4431 | 1906.8023 | 1985.422 | 265.948 | 13144.1169 | 42101.1454 | 461329.0488 | 516574.3111 | 1680907.1666 | 2201002.3799 | 2.056% | 2247200.0601
MEDICAL BUILDINGS #480 | TERTIARY | MEDICAL BUILDINGS | 22674.6317 | 2007 | 69751.8935 | 44060.7536 | 2500 | 2 | 20859.9748 | 7024.9854 | 446764.4215 | 675878.4782 | 8 | 596325.1753 | 340081.3909 | 80 | 49675.2075 | 40672.1453 | 1 | 4164.7873 | 1856.2846 | 1 | 125906.1949 | 6100.7506 | 851935.662 | 4485.9422 | 140265.1419 | 1673.4634 | 7307.985 | 39.655 | 84595.5646 | 685.9823 | 0 | 222160.5139 | 80.75% | 19.25% | 21307.0689 | 0 | 2111.5364 | 37.7065 | 948.2612 | 4198.8692 | 3618.5032 | 477.4686 | 28231.2445 | 48900.8245 | 697146.5874 | 774278.6564 | 2860650.3253 | 3639595.4926 | 8.947% | 3997229.5199
MEDICAL BUILDINGS #481 | TERTIARY | MEDICAL BUILDINGS | 11042.1606 | 2015 | 40741.9522 | 30837.6578 | 2500 | 2 | 17709.2795 | 5129.3926 | 213257.1484 | 295913.68 | 4 | 358402.7026 | 233202.7274 | 37 | 28913.8722 | 20602.6444 | 1 | 2287.9465 | 1274.9297 | 1 | 55224.0271 | 2759.6267 | 561745.3053 | 2481.9025 | 99241.8476 | 984.2335 | 2649.2793 | 26.7637 | 35831.6174 | 318.505 | 0 | 90661.8607 | 81.91% | 18.09% | 13116.8318 | 0 | 1184.5406 | 21.365 | 582.3689 | 1715.861 | 1730.556 | 263.5118 | 11625.2126 | 35407.9766 | 423619.2327 | 470652.4218 | 1651588.6498 | 2125874.1234 | 4.461% | 2225138.3122
MEDICAL BUILDINGS #482 | TERTIARY | MEDICAL BUILDINGS | 13222.4592 | 2019 | 38176.5843 | 37931.9079 | 2500 | 2 | 21024.3009 | 6759.8548 | 380796.2172 | 382465.2409 | 4 | 422470.7457 | 365071.0282 | 48 | 36605.4217 | 26850.4854 | 1 | 3130.0707 | 1194.1899 | 1 | 76867.8379 | 3173.2088 | 679002.3998 | 2685.9672 | 104589.8005 | 1038.1824 | 3817.3299 | 21.5039 | 57276.8749 | 336.4852 | 0 | 155885.8739 | 78.27% | 21.73% | 14314.3344 | 0 | 1864.2728 | 29.7414 | 701.1784 | 2294.6938 | 2142.3734 | 323.3072 | 21448.8713 | 49497.346 | 551083.5413 | 622029.7586 | 2178946.9636 | 2805724.4998 | 6.925% | 3014464.3166
MEDICAL BUILDINGS #483 | TERTIARY | MEDICAL BUILDINGS | 27754.6634 | 2010 | 87471.9081 | 60292.4269 | 2500 | 2 | 22901.5291 | 11877.8156 | 490284.0412 | 600991.2279 | 13 | 899577.0528 | 467198.3203 | 106 | 44415.6251 | 40330.3766 | 1 | 3886.7245 | 2101.721 | 2 | 129710.7554 | 7745.9574 | 1221941.4027 | 5168.982 | 208548.5978 | 2314.0876 | 7426.7916 | 47.3949 | 86256.7212 | 536.8308 | 0 | 279192.0291 | 92.59% | 7.413% | 26113.3578 | 0 | 2845.4623 | 54.0147 | 1088.5898 | 4775.979 | 4670.3252 | 694.0624 | 26033.121 | 88356.0221 | 934650.9986 | 1049040.1417 | 3825590.1816 | 4880205.3002 | 5.978% | 5190467.2351
MEDICAL BUILDINGS #484 | TERTIARY | MEDICAL BUILDINGS | 26982.7444 | 2012 | 85932.6309 | 69610.1998 | 2500 | 2 | 23911.9836 | 13237.6915 | 661156.8356 | 550410.1884 | 10 | 1047060.4239 | 421481.4467 | 97 | 72498.8141 | 56389.1441 | 1 | 5196.8592 | 2565.1941 | 2 | 128785.5517 | 7998.3698 | 1329329.4143 | 4019.7138 | 222475.4167 | 2251.5327 | 7092.5243 | 52.7812 | 96295.1136 | 741.3267 | 0 | 268490.596 | 75.65% | 24.35% | 24779.6834 | 0 | 2770.9041 | 42.1702 | 1133.2695 | 4192.4776 | 3929.8211 | 479.9012 | 36995.932 | 72235.0822 | 1129798.3973 | 1239029.4114 | 4320777.2891 | 5565532.1287 | 7.802% | 6036482.449
MEDICAL BUILDINGS #485 | TERTIARY | MEDICAL BUILDINGS | 13104.9537 | 2018 | 46676.7758 | 34644.1131 | 2500 | 2 | 18674.9001 | 6906.9645 | 295226.6793 | 429302.4045 | 6 | 401784.5114 | 256830.4027 | 50 | 35889.6273 | 27221.0373 | 1 | 2539.5488 | 1266.2625 | 1 | 66839.5614 | 3872.0167 | 650798.8016 | 2593.2415 | 99748.0299 | 1024.378 | 3249.6271 | 30.1906 | 50065.0965 | 319.6888 | 0 | 137671.3775 | 79.51% | 20.49% | 13991.7088 | 0 | 1247.855 | 23.3253 | 502.0843 | 1597.1828 | 1561.3197 | 347.5958 | 15504.8648 | 38432.0076 | 576330.898 | 630267.7705 | 1981111.3263 | 2615423.8289 | 8.88% | 2870319.8741
MEDICAL BUILDINGS #486 | TERTIARY | MEDICAL BUILDINGS | 21087.4254 | 2013 | 73019.2897 | 64016.8142 | 2500 | 2 | 20805.8043 | 10567.2129 | 437171.4982 | 606153.554 | 9 | 659719.6279 | 368654.2257 | 87 | 54734.4548 | 34652.1302 | 1 | 2945.3989 | 1719.4267 | 1 | 98956.6009 | 4723.7399 | 800078.3355 | 4272.8473 | 149739.9144 | 1384.6923 | 6878.0081 | 36.1699 | 86679.1681 | 647.2 | 0 | 232062.5956 | 80.95% | 19.05% | 23661.4703 | 0 | 2811.4564 | 44.0553 | 1078.1803 | 3099.8074 | 2556.2004 | 379.0001 | 33074.4297 | 71314.6494 | 853827.8285 | 958216.9076 | 2918889.738 | 3882921.6439 | 5.125% | 4092685.4972
MEDICAL BUILDINGS #487 | TERTIARY | MEDICAL BUILDINGS | 21243.6509 | 2022 | 76714.4793 | 89413.7983 | 2500 | 4 | 19868.2116 | 13129.0698 | 624174.1396 | 782379.0594 | 10 | 848044.9184 | 623959.7106 | 86 | 67418.9575 | 44514.21 | 1 | 3623.655 | 2405.3566 | 1 | 105533.2777 | 4340.7593 | 1337474.9236 | 3479.2928 | 208363.0258 | 1770.2662 | 5856.9425 | 36.7968 | 101848.0682 | 665.1241 | 0 | 258742.6622 | 94.83% | 5.169% | 16606.2026 | 0 | 3048.2828 | 38.7511 | 791.6263 | 3037.0632 | 3952.5415 | 551.4175 | 39109.5464 | 83981.7194 | 777481.5284 | 900572.7941 | 4058593.6826 | 4966921.5523 | 5.522% | 5257228.0875
MEDICAL BUILDINGS #488 | TERTIARY | MEDICAL BUILDINGS | 33505.0785 | 2006 | 80912.1708 | 89060.9263 | 2500 | 2 | 24107.5387 | 14445.4887 | 693268.6589 | 861462.1841 | 11 | 962759.9569 | 581191.7477 | 125 | 50717.4634 | 61661.1135 | 2 | 5166.5268 | 2997.4909 | 2 | 178600.1779 | 6873.428 | 936540.1917 | 6592.4749 | 236076.0969 | 2679.8649 | 8816.4494 | 79.615 | 114032.5058 | 811.5257 | 0 | 314126.9943 | 82.92% | 17.08% | 35588.9201 | 0 | 3846.3899 | 61.0214 | 1737.7985 | 4118.5933 | 5404.6129 | 765.2366 | 27139.3695 | 88907.3634 | 1019927.8524 | 1135974.5854 | 3988341.2206 | 5130982.1249 | 4.601% | 5378422.7156
MEDICAL BUILDINGS #489 | TERTIARY | MEDICAL BUILDINGS | 31340.7761 | 2018 | 110880.9859 | 108115.2446 | 2500 | 4 | 21978.5496 | 12539.8799 | 689560.3477 | 801480.8497 | 10 | 1405084.4715 | 794935.6265 | 124 | 81709.5905 | 58787.1445 | 2 | 6359.2905 | 4175.0236 | 2 | 189179.8002 | 7714.2613 | 1498570.6603 | 6164.5417 | 221302.5707 | 2138.9565 | 7178.4545 | 68.053 | 128090.3777 | 910.478 | 0 | 285760.9669 | 92.23% | 7.772% | 34630.2607 | 0 | 3732.9216 | 54.2082 | 1131.5772 | 3936.6606 | 4780.3569 | 651.779 | 40321.6312 | 111527.334 | 1132416.2574 | 1284265.2227 | 5141534.9337 | 6433496.9416 | 7.226% | 6934620.3888
MEDICAL BUILDINGS #490 | TERTIARY | MEDICAL BUILDINGS | 27703.5277 | 2011 | 77665.2625 | 69193.5354 | 2500 | 2 | 19582.4609 | 9567.4982 | 721616.7029 | 614233.2647 | 13 | 1108955.4071 | 415139.6684 | 71 | 51791.6949 | 37185.9816 | 1 | 5438.9303 | 2601.2321 | 2 | 150174.0912 | 5859.1937 | 1184594.5287 | 4858.0966 | 209320.2683 | 1693.7747 | 8932.4739 | 49.4539 | 112171.7806 | 861.7905 | 0 | 328379.341 | 71.58% | 28.42% | 31141.4456 | 0 | 3040.1621 | 63.1298 | 1221.3078 | 4552.2214 | 5061.0662 | 530.8688 | 30529.218 | 96330.9974 | 1261202.9785 | 1388063.1939 | 4371896.1204 | 5767940.6487 | 7.215% | 6216483.1232
MEDICAL BUILDINGS #491 | TERTIARY | MEDICAL BUILDINGS | 27360.0765 | 2009 | 68579.5892 | 74195.3719 | 2500 | 2 | 22938.7237 | 8443.8463 | 471438.2439 | 762878.2337 | 12 | 785980.5676 | 422735.1068 | 89 | 65871.5501 | 47995.8314 | 1 | 4767.6713 | 2168.8042 | 1 | 152302.9521 | 6745.6475 | 1001572.0401 | 6761.9597 | 224355.3908 | 1860.1065 | 8765.4755 | 51.0394 | 72116.7554 | 828.6593 | 0 | 239807.2888 | 86.23% | 13.77% | 31900.2003 | 0 | 2659.7646 | 43.5869 | 1238.2239 | 3910.9169 | 4930.7142 | 491.0705 | 36454.948 | 77131.2343 | 902071.133 | 1015657.3153 | 3452389.7041 | 4473019.7641 | 5.911% | 4754020.2379
MEDICAL BUILDINGS #492 | TERTIARY | MEDICAL BUILDINGS | 16024.1425 | 2009 | 46970.3916 | 47513.439 | 2500 | 2 | 19180.5535 | 6194.3571 | 358470.581 | 376754.7913 | 6 | 610331.3688 | 257593.2503 | 60 | 36166.585 | 29258.0568 | 1 | 3059.0815 | 1120.5252 | 1 | 94005.2799 | 3988.7245 | 756783.3254 | 2396.1584 | 87304.7096 | 1097.3702 | 4508.3791 | 26.8989 | 56610.9393 | 375.9072 | 0 | 118380.6004 | 90.24% | 9.764% | 13617.9399 | 0 | 2017.321 | 24.1012 | 820.5406 | 2986.3801 | 2564.5422 | 354.7732 | 13848.9086 | 41576.8092 | 751437.8653 | 806863.5831 | 2395688.786 | 3206944.3606 | 4.861% | 3370787.8487
MEDICAL BUILDINGS #493 | TERTIARY | MEDICAL BUILDINGS | 15851.4325 | 2021 | 52492.7584 | 43823.3428 | 2500 | 2 | 24851.0528 | 6018.1464 | 441262.4249 | 440957.9336 | 8 | 781869.1227 | 311733.3299 | 66 | 34397.3349 | 35341.1402 | 1 | 2973.2218 | 1964.6472 | 1 | 80918.8675 | 5146.3442 | 992524.1401 | 2622.6658 | 124648.9084 | 1376.9235 | 4125.6258 | 36.0484 | 73075.9917 | 344.4463 | 0 | 202974.2725 | 81.11% | 18.89% | 14005.3271 | 0 | 1990.0347 | 34.1155 | 630.412 | 2316.7997 | 2184.986 | 274.729 | 25469.8999 | 57782.4059 | 720840.2775 | 804092.5833 | 3070281.2302 | 3878220.3378 | 5.009% | 4082703.4722
MEDICAL BUILDINGS #494 | TERTIARY | MEDICAL BUILDINGS | 8069.1958 | 2016 | 30406.9793 | 28844.9412 | 1600 | 2 | 12445.8468 | 3347.0251 | 217606.0044 | 268088.6712 | 3 | 240848.2599 | 154845.3135 | 34 | 18699.0028 | 16954.6106 | 0 | 1853.3348 | 870.4461 | 0 | 41630.8987 | 1967.4289 | 369410.3001 | 1816.4479 | 52053.9429 | 510.147 | 2163.7248 | 13.5722 | 22450.3032 | 231.2682 | 0 | 98204.5193 | 91.07% | 8.934% | 8696.7083 | 0 | 1072.2866 | 16.2362 | 285.3344 | 988.1279 | 1275.3948 | 180.1698 | 12785.3079 | 20471.1777 | 289459.1418 | 322715.6274 | 1219182.218 | 1544411.7698 | 7.271% | 1665502.1187
MEDICAL BUILDINGS #495 | TERTIARY | MEDICAL BUILDINGS | 21462.1173 | 2015 | 66530.1711 | 63589.5233 | 2500 | 2 | 23479.4007 | 11089.8447 | 588411.3468 | 639830.9127 | 11 | 604014.6926 | 430525.8876 | 58 | 59620.0981 | 36790.3913 | 1 | 3312.1479 | 2528.1045 | 2 | 138014.8625 | 5580.6274 | 792286.8671 | 3302.8025 | 173123.7234 | 1698.3617 | 6760.9463 | 52.3272 | 59329.0062 | 505.9453 | 0 | 254181.6474 | 76.51% | 23.49% | 26075.5993 | 0 | 3190.1171 | 48.8804 | 756.9236 | 3735.9388 | 2879.554 | 479.6735 | 34354.5637 | 63181.1068 | 665870.6552 | 763406.3258 | 3062544.0587 | 3831619.4103 | 2.818% | 3942725.5375
MEDICAL BUILDINGS #496 | TERTIARY | MEDICAL BUILDINGS | 12448.5897 | 2017 | 34628.896 | 32276.1441 | 2500 | 2 | 23221.6513 | 5617.3671 | 329779.5414 | 327498.1761 | 6 | 405269.7966 | 283201.3068 | 34 | 24057.3027 | 25040.3752 | 1 | 2130.694 | 1562.0286 | 1 | 65744.0407 | 3607.1965 | 443388.4301 | 2565.1501 | 106346.4748 | 1037.4668 | 3455.1698 | 25.7195 | 41199.1381 | 330.0952 | 0 | 149228.2524 | 82.47% | 17.53% | 11380.4267 | 0 | 1752.6997 | 19.7848 | 623.3186 | 2250.2438 | 1709.7907 | 279.204 | 14091.7372 | 46560.4785 | 443017.5003 | 503669.7161 | 1789738.8476 | 2297603.4582 | 9.465% | 2537807.6218
MEDICAL BUILDINGS #497 | TERTIARY | MEDICAL BUILDINGS | 17787.5711 | 2012 | 44877.4333 | 57546.4186 | 2500 | 2 | 20951.9135 | 6070.1227 | 383409.8963 | 498112.6539 | 6 | 670976.2956 | 284515.5499 | 51 | 33102.1935 | 27288.7252 | 1 | 2370.3759 | 1449.7526 | 1 | 98629.3503 | 4804.6925 | 774085.7141 | 4184.1027 | 141740.5847 | 1061.2629 | 5571.374 | 43.7946 | 58601.2089 | 435.6132 | 0 | 216008.4466 | 76.66% | 23.34% | 16779.8089 | 0 | 2139.3006 | 36.8052 | 766.7246 | 2237.0887 | 3170.6826 | 369.0509 | 21559.7389 | 58474.2922 | 729527.1051 | 809561.1362 | 2700316.0471 | 3514154.6803 | 5.958% | 3736781.2851
MEDICAL BUILDINGS #498 | TERTIARY | MEDICAL BUILDINGS | 17207.0746 | 2007 | 49807.6593 | 50323.8076 | 2500 | 2 | 18682.7791 | 7436.5774 | 397767.5792 | 510804.0294 | 8 | 497734.0125 | 254465.287 | 55 | 37518.087 | 30883.655 | 1 | 2585.8708 | 1405.372 | 1 | 92880.3129 | 5485.1804 | 768547.1162 | 3488.5368 | 116280.4609 | 1613.1434 | 5606.22 | 37.1803 | 46975.605 | 334.2953 | 0 | 150441.4363 | 80.08% | 19.92% | 15051.1737 | 0 | 2228.5159 | 33.6352 | 852.1927 | 2956.9499 | 3111.8885 | 349.3487 | 16131.8509 | 39513.6542 | 544777.9574 | 600423.4624 | 2392633.2475 | 2997811.0107 | 7.623% | 3245204.3509
MEDICAL BUILDINGS #499 | TERTIARY | MEDICAL BUILDINGS | 31270.5915 | 2016 | 80300.0494 | 88713.3509 | 2500 | 2 | 20360.6868 | 13170.4305 | 861021.5909 | 978784.5355 | 10 | 893616.6816 | 526156.6952 | 104 | 56015.8235 | 67234.1708 | 2 | 7431.8003 | 4032.7215 | 2 | 200384.7264 | 8369.6274 | 1590933.2114 | 4660.5688 | 200566.1571 | 2957.7615 | 9539.8911 | 58.9269 | 88239.4284 | 911.1297 | 0 | 397110.2968 | 85.87% | 14.13% | 23448.4302 | 0 | 3650.21 | 59.8743 | 1735.2406 | 5570.4034 | 5205.6663 | 674.4648 | 43685.2114 | 114244.7386 | 1439009.7283 | 1596939.6783 | 4874086.1047 | 6477579.0522 | 6.29% | 6912346.1098
MEDICAL BUILDINGS #500 | TERTIARY | MEDICAL BUILDINGS | 8783.8454 | 2009 | 19287.6451 | 23076.7703 | 1600 | 2 | 12270.2758 | 2658.3779 | 160127.6026 | 185120.6776 | 3 | 286803.1817 | 121039.4476 | 36 | 15661.6997 | 11847.966 | 1 | 1131.1768 | 720.2391 | 0 | 51484.6419 | 2190.3524 | 431412.7054 | 1441.6664 | 52811.971 | 690.0793 | 2144.2246 | 18.9935 | 30441.749 | 180.036 | 0 | 82932.3682 | 81.13% | 18.87% | 9763.1085 | 0 | 1289.2892 | 18.8056 | 306.4359 | 1358.483 | 1182.0404 | 210.9693 | 8006.4556 | 26316.6843 | 324555.1671 | 358878.307 | 1253560.9636 | 1614153.8256 | 3.487% | 1672465.4696

## ESTIMATES (Français)
Données d'entrée |  |  |  |  | Installation de chantier | Poste de transformation |  |  |  | Réseau de terre | Tableaux généraux basse tension (TGBT) |  |  | Tableaux divisionnaires |  |  | Onduleur, alimentation de secours |  |  | Condensateurs |  |  | Chemins de câbles |  | Eclairage normal |  | Appareillage |  |  |  | Eclairage de sécurité |  | Protection foudre | Frais divers | Répartition |  | Nombre d'heures (main d'oeuvre en heures) | [5 empty] | Véhicules |  | Frais annexes |  |  |  | Totaux
Désignation du projet | Type de projet | Domaine d'activité | Superficie du bâtiment en mètres carrés | Année du projet | Coût complet | Coût complet | Puissance des transformateurs (KVA) | Nombre de transformateurs | Coût d'un transformateur | Coût complet | Coût complet | Coût des tableaux seuls | Nombre de tableaux | Coût complet | Coût des tableaux seuls | Nombre de tableaux | Coût complet | Coût onduleurs seuls | Nombre d'onduleurs | Coût complet | Coût condensateurs seuls | Nombre de condensateurs | Coût complet | Longueur totale en mètres | Coût complet | Nombre de luminaires | Coût complet | Nombre de commandes (interrupteurs, poussoirs…) | Nombre de prise de courant < 32 ampères | Nombre de prises de courant > 32 ampères | Coût complet | Nombre de blocs de sécurité | Coût complet | Coût complet | Matériel (%) | Main d'oeuvre (%) | Main d'oeuvre chantier entreprise | Main d'oeuvre chantier intérimaires | Main d'oeuvre études d'exéction | Main d'oeuvre études de prix | Main d'oeuvre chargé d'affaires | Main d'oeuvre conduteur de travaux | Véhicule encadrement en jours | Véhicules de chantier en jours | Frais d'outillage | Frais spécifiques | Frais proportionnels | Total frais | Total du déboursé sec | Coût total | Marge en % | Prix de vente au client
DATA CENTER #1 | TERTIAIRE | DATA CENTER | 3200 | 2008 | 51040 | 106387 | 1250 | 4 | 13720 | 2377 | 516258 | 418417 | 8 | 617959 | 185909 | 61 | 243367 | 58750 | 4 | 7233 | 3660 | 2 | 34475 | 1495 | 24694 | 332 | 4967 | 65 | 82 | 0 | 8858 | 69 | 13927 | 256025 | 91% | 9% | 2700 | 6000 | 640 | 32 | 800 | 660 | 1030 | 480 | 10006 | 43898 | 127181.3 | 181085.3 | 2040413.55 | 2223278.85 | 12.59% | 2543626
DATA CENTER #2 | TERTIAIRE | DATA CENTER | 11209.475 | 2015 | 199061.7611 | 361934.9488 | 2500 | 6 | 19389.0273 | 8813.7886 | 1806302.2041 | 1572209.0797 | 26 | 2070738.2467 | 615025.834 | 200 | 849112.8893 | 181442.1146 | 9 | 20230.6141 | 12564.7058 | 4 | 85591.4752 | 4396.2444 | 95992.964 | 811.1964 | 18678.589 | 173.5748 | 271.6115 | 0 | 25272.5695 | 213.6288 | 0 | 1022435.3286 | 95.48% | 4.518% | 8754.4473 | 14035.1452 | 1685.0996 | 105.3435 | 1709.7872 | 1944.7518 | 3109.8444 | 1342.6846 | 28513.9004 | 135951.5205 | 416128.9801 | 580594.401 | 7070527.837 | 7656327.4734 | 2.884% | 7883721.998
DATA CENTER #3 | TERTIAIRE | DATA CENTER | 15733.0128 | 2014 | 231891.5975 | 458567.338 | 2500 | 6 | 17758.608 | 9627.5 | 1823203.9974 | 1526416.5053 | 26 | 3320252.3783 | 716000.0241 | 206 | 884403.4221 | 267566.4616 | 14 | 33876.7844 | 19662.763 | 6 | 175739.2808 | 6478.852 | 110563.013 | 1421.5173 | 22949.7318 | 197.4282 | 275.914 | 0 | 33168.1728 | 281.1695 | 0 | 1093641.3096 | 95.92% | 4.08% | 10075.2602 | 23770.6442 | 2985.9439 | 99.8913 | 3113.4051 | 2109.6623 | 3593.2872 | 2265.908 | 41559.9784 | 238823.6184 | 612875.0135 | 893258.6104 | 8911487.8657 | 9813609.6542 | 7.212% | 10576351.6483
DATA CENTER #4 | TERTIAIRE | DATA CENTER | 12023.1174 | 2008 | 185156.1061 | 327928.8641 | 2500 | 6 | 19457.5001 | 6053.8558 | 1788716.0501 | 1019444.4352 | 25 | 2198118.6637 | 479762.4397 | 151 | 734324.8851 | 174710.8964 | 13 | 26102.7033 | 13372.2912 | 6 | 109563.3162 | 4957.5046 | 71624.4309 | 928.645 | 13833.4652 | 239.0877 | 193.5598 | 0 | 29666.0756 | 251.6043 | 0 | 831527.7768 | 83.6% | 16.4% | 9956.9499 | 20024.2143 | 1843.3771 | 75.6082 | 2189.4758 | 2060.1273 | 3467.2401 | 1785.1601 | 31671.8583 | 131071.295 | 477115.4602 | 639858.6135 | 6814104.5987 | 7458227.2932 | 3.37% | 7718340.3578
DATA CENTER #5 | TERTIAIRE | DATA CENTER | 9471.0125 | 2009 | 97145.7344 | 214308.4143 | 1600 | 6 | 15763.0503 | 5451.7238 | 1173660.3118 | 1077984.4574 | 20 | 1187698.1503 | 407496.0885 | 114 | 712060.0611 | 130206.7162 | 8 | 17081.1354 | 7528.4698 | 4 | 93990.8473 | 4080.2634 | 64006.2671 | 707.7597 | 13718.2339 | 190.5157 | 165.8224 | 0 | 17942.1418 | 193.8304 | 0 | 498795.4692 | 91.48% | 8.523% | 6566.5723 | 12569.1801 | 1549.6735 | 62.4019 | 1827.5427 | 1934.1569 | 1836.4198 | 1068.5263 | 21548.1834 | 113302.6827 | 319736.089 | 454586.955 | 4447628.7703 | 4907343.293 | 9.747% | 5437293.7347
DATA CENTER #6 | TERTIAIRE | DATA CENTER | 16452.3191 | 2018 | 240566.6782 | 628056.1511 | 2500 | 6 | 24199.8705 | 13301.8107 | 2484621.4648 | 2346537.4061 | 25 | 2616187.9212 | 748113.8068 | 261 | 1478271.4739 | 249960.4013 | 13 | 41642.0364 | 18355.6953 | 8 | 160586.5017 | 7072.4515 | 107120.4925 | 1124.7027 | 30671.1903 | 290.242 | 400.7625 | 0 | 35789.875 | 312.8631 | 0 | 1387513.164 | 85.94% | 14.06% | 12969.3601 | 29602.7367 | 2518.1371 | 131.6575 | 3482.4169 | 3227.3309 | 3549.1765 | 1996.3382 | 59901.4084 | 269100.0947 | 466062.129 | 795063.6321 | 10042053.8722 | 10847648.072 | 8.093% | 11802890.9428
DATA CENTER #7 | TERTIAIRE | DATA CENTER | 5097.3276 | 2010 | 71217.9625 | 113159.3147 | 1600 | 4 | 13225.3633 | 3788.1909 | 831116.8593 | 625489.2972 | 10 | 744983.5485 | 251538.0319 | 80 | 400234.0757 | 62522.8694 | 4 | 10138.4508 | 4390.08 | 3 | 57154.527 | 1524.7265 | 33374.314 | 480.4591 | 5859.1504 | 80.3402 | 79.726 | 0 | 9974.0377 | 85.9446 | 0 | 381353.0528 | 85.62% | 14.38% | 2958.0205 | 9341.0332 | 795.6699 | 46.3091 | 855.172 | 638.1666 | 1386.7633 | 693.6739 | 10929.4616 | 72721.0516 | 127909.8702 | 211560.3834 | 2885780.9917 | 3099700.2268 | 8.223% | 3377425.8171
DATA CENTER #8 | TERTIAIRE | DATA CENTER | 11665.6523 | 2015 | 201001.7947 | 303164.3357 | 2500 | 6 | 22038.7142 | 8173.1221 | 1627778.8295 | 1591040.3192 | 24 | 2081438.9214 | 664526.497 | 167 | 899024.4224 | 162660.252 | 12 | 20522.0377 | 10614.6228 | 5 | 120076.5915 | 3912.6468 | 97525.054 | 901.0609 | 17597.0744 | 213.0247 | 181.8567 | 0 | 37674.2241 | 227.504 | 0 | 859712.841 | 89.6% | 10.4% | 7459.958 | 21437.1172 | 2126.2403 | 113.454 | 2613.824 | 2282.7005 | 2783.8071 | 1407.6623 | 42389.0867 | 154317.3923 | 397698.1425 | 594404.6214 | 6800940.2703 | 7402035.1359 | 16.68% | 8883963.4987
DATA CENTER #9 | TERTIAIRE | DATA CENTER | 1834.4592 | 2010 | 20005.5102 | 41166.5442 | 800 | 4 | 5749.2549 | 1380.0085 | 190531.0399 | 208288.4148 | 3 | 280682.1055 | 111316.6809 | 26 | 105965.8069 | 28466.2326 | 2 | 4352.876 | 1791.4285 | 1 | 16785.7738 | 827.0847 | 9731.1835 | 154.0315 | 2812.6552 | 27.9918 | 34.0171 | 0 | 4078.0932 | 39.4414 | 0 | 108894.9802 | 92.33% | 7.665% | 987.1954 | 2439.4423 | 278.4165 | 11.5232 | 404.3859 | 294.876 | 496.1698 | 179.9543 | 5359.3039 | 17221.6409 | 49868.0443 | 72448.9891 | 850413.9918 | 923813.5463 | 11.56% | 1044572.1824
DATA CENTER #10 | TERTIAIRE | DATA CENTER | 6025.1352 | 2019 | 103047.6898 | 255098.5865 | 1600 | 6 | 13988.3288 | 3482.9251 | 872679.4781 | 908977.8866 | 15 | 1074312.7254 | 311486.6772 | 90 | 481025.8697 | 130089.0094 | 7 | 10723.5584 | 7824.3172 | 2 | 52041.2378 | 2193.3034 | 39349.5173 | 475.4311 | 8495.8858 | 94.8059 | 131.9536 | 0 | 12767.0246 | 121.9562 | 0 | 419947.5882 | 95.61% | 4.395% | 4316.7372 | 7866.2478 | 1136.5551 | 49.2998 | 983.3341 | 879.2812 | 1563.305 | 841.9026 | 23189.2341 | 70866.3418 | 210383.9093 | 304439.4852 | 3601626.3719 | 3909158.5486 | 13.87% | 4538671.3374
DATA CENTER #11 | TERTIAIRE | DATA CENTER | 17157.513 | 2020 | 278825.9553 | 595075.8049 | 2500 | 6 | 17862.4117 | 12394.3279 | 2608188.0689 | 2501982.8237 | 39 | 2681580.5877 | 879937.5903 | 225 | 1496975.8658 | 260309.3509 | 15 | 49331.6932 | 21637.9871 | 8 | 183359.6711 | 7104.1207 | 135860.3359 | 1572.1321 | 25859.9718 | 254.1514 | 424.1698 | 0 | 41732.0515 | 251.1505 | 0 | 1141600.8145 | 90.84% | 9.157% | 8864.3309 | 22286.325 | 2751.0529 | 111.0539 | 3203.7107 | 3139.0447 | 4251.507 | 1683.8018 | 68708.0311 | 261035.0372 | 618852.3941 | 948595.4624 | 10067999.4348 | 11024637.5707 | 10.45% | 12310648.2941
DATA CENTER #12 | TERTIAIRE | DATA CENTER | 8352.8012 | 2021 | 174708.6226 | 278325.1024 | 1600 | 6 | 15703.3627 | 6055.7044 | 1648868.1944 | 1370499.717 | 15 | 2119639.9312 | 563444.7893 | 105 | 520628.8218 | 162730.1435 | 10 | 16818.0164 | 12541.5507 | 3 | 74816.0026 | 3279.9467 | 74748.9366 | 573.188 | 11872.6251 | 112.2015 | 135.1715 | 0 | 24031.6257 | 157.9336 | 0 | 675768.4046 | 89.55% | 10.45% | 6547.5801 | 14283.7958 | 1301.7468 | 61.5016 | 1559.4134 | 1086.8898 | 1962.3416 | 768.3543 | 33830.536 | 134013.9394 | 315974.2188 | 483818.6942 | 6089442.4411 | 6578603.6637 | 14.35% | 7680745.9596
DATA CENTER #13 | TERTIAIRE | DATA CENTER | 13041.9556 | 2018 | 162246.3082 | 462185.6585 | 2500 | 6 | 18330.374 | 9369.1254 | 2001782.2129 | 1580160.524 | 29 | 2730850.3229 | 728398.3056 | 149 | 1099320.0758 | 184749.5754 | 10 | 24511.967 | 12153.2946 | 6 | 145054.8595 | 4320.9143 | 122080.8665 | 933.0833 | 20850.2885 | 202.1916 | 331.0154 | 0 | 36072.8975 | 277.2093 | 0 | 1093931.4523 | 87.5% | 12.5% | 10176.1103 | 22734.2571 | 1963.3811 | 85.8022 | 2690.9862 | 2134.5979 | 3664.8 | 1506.7713 | 33873.3715 | 204308.8027 | 518206.5369 | 756388.7111 | 8561027.8986 | 9324338.3038 | 17.65% | 11322134.9894
DATA CENTER #14 | TERTIAIRE | DATA CENTER | 5229.9963 | 2009 | 76223.1174 | 126540.9785 | 1600 | 4 | 12992.4353 | 3556.7013 | 741554.7526 | 589640.7732 | 13 | 852898.5868 | 216913.4379 | 74 | 323164.9104 | 97164.3683 | 6 | 8065.0186 | 5992.2798 | 2 | 54815.0171 | 2302.2177 | 30157.5969 | 377.4954 | 6821.4365 | 73.727 | 102.6058 | 0 | 13408.0249 | 81.2607 | 0 | 364124.4357 | 88.46% | 11.54% | 3544.5529 | 9488.5989 | 834.716 | 42.6129 | 821.2352 | 657.263 | 1248.8249 | 751.7545 | 11798.6099 | 70296.4053 | 154825.336 | 236920.3512 | 2820079.7756 | 3059364.7975 | 8.633% | 3348449.4978
DATA CENTER #15 | TERTIAIRE | DATA CENTER | 7545.472 | 2020 | 103180.4399 | 242492.1063 | 1600 | 6 | 14494.7851 | 5152.6797 | 1202616.3964 | 1205177.1931 | 19 | 1707158.6349 | 450790.509 | 99 | 452938.5003 | 160371.9293 | 8 | 15573.5588 | 7911.5603 | 3 | 96606.5957 | 3063.6709 | 71172.6107 | 699.4924 | 13192.2137 | 126.2759 | 116.8284 | 0 | 20145.4247 | 107.6521 | 0 | 759987.5934 | 89.45% | 10.55% | 4240.3754 | 11217.6514 | 980.1386 | 67.3967 | 1166.6837 | 1085.7449 | 2310.125 | 1093.2187 | 29062.5704 | 81339.9827 | 180696.0848 | 291098.6379 | 5045543.6553 | 5341302.6574 | 13.68% | 6187498.3204
DATA CENTER #16 | TERTIAIRE | DATA CENTER | 15700.5734 | 2023 | 220594.9924 | 655034.3368 | 2500 | 6 | 22059.4151 | 12498.9752 | 2879872.7538 | 2181835.3983 | 24 | 2886624.8596 | 842414.9095 | 279 | 1550041.0103 | 360622.2952 | 12 | 47895.951 | 18064.1885 | 6 | 155669.811 | 6068.68 | 137043.481 | 1379.1074 | 24431.2815 | 205.8284 | 301.6049 | 0 | 53896.6737 | 220.7203 | 0 | 1589052.5313 | 91.96% | 8.042% | 10564.2432 | 23213.0814 | 1913.7735 | 108.6308 | 2760.3141 | 2010.0165 | 4349.451 | 1957.669 | 59779.8894 | 243202.8411 | 590465.8934 | 893448.6238 | 11053872.7243 | 11959179.7926 | 4.734% | 12553515.3192
DATA CENTER #17 | TERTIAIRE | DATA CENTER | 17171.3443 | 2017 | 266802.7506 | 545828.3988 | 2500 | 6 | 21383.5004 | 11285.372 | 2118525.9668 | 1817187.3251 | 28 | 3164878.464 | 1043547.0662 | 317 | 1581271.7087 | 385714.8755 | 20 | 32920.0597 | 19475.9714 | 10 | 169286.2023 | 7322.0332 | 107600.9191 | 1534.3204 | 27394.3322 | 231.3127 | 348.486 | 0 | 46075.4247 | 244.926 | 0 | 1565572.2639 | 95.77% | 4.231% | 13696.9572 | 30814.0681 | 2298.0991 | 118.7047 | 2796.9607 | 2827.4282 | 3569.3905 | 2456.5545 | 49039.6654 | 273343.8764 | 410230.251 | 732613.7928 | 10469954.1265 | 11214127.397 | 1.934% | 11435230.0214
DATA CENTER #18 | TERTIAIRE | DATA CENTER | 12615.4632 | 2013 | 175430.1607 | 403559.2241 | 2500 | 6 | 24251.0147 | 9014.0204 | 1405415.2377 | 1551209.5905 | 21 | 2492876.4167 | 752317.7992 | 166 | 722531.3669 | 254453.2662 | 15 | 25579.3445 | 15264.9706 | 6 | 98958.7167 | 4113.5046 | 107601.8284 | 1140.2606 | 19048.0592 | 248.9384 | 216.2871 | 0 | 31378.8454 | 201.3898 | 0 | 1031136.8357 | 86.39% | 13.61% | 9822.1856 | 14859.8667 | 2269.1323 | 100.8464 | 3063.4557 | 2039.0022 | 2644.7915 | 1741.2335 | 39882.1755 | 123399.7834 | 478804.8947 | 642086.8536 | 7025677.4893 | 7673073.7461 | 8.832% | 8416370.0913
DATA CENTER #19 | TERTIAIRE | DATA CENTER | 9017.1565 | 2010 | 112751.2253 | 229289.0568 | 1600 | 6 | 11324.1675 | 6166.9119 | 1400049.4807 | 934102.5824 | 17 | 1266166.3274 | 389082.2082 | 169 | 622818.7992 | 164152.8191 | 9 | 14578.1405 | 8400.7524 | 5 | 95153.6588 | 2581.7141 | 46443.0436 | 595.9035 | 12806.9285 | 158.2213 | 150.5971 | 0 | 15876.4839 | 134.1592 | 0 | 588697.7652 | 88.92% | 11.08% | 5749.226 | 13402.3451 | 1513.04 | 76.8344 | 1839.0883 | 1785.5868 | 2017.7144 | 1170.5334 | 19165.0828 | 107789.7574 | 263704.9441 | 390659.7842 | 4768839.0377 | 5163497.6245 | 5.664% | 5473530.2552
DATA CENTER #20 | TERTIAIRE | DATA CENTER | 15745.875 | 2020 | 296347.9964 | 570733.1055 | 2500 | 6 | 17584.6851 | 11705.2655 | 2006308.9409 | 1863114.4542 | 28 | 3208160.1743 | 839299.9845 | 205 | 1286840.6018 | 325917.2586 | 17 | 33612.9814 | 18570.2547 | 7 | 191821.006 | 6211.812 | 100915.6104 | 1278.7071 | 23514.3017 | 195.3016 | 287.7212 | 0 | 55835.9193 | 252.3606 | 0 | 1488992.8435 | 91.12% | 8.884% | 11084.399 | 22779.1025 | 1906.4713 | 136.1074 | 2763.4269 | 2659.1489 | 3203.6074 | 1994.3308 | 44096.0414 | 240109.6377 | 566514.2282 | 850719.9074 | 10044198.3367 | 10901826.996 | 2.774% | 11212817.4237
DATA CENTER #21 | TERTIAIRE | DATA CENTER | 12941.7125 | 2010 | 150498.1574 | 411362.252 | 2500 | 6 | 21836.8498 | 9534.7231 | 1876402.0807 | 1508230.302 | 29 | 2520815.045 | 735245.7556 | 221 | 925687.1981 | 241953.7676 | 10 | 23123.1447 | 13932.4297 | 7 | 105324.0416 | 5319.1946 | 82800.5265 | 1261.8589 | 16661.5431 | 224.167 | 202.7328 | 0 | 24562.841 | 246.1925 | 0 | 671115.1427 | 96.01% | 3.993% | 10387.1669 | 18904.0499 | 1748.0245 | 105.8853 | 2313.9031 | 2217.7897 | 2967.9694 | 1216.4332 | 41930.3334 | 178847.996 | 488088.8319 | 708867.1614 | 7398151.8433 | 8114212.8779 | 14.71% | 9513930.3399
DATA CENTER #22 | TERTIAIRE | DATA CENTER | 2663.6804 | 2022 | 35776.9891 | 89570.8605 | 800 | 6 | 6540.477 | 2354.5612 | 353566.903 | 345580.0679 | 4 | 686817.7108 | 161989.872 | 32 | 202058.4097 | 44898.6995 | 2 | 6953.9111 | 2539.122 | 1 | 26425.5397 | 760.6466 | 20116.0301 | 194.502 | 4736.5698 | 44.0891 | 51.9647 | 0 | 8907.0944 | 43.422 | 0 | 230365.3056 | 90.89% | 9.112% | 1829.495 | 3507.9962 | 355.3183 | 16.6679 | 643.3473 | 426.7345 | 692.0323 | 348.3768 | 10667.1156 | 39244.0002 | 73427.3509 | 123338.4667 | 1804728.0481 | 1929294.1313 | 2.328% | 1975271.9738
DATA CENTER #23 | TERTIAIRE | DATA CENTER | 8177.8002 | 2021 | 151848.0846 | 340522.6443 | 1600 | 6 | 14766.5832 | 6274.8695 | 1181967.9591 | 1362086.4091 | 15 | 1600009.475 | 465695.0878 | 128 | 811029.4749 | 119993.504 | 8 | 18929.4495 | 11260.8723 | 4 | 86061.2035 | 2729.2089 | 69557.2102 | 828.8492 | 14726.6134 | 126.3223 | 201.7493 | 0 | 27804.4312 | 167.4077 | 0 | 677860.4014 | 91.39% | 8.61% | 4691.1834 | 11510.7511 | 1169.0471 | 56.1163 | 1499.7562 | 1276.3249 | 2455.5384 | 1046.5246 | 29064.3575 | 129361.2649 | 322301.3374 | 480726.9598 | 5408363.1451 | 5894894.7086 | 9.885% | 6541542.1189
DATA CENTER #24 | TERTIAIRE | DATA CENTER | 16826.0786 | 2012 | 256895.0183 | 559868.2569 | 2500 | 6 | 21424.9343 | 10882.2176 | 1803662.3701 | 1723368.9875 | 35 | 2321516.8146 | 956663.7178 | 251 | 1281756.4357 | 237227.4128 | 15 | 31472.5458 | 16069.3538 | 10 | 123560.6831 | 7128.9179 | 111882.9423 | 1585.7868 | 19688.5388 | 252.5341 | 315.3667 | 0 | 44523.7304 | 251.9024 | 0 | 1175895.3187 | 86.19% | 13.81% | 13642.2533 | 24002.0056 | 2619.3798 | 164.2742 | 4203.1778 | 2874.156 | 3887.9388 | 1718.389 | 44473.4637 | 229561.821 | 503622.5295 | 777657.8142 | 8423610.4383 | 9208114.2273 | 13.4% | 10633206.5485
DATA CENTER #25 | TERTIAIRE | DATA CENTER | 4479.3363 | 2014 | 64902.7185 | 117544.157 | 1000 | 6 | 7591.2662 | 2484.9828 | 594748.2087 | 438302.8999 | 9 | 841592.3048 | 262381.0986 | 60 | 366252.4291 | 70365.3189 | 4 | 8416.956 | 5320.2526 | 2 | 40499.3079 | 1430.6338 | 30982.6359 | 374.1704 | 5724.6906 | 55.8165 | 90.8768 | 0 | 10794.5496 | 63.6569 | 0 | 295748.7614 | 92.71% | 7.289% | 2923.7009 | 5411.8903 | 605.6817 | 37.42 | 691.6398 | 789.5259 | 1117.6129 | 470.3813 | 14877.413 | 57603.9605 | 151840.1205 | 224321.4939 | 2576802.4252 | 2803048.3911 | 4.087% | 2922504.5839
DATA CENTER #26 | TERTIAIRE | DATA CENTER | 3388.3224 | 2013 | 59056.7796 | 111163.2349 | 1000 | 6 | 8374.7991 | 2249.0522 | 585653.297 | 442602.7785 | 6 | 645262.0426 | 184666.5048 | 43 | 196708.8365 | 60915.8649 | 4 | 6484.6289 | 3815.2894 | 2 | 28324.8056 | 1417.7536 | 19030.1808 | 276.7482 | 3658.6105 | 61.021 | 84.1867 | 0 | 7722.1737 | 56.6814 | 0 | 275954.0134 | 91.16% | 8.844% | 2849.8202 | 4661.3119 | 539.6286 | 30.4057 | 700.6662 | 672.5112 | 993.1028 | 399.6573 | 9398.3697 | 45577.8363 | 125419.3895 | 180395.5956 | 2098232.3699 | 2280700.6465 | 4.928% | 2398931.5692
DATA CENTER #27 | TERTIAIRE | DATA CENTER | 8531.1006 | 2019 | 165376.2131 | 296691.5678 | 1600 | 6 | 11554.2888 | 7713.3654 | 1440709.9706 | 1252014.3646 | 15 | 1459582.4284 | 557382.3538 | 106 | 763828.8963 | 158488.1148 | 9 | 15947.102 | 7788.6453 | 4 | 93202.2014 | 2744.7319 | 53921.8421 | 624.7512 | 15769.118 | 169.0832 | 206.4406 | 0 | 20905.8404 | 147.2312 | 0 | 624327.826 | 86.93% | 13.07% | 6430.9552 | 15310.2724 | 1676.0462 | 68.3308 | 1322.2138 | 1195.3657 | 1688.4788 | 1141.2868 | 33742.328 | 117469.8962 | 249937.3184 | 401149.5426 | 5369516.5037 | 5775302.6922 | 2.51% | 5923970.2821
DATA CENTER #28 | TERTIAIRE | DATA CENTER | 3833.3703 | 2010 | 59418.1688 | 83967.1017 | 1000 | 4 | 9390.2058 | 1858.6491 | 397062.5228 | 437567.0727 | 6 | 553867.8459 | 189453.1169 | 71 | 241530.7703 | 51549.223 | 4 | 5995.6368 | 2897.5507 | 2 | 31592.1809 | 1122.9809 | 29950.1201 | 370.0173 | 3905.7969 | 53.7624 | 76.1445 | 0 | 10415.356 | 49.7637 | 0 | 212350.6408 | 92.64% | 7.357% | 2747.4161 | 5032.1373 | 686.8682 | 34.9925 | 840.7843 | 595.6242 | 912.382 | 567.4357 | 11365.6901 | 36327.7804 | 105745.18 | 153438.6505 | 1765457.6608 | 1920676.2992 | 1.557% | 1951052.9616
DATA CENTER #29 | TERTIAIRE | DATA CENTER | 2179.0954 | 2022 | 33596.6164 | 84722.2387 | 800 | 6 | 6076.2109 | 1477.212 | 347903.4503 | 366492.0207 | 4 | 546764.0567 | 127889.8008 | 36 | 148518.8436 | 52540.8803 | 2 | 5019.0357 | 3204.1777 | 1 | 21702.9669 | 729.9963 | 19875.1777 | 156.0344 | 2985.2939 | 31.7013 | 53.375 | 0 | 5780.028 | 40.4154 | 0 | 207721.7051 | 87.54% | 12.46% | 1248.5924 | 3524.447 | 295.714 | 14.3569 | 437.2059 | 438.4344 | 608.6611 | 199.9155 | 8727.119 | 31135.0608 | 56919.5057 | 96781.6855 | 1540775.8533 | 1639034.3088 | 10.38% | 1828897.2533
DATA CENTER #30 | TERTIAIRE | DATA CENTER | 6530.621 | 2016 | 104747.8463 | 182403.0283 | 1600 | 6 | 13775.186 | 4902.2939 | 1092980.9852 | 761612.4566 | 16 | 1066120.1149 | 330171.8192 | 77 | 593899.8132 | 107117.8575 | 6 | 12111.3332 | 7830.9437 | 4 | 76734.9411 | 2627.239 | 43539.6383 | 645.2333 | 8880.3691 | 120.6267 | 143.4764 | 0 | 20425.7309 | 137.3151 | 0 | 572398.5036 | 94.73% | 5.271% | 3497.6907 | 11501.7745 | 917.2938 | 43.8039 | 1058.8078 | 1165.8483 | 1798.428 | 855.7381 | 20723.5099 | 77819.3834 | 229713.0116 | 328255.9049 | 4074827.3592 | 4406183.734 | 7.185% | 4747252.6194
DATA CENTER #31 | TERTIAIRE | DATA CENTER | 5807.1869 | 2012 | 100625.9335 | 152323.1079 | 1600 | 6 | 14463.4094 | 3592.3611 | 786886.5391 | 832778.8302 | 12 | 801802.2827 | 344445.4425 | 72 | 377480.3349 | 75982.3005 | 5 | 11606.7933 | 5976.1903 | 4 | 63455.0693 | 1672.7129 | 43080.9381 | 519.7671 | 8923.0265 | 71.3682 | 123.2237 | 0 | 12828.0622 | 87.0849 | 0 | 386798.4044 | 92.78% | 7.218% | 3925.2837 | 8877.3102 | 763.302 | 52.3014 | 1321.9831 | 897.8511 | 1712.8657 | 807.9482 | 16434.1599 | 77539.3892 | 206079.7762 | 300053.3253 | 2988019.5877 | 3290429.4516 | 14.73% | 3858950.1982
DATA CENTER #32 | TERTIAIRE | DATA CENTER | 4328.7671 | 2018 | 54408.5247 | 113862.0552 | 1000 | 6 | 7966.7602 | 3670.3961 | 675905.1639 | 615195.2691 | 10 | 699818.8886 | 241293.098 | 53 | 400304.6345 | 82391.72 | 4 | 10722.2758 | 5900.0725 | 2 | 45669.2859 | 1710.8665 | 29109.1068 | 357.629 | 5733.4589 | 65.6461 | 77.8911 | 0 | 14272.3663 | 82.5865 | 0 | 369910.6814 | 88.58% | 11.42% | 3599.2879 | 5842.5108 | 794.8167 | 31.9451 | 1056.548 | 859.1902 | 1299.8311 | 418.1655 | 15307.3063 | 71438.041 | 134106.4659 | 220851.8131 | 2637935.3489 | 2860974.3565 | 3.57% | 2966894.8618
DATA CENTER #33 | TERTIAIRE | DATA CENTER | 8515.5385 | 2016 | 137670.443 | 243738.9338 | 1600 | 6 | 14219.0328 | 6430.9893 | 1428998.4809 | 893986.8365 | 21 | 1797750.7797 | 442130.0468 | 133 | 654216.159 | 176382.0538 | 7 | 19446.6384 | 10389.017 | 4 | 98226.5084 | 3296.3442 | 75550.8038 | 696.5362 | 12255.2564 | 136.2639 | 144.96 | 0 | 25287.9081 | 169.4312 | 0 | 504013.0645 | 85.5% | 14.5% | 6956.8734 | 14658.847 | 1433.8993 | 77.5521 | 1996.9185 | 1117.959 | 2292.1259 | 1119.6583 | 20424.3508 | 133158.9998 | 234868.9985 | 388452.3491 | 5418841.2863 | 5810925.5443 | 1.952% | 5926628.9505
DATA CENTER #34 | TERTIAIRE | DATA CENTER | 7675.5852 | 2013 | 104041.7063 | 220330.239 | 1600 | 6 | 15094.7864 | 5463.468 | 1091044.487 | 1081076.6987 | 12 | 1016614.6132 | 380540.6934 | 98 | 475218.8077 | 151976.1329 | 8 | 14957.1372 | 8770.5689 | 3 | 77983.0728 | 3288.0706 | 48719.4322 | 586.1309 | 8983.2593 | 114.0017 | 154.9657 | 0 | 15087.2326 | 155.4491 | 0 | 653470.8319 | 84.12% | 15.88% | 4636.6711 | 11740.6469 | 1526.4432 | 71.1532 | 1826.9223 | 1030.9145 | 1520.5763 | 967.1013 | 26719.6975 | 117976.0865 | 281555.4691 | 426251.2531 | 4075151.939 | 4505890.2057 | 4.037% | 4695425.3803
DATA CENTER #35 | TERTIAIRE | DATA CENTER | 2784.3767 | 2010 | 39937.2066 | 79709.4571 | 800 | 6 | 6600.9755 | 1370.949 | 323499.6196 | 289062.6761 | 6 | 344471.8915 | 158292.2279 | 35 | 160974.0884 | 39631.9857 | 3 | 5802.9197 | 2246.0932 | 1 | 28228.2189 | 1116.182 | 21552.8802 | 226.9916 | 2741.5249 | 34.3333 | 67.6141 | 0 | 5808.3887 | 49.9957 | 0 | 206066.6768 | 89.56% | 10.44% | 1747.4736 | 4048.861 | 362.7909 | 25.6716 | 572.3627 | 542.8921 | 580.0155 | 296.2348 | 8662.7446 | 34741.2515 | 71044.1249 | 114448.1209 | 1328003.0817 | 1443648.2248 | 15.15% | 1701318.4279
DATA CENTER #36 | TERTIAIRE | DATA CENTER | 16196.8814 | 2022 | 315113.1693 | 516091.5806 | 2500 | 6 | 18249.9762 | 14639.6568 | 3456666.0905 | 2013996.7306 | 34 | 4090656.0224 | 1010048.8777 | 211 | 1510111.5613 | 334250.4115 | 16 | 49051.0428 | 15998.4578 | 8 | 162393.7857 | 6077.5139 | 145108.536 | 1334.7225 | 32847.2634 | 255.2682 | 314.6735 | 0 | 49673.941 | 286.4873 | 0 | 1381032.3089 | 93.34% | 6.662% | 12918.3599 | 20831.3665 | 2132.6465 | 126.528 | 3056.6157 | 2765.1083 | 4424.8017 | 2301.8356 | 60234.9128 | 239342.6478 | 558797.5581 | 858375.1187 | 12635253.9235 | 13504241.6882 | 9.558% | 14931300.7619
DATA CENTER #37 | TERTIAIRE | DATA CENTER | 5438.4605 | 2023 | 102988.386 | 159972.7305 | 1600 | 6 | 14217.9425 | 5322.9191 | 790509.3105 | 647242.8613 | 10 | 1267843.6219 | 400652.9274 | 96 | 553046.554 | 98041.8009 | 6 | 11256.4093 | 6476.958 | 3 | 66202.5117 | 1996.8455 | 57228.5379 | 514.6943 | 7431.04 | 93.2492 | 136.7621 | 0 | 16095.4941 | 73.9865 | 0 | 440599.082 | 92.79% | 7.209% | 4160.5732 | 9237.0096 | 971.7047 | 41.4233 | 1323.019 | 756.8993 | 1215.0134 | 750.9463 | 22897.9876 | 96339.0295 | 162307.744 | 281544.7611 | 3781981.3005 | 4067679.4005 | 4.933% | 4278743.5619
DATA CENTER #38 | TERTIAIRE | DATA CENTER | 6239.7146 | 2017 | 116615.8795 | 163750.0523 | 1600 | 6 | 12310.5667 | 4954.4494 | 1145636.6137 | 891664.5921 | 11 | 1086666.1102 | 315328.0607 | 86 | 487638.1147 | 107521.5766 | 5 | 16548.2913 | 6014.1118 | 4 | 50856.214 | 2137.9218 | 35430.0955 | 518.6149 | 9719.696 | 77.8831 | 139.4134 | 0 | 12902.5557 | 101.7733 | 0 | 440185.5756 | 94.76% | 5.236% | 5142.4054 | 10922.434 | 928.1929 | 46.6815 | 1035.773 | 1285.5234 | 1986.63 | 895.633 | 18257.3854 | 100513.3294 | 177340.9023 | 296111.6172 | 3878000.5647 | 4177771.6904 | 14.27% | 4872936.772
DATA CENTER #39 | TERTIAIRE | DATA CENTER | 10633.2243 | 2013 | 190513.4095 | 301532.834 | 2500 | 6 | 19590.0876 | 5893.4695 | 1716218.6315 | 994326.893 | 23 | 1851084.18 | 445198.6055 | 144 | 596188.7482 | 178440.3614 | 13 | 16402.4002 | 9655.906 | 4 | 105056.8601 | 4377.7164 | 57219.6286 | 970.023 | 13168.7517 | 177.185 | 194.728 | 0 | 27481.3469 | 144.1887 | 0 | 908758.8681 | 90.19% | 9.814% | 5529.4299 | 13947.3429 | 1967.8731 | 105.9138 | 2602.8435 | 1507.4678 | 2880.7749 | 1081.8942 | 23171.4398 | 106878.1973 | 406581.1755 | 536630.8126 | 6222507.9151 | 6765767.9767 | 3.929% | 7042486.1151
DATA CENTER #40 | TERTIAIRE | DATA CENTER | 4681.8742 | 2008 | 62838.3919 | 100746.8241 | 1000 | 6 | 7528.4653 | 3133.4179 | 742545.2704 | 538621.1064 | 12 | 634699.9693 | 270397.2665 | 68 | 346504.8717 | 75348.5079 | 5 | 6870.2811 | 3862.6003 | 2 | 38912.2071 | 2044.3025 | 34370.534 | 351.7366 | 7220.8932 | 67.0135 | 94.8666 | 0 | 11339.0104 | 64.2748 | 0 | 244111.4351 | 84.19% | 15.81% | 3247.4726 | 6894.6572 | 562.72 | 33.2381 | 731.608 | 854.6578 | 1083.9323 | 557.9905 | 8993.2824 | 38572.5873 | 142656.1395 | 190222.0092 | 2397510.674 | 2590217.2065 | 4.444% | 2710675.2744
DATA CENTER #41 | TERTIAIRE | DATA CENTER | 9704.5807 | 2011 | 119623.1812 | 342087.6594 | 1600 | 6 | 11758.2922 | 5990.4062 | 1643763.2874 | 1001191.8482 | 23 | 1702896.5529 | 458105.1338 | 159 | 650335.4369 | 129707.1759 | 10 | 14247.0037 | 10177.3946 | 6 | 95485.0416 | 4185.8102 | 55061.4332 | 943.835 | 14827.8519 | 153.5156 | 242.6436 | 0 | 20454.4627 | 192.073 | 0 | 671914.4685 | 87.95% | 12.05% | 5132.5308 | 14765.8518 | 1928.4326 | 87.5081 | 1547.6486 | 1389.268 | 2703.7618 | 1071.8009 | 30010.1213 | 135745.5857 | 323671.4384 | 489427.1454 | 5782005.5045 | 6275662.0665 | 13.62% | 7265328.1218
DATA CENTER #42 | TERTIAIRE | DATA CENTER | 4997.5221 | 2011 | 67094.3164 | 163895.9112 | 1000 | 6 | 9644.9996 | 3774.6363 | 599385.2481 | 533059.6812 | 8 | 936463.5491 | 216123.2683 | 60 | 355748.1597 | 83060.4724 | 5 | 10214.384 | 4129.2848 | 2 | 55911.8399 | 1700.6323 | 38207.8548 | 493.298 | 6605.4006 | 62.9641 | 100.8339 | 0 | 12638.1738 | 68.9875 | 0 | 379007.4758 | 87.72% | 12.28% | 2568.4824 | 8035.6632 | 894.5796 | 37.6382 | 838.3372 | 662.6981 | 1593.379 | 660.9014 | 16664.1043 | 55239.1821 | 163197.2104 | 235100.4968 | 2837856.324 | 3074826.8934 | 11.53% | 3475610.5199
DATA CENTER #43 | TERTIAIRE | DATA CENTER | 14167.3358 | 2014 | 208807.5754 | 432512.7404 | 2500 | 6 | 24865.3315 | 9056.0882 | 1911261.9869 | 1358879.8775 | 22 | 2141514.5694 | 853423.4665 | 216 | 1124674.9517 | 223944.8473 | 12 | 28109.3826 | 11587.6479 | 7 | 149592.7914 | 3979.983 | 124089.1898 | 1157.843 | 20256.0582 | 173.0788 | 242.4215 | 0 | 29550.4456 | 208.401 | 0 | 1274322.472 | 92.47% | 7.532% | 7338.6027 | 21747.3734 | 2249.829 | 109.5967 | 3130.9445 | 2028.7702 | 4004.7109 | 1483.2492 | 47706.2193 | 210374.7795 | 434168.8591 | 692249.858 | 8104517.2453 | 8803525.7055 | 9.989% | 9780524.0994
DATA CENTER #44 | TERTIAIRE | DATA CENTER | 7781.0614 | 2015 | 90545.9362 | 184513.2879 | 1600 | 6 | 11694.037 | 4595.1162 | 1255115.8162 | 968983.6878 | 14 | 1265823.5625 | 339719.9052 | 120 | 582368.7039 | 101976.2473 | 7 | 17276.4346 | 9058.8572 | 4 | 92754.8914 | 3128.2973 | 50480.9341 | 517.2536 | 12914.3275 | 112.2656 | 133.3024 | 0 | 16019.7597 | 135.8536 | 0 | 534667.8287 | 94.51% | 5.489% | 5704.124 | 12948.719 | 1046.8565 | 69.7489 | 1605.2497 | 1319.131 | 2029.3351 | 761.7168 | 24463.5328 | 100751.4227 | 297341.6168 | 422556.5723 | 4448259.2226 | 4874961.5953 | 3.681% | 5061248.2305
DATA CENTER #45 | TERTIAIRE | DATA CENTER | 1896.3917 | 2013 | 30990.0111 | 64151.6522 | 800 | 4 | 7453.4376 | 1199.0869 | 272164.9228 | 180528.7735 | 3 | 361750.6781 | 101531.1928 | 35 | 108099.5251 | 32852.1227 | 2 | 4463.0371 | 1711.5566 | 1 | 15865.8802 | 775.3663 | 14243.345 | 188.94 | 2899.0944 | 32.3141 | 37.3674 | 0 | 5065.0086 | 39.2838 | 0 | 159958.4085 | 92.6% | 7.405% | 1569.1267 | 2289.9623 | 286.509 | 14.2908 | 358.0851 | 344.0495 | 461.6095 | 275.3939 | 5099.2422 | 23630.2816 | 54620.4527 | 83349.9765 | 1123978.4787 | 1208203.9755 | 12.92% | 1387490.556
DATA CENTER #46 | TERTIAIRE | DATA CENTER | 12295.0275 | 2017 | 201205.7229 | 338781.1119 | 2500 | 6 | 22475.6184 | 6816.5967 | 1649445.6945 | 1880539.3778 | 28 | 2771804.2663 | 774972.3902 | 170 | 843679.4005 | 268678.0941 | 14 | 32164.7848 | 12996.0339 | 5 | 155240.6255 | 4010.4755 | 111961.1749 | 821.3998 | 22297.2059 | 214.2612 | 244.4826 | 0 | 25487.982 | 262.1003 | 0 | 866905.6073 | 89.38% | 10.62% | 7714.4002 | 22991.8544 | 1759.9912 | 99.9832 | 2044.2616 | 1993.7721 | 3895.2136 | 1192.2225 | 38129.4405 | 154056.4608 | 332661.5642 | 524847.4654 | 7584193.1947 | 8114105.7236 | 17.98% | 9892557.6139
DATA CENTER #47 | TERTIAIRE | DATA CENTER | 13610.6399 | 2012 | 167106.1588 | 342538.5404 | 2500 | 6 | 23240.7307 | 9613.0859 | 1699900.7669 | 1785103.1854 | 21 | 2055763.6753 | 546653.7213 | 232 | 933114.1564 | 192609.6075 | 15 | 20810.9818 | 13382.8426 | 8 | 132936.7078 | 4259.2265 | 83872.3343 | 1265.6552 | 14432.5248 | 214.3478 | 324.9927 | 0 | 27485.2183 | 291.4029 | 0 | 1007429.9641 | 90.26% | 9.738% | 9292.798 | 15729.1882 | 2017.6978 | 134.5207 | 2868.1368 | 2667.2827 | 3164.9626 | 1728.9997 | 41668.1425 | 161310.6866 | 447475.8313 | 650454.6604 | 7041028.6015 | 7699241.8432 | 9.757% | 8531701.2926
DATA CENTER #48 | TERTIAIRE | DATA CENTER | 5874.2717 | 2022 | 82941.2951 | 183222.8389 | 1600 | 6 | 14279.8282 | 4770.9854 | 1156083.048 | 969634.4699 | 11 | 1523219.5411 | 292398.0453 | 78 | 491786.2686 | 112697.8683 | 5 | 16636.417 | 7554.756 | 3 | 63536.5557 | 1896.3238 | 58670.4444 | 410.4918 | 10421.4012 | 95.808 | 112.3865 | 0 | 21220.7561 | 109.2659 | 0 | 407901.3605 | 96.37% | 3.634% | 3423.8913 | 7544.0754 | 997.9042 | 49.2044 | 1200.3284 | 907.7365 | 1784.4389 | 857.462 | 17938.6942 | 98950.4943 | 198113.6745 | 315002.863 | 4347706.2437 | 4666081.6195 | 12.08% | 5307172.0243
DATA CENTER #49 | TERTIAIRE | DATA CENTER | 9629.1028 | 2016 | 136157.7005 | 335280.0793 | 1600 | 6 | 11594.8801 | 7952.9795 | 1231442.7707 | 999833.0738 | 23 | 2140222.0746 | 666896.5929 | 110 | 727757.5948 | 210319.3188 | 11 | 21732.0754 | 11865.9133 | 5 | 97448.7234 | 3374.747 | 72835.286 | 815.3998 | 10857.5552 | 165.0101 | 158.0488 | 0 | 24448.3138 | 159.9648 | 0 | 710439.3164 | 86.7% | 13.3% | 7721.5377 | 15591.4825 | 1375.1095 | 94.084 | 1814.8162 | 1275.5951 | 2197.0829 | 1229.2836 | 30273.0211 | 133695.6084 | 256389.87 | 420358.4995 | 5969835.4825 | 6395208.4854 | 9.661% | 7079104.9876
DATA CENTER #50 | TERTIAIRE | DATA CENTER | 12556.3954 | 2013 | 136096.8185 | 291584.3698 | 2500 | 6 | 23993.6891 | 9386.5075 | 1928603.9158 | 1794829.5122 | 30 | 1949169.5654 | 815037.2459 | 182 | 884677.626 | 208542.4016 | 11 | 24944.5576 | 13458.3985 | 6 | 117348.5539 | 3941.2016 | 100008.7376 | 1034.5289 | 16664.6694 | 250.7962 | 193.4093 | 0 | 32966.078 | 183.3231 | 0 | 723156.0109 | 95.18% | 4.825% | 7785.1411 | 23250.5669 | 1940.5601 | 120.4671 | 2863.343 | 1933.004 | 2576.9791 | 1530.2238 | 27385.6828 | 155927.6195 | 498276.9435 | 681590.2458 | 6723420.9662 | 7410348.5625 | 4.66% | 7772529.061
DATA CENTER #51 | TERTIAIRE | DATA CENTER | 17015.1488 | 2023 | 362689.6231 | 471406.1879 | 2500 | 6 | 23648.198 | 10548.181 | 2297874.9912 | 2060373.8523 | 26 | 3761170.6421 | 1195439.8335 | 292 | 1074265.7235 | 345551.7481 | 19 | 36069.7337 | 18723.9433 | 7 | 218070.6887 | 5182.2178 | 154200.8837 | 1320.2871 | 32566.93 | 281.3035 | 335.2811 | 0 | 53240.3039 | 276.1098 | 0 | 1581392.8085 | 85.38% | 14.62% | 14297.2564 | 29144.6028 | 3158.5959 | 116.2971 | 4125.5431 | 3054.1267 | 4511.6899 | 1942.1989 | 49260.7527 | 303515.9139 | 465134.517 | 817911.1836 | 10935150.305 | 11761216.9865 | 4.027% | 12254741.2535
DATA CENTER #52 | TERTIAIRE | DATA CENTER | 13467.9816 | 2009 | 199662.3628 | 452501.6228 | 2500 | 6 | 18688.7529 | 8719.6883 | 2189816.1608 | 1618532.9025 | 33 | 2368370.6922 | 656399.8849 | 160 | 994651.7185 | 166683.13 | 12 | 26396.9532 | 13358.8851 | 8 | 106353.6897 | 5586.8936 | 78631.2512 | 901.2138 | 15042.4809 | 240.6353 | 220.3979 | 0 | 24992.097 | 286.4657 | 0 | 797042.9 | 94.05% | 5.954% | 7119.7538 | 18770.8491 | 2262.043 | 109.9714 | 2388.514 | 2266.1924 | 3641.6438 | 1889.2833 | 33937.8468 | 154955.6823 | 473625.0906 | 662518.6197 | 7828523.477 | 8495703.5951 | 5.841% | 9022750.4638
DATA CENTER #53 | TERTIAIRE | DATA CENTER | 3898.0538 | 2023 | 54538.0285 | 144546.9372 | 1000 | 6 | 9063.8535 | 3520.444 | 819267.8322 | 466735.5627 | 9 | 876988.093 | 226129.8308 | 62 | 334083.0583 | 97881.8638 | 3 | 11647.1209 | 4443.1095 | 2 | 42582.2957 | 1156.6793 | 39831.2277 | 281.6217 | 7815.9822 | 72.2448 | 93.5077 | 0 | 14391.0568 | 83.7061 | 0 | 343921.2225 | 95.05% | 4.952% | 2533.0628 | 5586.8653 | 513.473 | 32.2972 | 604.0511 | 714.5611 | 766.7897 | 379.4535 | 16064.6278 | 47869.6481 | 145002.4106 | 208936.6865 | 2896850.4213 | 3107624.6961 | 13.52% | 3593347.0135
DATA CENTER #54 | TERTIAIRE | DATA CENTER | 3084.7354 | 2020 | 61262.0433 | 113779.6068 | 1000 | 6 | 8144.3715 | 2131.8036 | 547523.4285 | 435524.4583 | 7 | 526707.5963 | 153814.5058 | 53 | 233832.9575 | 48461.2544 | 3 | 5601.6692 | 4119.3923 | 1 | 37423.8286 | 1011.9656 | 22067.1517 | 267.9061 | 4902.9562 | 57.7522 | 58.2241 | 0 | 9773.3968 | 56.0295 | 0 | 219806.9776 | 89.12% | 10.88% | 2292.3897 | 5405.178 | 511.5373 | 19.1237 | 503.2267 | 519.343 | 812.9631 | 361.0912 | 11660.1118 | 40936.8541 | 115154.279 | 167751.2449 | 1931282.5274 | 2100940.083 | 10.12% | 2337487.6952
DATA CENTER #55 | TERTIAIRE | DATA CENTER | 4095.6644 | 2012 | 43293.5108 | 144670.4268 | 1000 | 6 | 7737.6828 | 2168.3327 | 487588.2104 | 430235.2644 | 8 | 786549.3144 | 211048.1022 | 78 | 233909.0609 | 55837.6549 | 4 | 6457.6506 | 3944.3925 | 2 | 46904.4813 | 1809.064 | 26912.3153 | 423.2473 | 5260.4095 | 69.8023 | 68.1286 | 0 | 10450.6592 | 56.6172 | 0 | 258632.7185 | 92.51% | 7.493% | 3168.7315 | 5717.8127 | 751.3613 | 34.5195 | 680.6472 | 708.9469 | 1276.5129 | 430.2227 | 11639.9733 | 57285.261 | 101015.8719 | 169941.1063 | 2229843.8258 | 2401723.3939 | 10.77% | 2691479.7768
DATA CENTER #56 | TERTIAIRE | DATA CENTER | 15243.0226 | 2011 | 168456.1156 | 373919.3655 | 2500 | 6 | 17969.868 | 8183.9015 | 2462392.1484 | 1830539.0509 | 29 | 2827023.1612 | 586127.9349 | 251 | 779586.1119 | 282644.7179 | 12 | 35702.7964 | 13598.5725 | 7 | 139260.9355 | 5891.5019 | 87363.7479 | 1572.5447 | 21602.9801 | 199.5191 | 293.8745 | 0 | 34436.3734 | 228.2817 | 0 | 991544.0941 | 87.14% | 12.86% | 10763.0498 | 24036.6273 | 2385.9406 | 138.3734 | 2919.6596 | 2508.4383 | 4379.6494 | 1565.6011 | 33366.414 | 210107.6818 | 439269.0486 | 682743.1444 | 8588152.949 | 9277143.5507 | 1.472% | 9415699.1037
DATA CENTER #57 | TERTIAIRE | DATA CENTER | 15730.8946 | 2013 | 275031.226 | 383969.1801 | 2500 | 6 | 21310.146 | 9270.4787 | 1727923.5402 | 2030724.2819 | 39 | 2681340.2312 | 997170.3606 | 261 | 1239114.1572 | 285348.0385 | 19 | 27194.9702 | 19274.4182 | 7 | 186543.4767 | 5267.4414 | 127698.274 | 1137.854 | 20559.3012 | 212.7884 | 361.0052 | 0 | 36300.6114 | 250.2508 | 0 | 855500.88 | 90.68% | 9.317% | 8836.8509 | 24104.4695 | 3048.0562 | 117.3596 | 3187.683 | 2988.0252 | 3327.3883 | 1672.2705 | 37969.0485 | 197247.5886 | 570470.9921 | 805687.6291 | 8203131.7051 | 9015662.7561 | 10.99% | 10128752.3515
DATA CENTER #58 | TERTIAIRE | DATA CENTER | 6738.5674 | 2024 | 95664.9814 | 197443.1293 | 1600 | 6 | 15145.6481 | 6379.5192 | 1026092.566 | 920426.4426 | 14 | 1671604.6249 | 448449.7192 | 106 | 440610.7368 | 127503.4136 | 5 | 17466.1395 | 7042.5316 | 4 | 79226.9466 | 2016.3251 | 59148.2537 | 517.8975 | 11030.7867 | 90.6687 | 141.8315 | 0 | 23398.4415 | 103.7773 | 0 | 596354.2135 | 90.42% | 9.577% | 4219.2036 | 10266.5641 | 906.7064 | 41.1344 | 1655.8912 | 849.053 | 1873.2305 | 822.8204 | 21990.8177 | 99798.3626 | 259277.3075 | 381066.4879 | 4567585.831 | 4952524.5432 | 8.256% | 5398222.6835
DATA CENTER #59 | TERTIAIRE | DATA CENTER | 9152.6484 | 2015 | 130678.1555 | 215901.5413 | 1600 | 6 | 15886.8892 | 5521.6623 | 1127667.1654 | 957608.9687 | 16 | 1304451.4335 | 541950.2342 | 122 | 582260.2927 | 135574.3848 | 9 | 14991.3691 | 8010.8897 | 4 | 106830.1853 | 2892.7586 | 64272.3695 | 948.2442 | 13825.5486 | 138.2649 | 197.6592 | 0 | 18159.2773 | 149.2313 | 0 | 797046.113 | 83.65% | 16.35% | 7600.7034 | 14408.1171 | 1404.731 | 56.9814 | 1690.3992 | 1471.5006 | 1802.0185 | 876.5125 | 29243.4037 | 111036.9524 | 358513.6867 | 498794.0427 | 4754103.2623 | 5258729.2282 | 17.84% | 6400549.0623
DATA CENTER #60 | TERTIAIRE | DATA CENTER | 10604.2068 | 2017 | 171737.2985 | 359927.5851 | 2500 | 6 | 18320.4289 | 8629.416 | 1659670.9922 | 1394414.0775 | 16 | 1747932.1358 | 694449.6327 | 192 | 898862.1672 | 161383.8438 | 8 | 22135.8933 | 9676.1469 | 7 | 107878.956 | 4472.2643 | 90717.8012 | 952.4506 | 17797.1749 | 190.9721 | 232.1375 | 0 | 24155.624 | 179.9074 | 0 | 1021160.1328 | 89.16% | 10.84% | 7527.6917 | 15242.8893 | 1880.4329 | 90.7914 | 2064.4949 | 2049.8358 | 2435.1252 | 1332.8811 | 31054.1921 | 128054.3786 | 332960.2998 | 492068.8705 | 6611549.7093 | 7110618.8408 | 8.954% | 7809881.2974
DATA CENTER #61 | TERTIAIRE | DATA CENTER | 3547.8153 | 2024 | 70294.3503 | 128450.7091 | 1000 | 6 | 9882.0153 | 2350.3473 | 634354.2529 | 562138.4819 | 9 | 923652.4393 | 196635.8384 | 52 | 291338.8361 | 90631.5517 | 3 | 8415.9227 | 4685.1194 | 2 | 35316.0219 | 1545.2301 | 25147.9977 | 303.9674 | 5593.1842 | 69.9952 | 73.2386 | 0 | 11148.3918 | 50.2676 | 0 | 320288.5446 | 92.99% | 7.006% | 2919.832 | 4913.2717 | 681.9204 | 26.2363 | 874.5075 | 548.4738 | 700.5275 | 487.2027 | 11195.708 | 58284.0611 | 101698.3455 | 171178.1146 | 2653985.4906 | 2826938.0672 | 18.63% | 3474269.5099
DATA CENTER #62 | TERTIAIRE | DATA CENTER | 13806.5989 | 2021 | 246780.4116 | 402356.9953 | 2500 | 6 | 24082.0906 | 13198.631 | 2642294.5018 | 2234034.9349 | 24 | 3478834.1828 | 1026493.4739 | 212 | 862909.522 | 322648.4541 | 11 | 35442.6536 | 14426.5619 | 7 | 183087.1045 | 4161.0935 | 132627.8702 | 1037.6141 | 23933.0853 | 226.0136 | 247.8515 | 0 | 42517.2931 | 222.8763 | 0 | 1429920.0313 | 95.9% | 4.101% | 10335.718 | 22343.4502 | 2707.9748 | 84.0491 | 2699.3363 | 1909.6561 | 2886.9085 | 1695.895 | 51088.1564 | 160450.4648 | 499648.0164 | 711186.6376 | 10200667.6146 | 10921334.8863 | 9.273% | 12037606.6307
DATA CENTER #63 | TERTIAIRE | DATA CENTER | 2578.894 | 2020 | 44161.1696 | 82202.5754 | 800 | 6 | 7297.3363 | 1975.6749 | 444391.4555 | 280790.9597 | 6 | 396060.2015 | 178031.512 | 45 | 209421.4477 | 40218.1359 | 3 | 6884.4259 | 3121.1681 | 1 | 27327.1584 | 1183.2086 | 24620.2275 | 209.1948 | 4098.7819 | 33.8403 | 65.3261 | 0 | 7037.5154 | 49.5699 | 0 | 174070.976 | 93.47% | 6.535% | 1799.7284 | 3041.63 | 363.6316 | 17.1715 | 554.9948 | 526.4852 | 506.6323 | 303.0755 | 10362.5575 | 30338.3026 | 72916.1974 | 113617.0576 | 1537896.4742 | 1653224.3706 | 12.44% | 1888004.6936
DATA CENTER #64 | TERTIAIRE | DATA CENTER | 6626.8862 | 2019 | 97691.4477 | 256923.5585 | 1600 | 6 | 13105.4517 | 5526.7976 | 845000.2882 | 896812.1055 | 13 | 1368261.9559 | 443412.3589 | 87 | 500785.2097 | 122119.8684 | 6 | 16526.1324 | 8075.0201 | 3 | 67128.856 | 2770.6764 | 60777.5965 | 634.6389 | 8495.4252 | 101.5901 | 117.7462 | 0 | 21970.3228 | 119.5824 | 0 | 550992.614 | 94.66% | 5.344% | 5581.8704 | 9632.2256 | 824.8947 | 45.8383 | 1507.9295 | 1119.7073 | 1563.9726 | 767.8593 | 20845.9396 | 75366.2633 | 237478.1414 | 333690.3443 | 4096015.721 | 4434381.0112 | 8.171% | 4828938.2723
DATA CENTER #65 | TERTIAIRE | DATA CENTER | 17018.1047 | 2013 | 185351.9933 | 447277.3948 | 2500 | 6 | 20130.4635 | 11549.5348 | 1907201.8245 | 1828121.2761 | 26 | 3182357.0488 | 1091360.2761 | 255 | 909479.1038 | 254520.568 | 18 | 26788.153 | 15917.6268 | 9 | 139287.9877 | 7919.8423 | 104658.2982 | 1210.139 | 17845.1249 | 294.2909 | 395.5347 | 0 | 51963.4031 | 247.3793 | 0 | 1251902.9245 | 85.21% | 14.79% | 9343.1123 | 28462.6894 | 2793.1629 | 117.1129 | 2791.9018 | 3410.249 | 4641.5124 | 2100.2987 | 43459.1895 | 247956.3278 | 544481.5583 | 835897.0757 | 8961156.2959 | 9804409.6303 | 11.62% | 11093273.7386
DATA CENTER #66 | TERTIAIRE | DATA CENTER | 10512.8493 | 2018 | 144191.3851 | 364012.0254 | 2500 | 6 | 22991.8067 | 6038.7068 | 1530744.1847 | 1567794.7936 | 24 | 1750063.6169 | 576218.5108 | 171 | 815348.7016 | 192863.8493 | 8 | 21608.7567 | 11825.1674 | 6 | 116143.9807 | 4746.2078 | 81388.5513 | 743.9028 | 18463.8076 | 182.9246 | 264.6405 | 0 | 28834.6653 | 206.6861 | 0 | 1026257.2777 | 86.19% | 13.81% | 8836.5874 | 14738.4536 | 2050.5824 | 98.851 | 2230.0982 | 1945.6318 | 3320.5685 | 1518.0944 | 26434.6152 | 141747.3826 | 312261.8272 | 480443.825 | 6381235.4499 | 6867768.7125 | 13.07% | 7900523.9381
DATA CENTER #67 | TERTIAIRE | DATA CENTER | 2848.8014 | 2016 | 32948.0512 | 94310.6916 | 800 | 6 | 7532.854 | 1908.6914 | 459898.5589 | 331465.1258 | 6 | 618884.1209 | 138248.8413 | 36 | 190284.6901 | 40163.261 | 3 | 5426.7951 | 2470.2801 | 2 | 23817.7422 | 929.3975 | 24654.8667 | 279.7339 | 3283.7125 | 57.0393 | 47.037 | 0 | 8720.9981 | 45.1016 | 0 | 167941.8852 | 93.56% | 6.442% | 1843.2461 | 4553.7359 | 426.6003 | 18.8447 | 615.6358 | 394.5151 | 608.6858 | 345.8492 | 9524.2935 | 34182.1568 | 86216.2938 | 129922.7441 | 1761184.549 | 1892638.6569 | 2.322% | 1937623.7981
DATA CENTER #68 | TERTIAIRE | DATA CENTER | 6280.7326 | 2023 | 119807.506 | 244515.4124 | 1600 | 6 | 14490.181 | 4352.3343 | 1081322.3288 | 1034918.7903 | 10 | 1239522.826 | 379998.3722 | 116 | 575837.8475 | 134220.5276 | 5 | 15341.4001 | 9603.0069 | 3 | 65767.5894 | 2381.1809 | 41967.1179 | 505.7516 | 10959.3807 | 108.69 | 122.0558 | 0 | 17125.2074 | 134.8838 | 0 | 643429.5435 | 93.73% | 6.271% | 4422.6164 | 7389.4442 | 1089.2821 | 57.8365 | 960.8716 | 1289.5557 | 1579.306 | 912.0516 | 22075.0519 | 72305.7159 | 187904.8826 | 282285.6504 | 4366133.7877 | 4652312.8314 | 17.12% | 5613464.2366
DATA CENTER #69 | TERTIAIRE | DATA CENTER | 2313.7452 | 2017 | 33582.6505 | 61787.1939 | 800 | 4 | 7179.5453 | 1683.962 | 389841.8884 | 295560.5231 | 4 | 372596.6109 | 123565.8603 | 32 | 194443.8869 | 43847.152 | 2 | 5534.3384 | 2573.977 | 1 | 19691.9824 | 1072.1096 | 15355.7551 | 166.9345 | 3032.2469 | 31.1331 | 52.4509 | 0 | 5349.4897 | 44.3181 | 0 | 220357.6304 | 96.14% | 3.859% | 1830.7921 | 3865.5998 | 279.6705 | 19.0647 | 566.6933 | 405.8371 | 490.5522 | 283.9708 | 7366.93 | 26380.2026 | 75147.3831 | 108894.5157 | 1426129.0489 | 1536236.9385 | 2.482% | 1575337.5571
DATA CENTER #70 | TERTIAIRE | DATA CENTER | 14382.5395 | 2010 | 167004.4689 | 328233.1745 | 2500 | 6 | 21902.9477 | 10496.3345 | 2235376.3201 | 1888878.7528 | 32 | 2806565.0907 | 814293.8112 | 231 | 938129.2713 | 195471.8032 | 16 | 30698.6554 | 15615.8659 | 5 | 125497.5189 | 4993.8975 | 81660.4321 | 1292.1376 | 21989.3514 | 290.4756 | 304.1228 | 0 | 33973.1434 | 245.1852 | 0 | 1088438.5981 | 88.5% | 11.5% | 8123.7789 | 23250.1719 | 2847.229 | 104.2372 | 2769.7991 | 2226.3305 | 3820.3271 | 1736.405 | 45587.9485 | 173371.1634 | 419970.5 | 638929.6118 | 8498249.1135 | 9143727.8386 | 2% | 9330378.3898
DATA CENTER #71 | TERTIAIRE | DATA CENTER | 3723.3029 | 2022 | 57603.9 | 155474.5695 | 1000 | 6 | 9302.2993 | 3120.1753 | 684142.9749 | 535139.8736 | 6 | 807928.7106 | 270343.3949 | 64 | 337089.4392 | 87389.4885 | 4 | 8807.0878 | 5399.5055 | 2 | 40703.1251 | 1161.3749 | 36376.9254 | 284.6501 | 7725.7062 | 46.6919 | 85.0634 | 0 | 11168.1625 | 57.691 | 0 | 257445.3894 | 90.77% | 9.235% | 2467.647 | 4388.7669 | 708.4858 | 33.5747 | 613.4986 | 489.3206 | 850.5514 | 540.3714 | 15150.184 | 52623.6602 | 135372.721 | 203146.5652 | 2601043.1917 | 2806013.7389 | 16.44% | 3357997.3664
DATA CENTER #72 | TERTIAIRE | DATA CENTER | 6373.9295 | 2022 | 112349.183 | 228250.3966 | 1600 | 6 | 14709.0031 | 5363.8716 | 870045.8047 | 1036098.2183 | 15 | 1347600.6601 | 315619.5282 | 74 | 534967.0104 | 155154.1004 | 5 | 18145.5386 | 8466.2811 | 2 | 92109.8152 | 2622.6905 | 57584.3877 | 433.0551 | 10283.3568 | 100.4188 | 159.6294 | 0 | 19441.9626 | 83.9273 | 0 | 553895.3843 | 92.97% | 7.027% | 5122.1499 | 11251.2297 | 1210.6728 | 47.8538 | 1044.1505 | 1244.3176 | 1312.5667 | 943.5767 | 23299.928 | 87229.7009 | 156202.9851 | 266732.614 | 4161611.3169 | 4431216.2798 | 6.211% | 4724672.5815
DATA CENTER #73 | TERTIAIRE | DATA CENTER | 8360.0426 | 2016 | 120975.8873 | 217846.7426 | 1600 | 6 | 15195.5417 | 7421.3137 | 1277473.4304 | 1211829.8145 | 20 | 1244310.3612 | 562381.6755 | 152 | 477834.8702 | 111517.9786 | 10 | 14868.0664 | 10363.8259 | 5 | 72943.6463 | 3309.995 | 67205.9268 | 817.6884 | 13637.3721 | 143.2463 | 196.9176 | 0 | 18492.058 | 124.9417 | 0 | 614753.0673 | 88.68% | 11.32% | 4493.0193 | 13510.6694 | 1460.2245 | 80.193 | 2077.4257 | 1552.1274 | 2579.4715 | 1149.6142 | 20211.1504 | 127880.6532 | 300620.7903 | 448712.5939 | 4515006.7663 | 4967871.2585 | 11.78% | 5631274.456
DATA CENTER #74 | TERTIAIRE | DATA CENTER | 1912.136 | 2021 | 31566.0391 | 51883.6244 | 800 | 4 | 5805.3942 | 1658.9091 | 373546.725 | 276222.7446 | 3 | 358674.5401 | 97132.0555 | 36 | 159572.595 | 29550.3134 | 2 | 5079.535 | 2862.6695 | 1 | 24371.6163 | 776.3075 | 14697.9206 | 127.6234 | 3883.8993 | 24.6166 | 30.7921 | 0 | 5193.1521 | 26.1546 | 0 | 126024.0595 | 90.92% | 9.076% | 1247.2808 | 2438.424 | 326.3948 | 14.4372 | 457.6885 | 251.0165 | 586.0839 | 276.7959 | 6321.9081 | 31194.2606 | 59136.5921 | 96652.7607 | 1254417.1438 | 1352084.1146 | 16.67% | 1622649.4909
DATA CENTER #75 | TERTIAIRE | DATA CENTER | 8021.4625 | 2015 | 124068.2222 | 283816.675 | 1600 | 6 | 15764.386 | 6981.7041 | 1267873.4344 | 932224.3548 | 14 | 1447254.0205 | 451902.9444 | 119 | 448779.1799 | 136040.4657 | 7 | 19463.2486 | 10452.7699 | 5 | 66390.4088 | 3638.2902 | 65575.1626 | 561.0571 | 9280.178 | 116.2871 | 168.6662 | 0 | 24185.024 | 130.859 | 0 | 751707.7649 | 94.43% | 5.566% | 6026.7766 | 9799.8194 | 1275.2342 | 51.2216 | 1626.3102 | 1523.4539 | 2206.5414 | 816.7982 | 17856.9819 | 104113.8181 | 201665.2269 | 323636.0269 | 4873546.219 | 5201309.0123 | 11.04% | 5846638.6859
DATA CENTER #76 | TERTIAIRE | DATA CENTER | 5543.3995 | 2014 | 92250.0159 | 180102.7523 | 1600 | 6 | 14256.9419 | 3332.4405 | 971518.4592 | 593795.8185 | 13 | 916647.511 | 225334.1624 | 72 | 423437.1202 | 107645.6296 | 6 | 13797.6924 | 5440.1171 | 3 | 60415.736 | 1949.3355 | 30757.7295 | 418.5693 | 7625.8863 | 112.3281 | 105.7566 | 0 | 10726.4148 | 98.8506 | 0 | 360619.3647 | 94.79% | 5.212% | 2899.8084 | 9928.3588 | 701.3001 | 51.6292 | 1091.2081 | 769.5756 | 1286.9484 | 506.6423 | 16664.1607 | 82358.6153 | 214181.3399 | 313204.116 | 3331971.589 | 3648228.0814 | 4.283% | 3811483.5862
DATA CENTER #77 | TERTIAIRE | DATA CENTER | 9540.3453 | 2023 | 187457.8176 | 420927.2972 | 1600 | 6 | 12000.5917 | 8499.6148 | 1287421.3051 | 1066747.5056 | 21 | 1755672.3994 | 504445.5601 | 133 | 970898.1146 | 152077.2511 | 9 | 29305.1758 | 12186.8332 | 4 | 134659.519 | 3634.959 | 91923.9755 | 835.8831 | 19165.1626 | 175.9424 | 218.0876 | 0 | 35348.9592 | 174.1881 | 0 | 664839.1733 | 90.09% | 9.908% | 7624.0224 | 13069.5826 | 1311.1642 | 82.2103 | 2176.8962 | 1723.3423 | 2377.1958 | 914.1288 | 38699.3123 | 128808.9195 | 269368.836 | 436877.0678 | 6067448.5849 | 6509221.3685 | 13.09% | 7489377.8659
DATA CENTER #78 | TERTIAIRE | DATA CENTER | 11162.6734 | 2016 | 181204.1053 | 313421.8878 | 2500 | 6 | 17615.3416 | 8900.3687 | 1747498.1098 | 1367898.9832 | 20 | 1942555.4578 | 761658.6793 | 141 | 989562.7488 | 199966.6283 | 9 | 28489.082 | 11807.2974 | 6 | 133201.9648 | 4249.2841 | 97081.4149 | 1055.1344 | 18614.9115 | 167.1315 | 282.7023 | 0 | 29009.1501 | 180.6948 | 0 | 779773.638 | 85.61% | 14.39% | 8917.3933 | 17221.9445 | 1954.4137 | 96.2594 | 2762.2065 | 1876.3124 | 2643.3889 | 1278.4408 | 39807.6957 | 120739.6575 | 322900.3129 | 483447.6662 | 6758205.5541 | 7248179.2694 | 12% | 8236967.2286
DATA CENTER #79 | TERTIAIRE | DATA CENTER | 7856.6626 | 2013 | 85076.6389 | 268622.9135 | 1600 | 6 | 15366.1568 | 5055.343 | 1373065.4647 | 896381.0186 | 19 | 1209566.9969 | 449048.7658 | 135 | 576073.2702 | 148082.5277 | 7 | 13971.9097 | 6434.7209 | 3 | 75802.5 | 3399.9187 | 43347.6885 | 497.8194 | 10205.3577 | 145.5704 | 171.0259 | 0 | 15049.2527 | 132.934 | 0 | 582820.0212 | 96.04% | 3.956% | 5248.0665 | 12737.2035 | 1419.6966 | 56.1499 | 1680.2323 | 1465.4461 | 2074.794 | 943.6456 | 23017.1829 | 115397.9404 | 238459.3276 | 376874.4509 | 4621618.8263 | 5002962.5362 | 18.86% | 6165538.4527
DATA CENTER #80 | TERTIAIRE | DATA CENTER | 11979.4494 | 2009 | 121713.8804 | 332832.7547 | 2500 | 6 | 22643.8692 | 6211.9428 | 1840837.5478 | 1300738.1511 | 22 | 1827112.9489 | 548722.8242 | 190 | 820845.2419 | 214905.1543 | 14 | 20834.3145 | 9697.6603 | 5 | 87622.4129 | 5579.6102 | 66343.0213 | 926.3265 | 12644.5465 | 230.3448 | 249.1695 | 0 | 28232.3837 | 235.9113 | 0 | 618480.428 | 95.4% | 4.598% | 6888.817 | 17586.3996 | 2053.9271 | 75.4555 | 2785.8071 | 1730.9123 | 3342.9061 | 1237.7077 | 27343.8329 | 135313.6773 | 418316.2084 | 580973.7186 | 6250190.3477 | 6837357.3686 | 8.58% | 7479038.0167
DATA CENTER #81 | TERTIAIRE | DATA CENTER | 15344.2021 | 2018 | 224475.7799 | 473476.6869 | 2500 | 6 | 21863.2446 | 13904.0453 | 2309091.2083 | 1979741.0607 | 23 | 2869073.1146 | 817967.5699 | 230 | 1257771.079 | 248370.5906 | 16 | 36328.2896 | 15865.2163 | 7 | 151504.7419 | 5799.1812 | 126262.285 | 1148.3809 | 20003.3473 | 298.5316 | 358.4551 | 0 | 37806.9031 | 301.8385 | 0 | 1092051.8298 | 86.53% | 13.47% | 11202.4753 | 24518.9549 | 2942.4565 | 95.7213 | 2478.7141 | 3097.9898 | 3246.5581 | 1917.2121 | 59050.2304 | 207899.1525 | 598171.2879 | 865120.6708 | 9330223.8982 | 10202573.3974 | 13.79% | 11834844.1933
DATA CENTER #82 | TERTIAIRE | DATA CENTER | 16859.0037 | 2011 | 175640.0521 | 406893.5186 | 2500 | 6 | 20145.0512 | 9648.3707 | 2586964.8254 | 1890612.584 | 26 | 3241263.2504 | 744508.4386 | 287 | 1112428.8871 | 306284.5408 | 14 | 28793.3908 | 16974.1298 | 10 | 129066.1971 | 5767.153 | 110994.11 | 1717.9944 | 27197.7162 | 341.9562 | 407.3093 | 0 | 35281.3454 | 307.1903 | 0 | 954500.6973 | 95.59% | 4.414% | 11956.0903 | 25177.0413 | 3272.4547 | 159.045 | 3776.9741 | 3071.8661 | 5349.8377 | 2516.1671 | 43742.718 | 213304.2502 | 417699.3953 | 674746.3636 | 9537227.8013 | 10219328.9321 | 9.786% | 11327843.0282
DATA CENTER #83 | TERTIAIRE | DATA CENTER | 5276.9569 | 2021 | 104932.1683 | 212382.0513 | 1600 | 6 | 13895.7852 | 4041.6611 | 736797.7814 | 862943.1774 | 11 | 960850.1614 | 365179.2966 | 80 | 391576.8778 | 122028.7932 | 6 | 14132.6518 | 5621.4217 | 3 | 45672.1775 | 2247.8467 | 45010.3869 | 375.6316 | 6846.4944 | 71.9878 | 90.3838 | 0 | 18445.9159 | 82.499 | 0 | 462004.9261 | 90.47% | 9.528% | 4027.1877 | 6892.6864 | 895.0213 | 46.5711 | 855.3294 | 1073.3156 | 1512.7513 | 511.7623 | 20915.9845 | 67068.8997 | 132899.9046 | 220884.7888 | 3247669.6303 | 3470894.9765 | 7.619% | 3757162.5287
DATA CENTER #84 | TERTIAIRE | DATA CENTER | 12697.6608 | 2018 | 189093.6889 | 502281.8579 | 2500 | 6 | 17926.4909 | 10961.6979 | 1966137.1215 | 1956066.2422 | 19 | 1926955.5126 | 734930.9463 | 216 | 1051142.6917 | 215173.5445 | 14 | 27479.2022 | 11901.3006 | 7 | 123018.1131 | 4141.7188 | 115757.6455 | 1214.7152 | 15353.0692 | 179.7996 | 297.138 | 0 | 38998.9225 | 200.6688 | 0 | 1078052.8855 | 87.11% | 12.89% | 7351.0272 | 21580.607 | 2130.3653 | 118.12 | 2387.3322 | 2013.4778 | 3290.8268 | 1655.8977 | 43109.774 | 217020.513 | 426546.7222 | 686677.0092 | 7678158.7191 | 8372005.1461 | 15.48% | 9904776.0105
DATA CENTER #85 | TERTIAIRE | DATA CENTER | 7383.8976 | 2016 | 128557.2155 | 194612.5016 | 1600 | 6 | 14380.0568 | 6321.6635 | 973261.1216 | 953538.737 | 13 | 1062663.9353 | 362403.2845 | 113 | 627444.5991 | 153294.6287 | 6 | 17860.9445 | 6678.4106 | 4 | 81912.8817 | 2454.6747 | 50347.917 | 623.5978 | 10306.5754 | 96.7636 | 136.5683 | 0 | 22300.8176 | 127.2193 | 0 | 612140.1151 | 87.8% | 12.2% | 4032.2061 | 10554.3902 | 1121.8581 | 61.0323 | 1382.4861 | 1347.6378 | 2095.0918 | 897.8096 | 17445.0121 | 84315.5273 | 247957.9092 | 349718.4485 | 4088021.5016 | 4441602.9339 | 9.5% | 4907867.2268
DATA CENTER #86 | TERTIAIRE | DATA CENTER | 7074.8008 | 2022 | 97387.0249 | 303832.3345 | 1600 | 6 | 11224.0162 | 6100.3592 | 928815.9252 | 1091193.3434 | 11 | 1240861.8297 | 497574.1174 | 128 | 493317.7575 | 107885.7549 | 8 | 21269.5005 | 8032.5808 | 3 | 100992.0403 | 2134.738 | 63637.4289 | 529.0199 | 10144.1394 | 96.9094 | 178.2174 | 0 | 17180.3516 | 144.3011 | 0 | 587223.6066 | 87.76% | 12.24% | 4879.4667 | 11471.5349 | 1151.9246 | 55.6076 | 1291.4672 | 1303.7105 | 1843.9316 | 988.1737 | 25057.0079 | 108474.3998 | 229254.0938 | 362785.5016 | 4209352.4902 | 4576751.4192 | 13.27% | 5277222.7191
DATA CENTER #87 | TERTIAIRE | DATA CENTER | 7853.6976 | 2019 | 110435.9987 | 296788.6133 | 1600 | 6 | 11866.4647 | 4527.6996 | 1457191.9403 | 1001976.9732 | 13 | 1493677.3578 | 481113.9313 | 119 | 499236.3651 | 124015.5731 | 6 | 20685.5804 | 10846.4403 | 4 | 68424.7161 | 3505.3805 | 54153.9081 | 765.9027 | 10180.588 | 141.3394 | 135.2393 | 0 | 23305.4988 | 114.5952 | 0 | 751727.8707 | 85.58% | 14.42% | 5065.5401 | 14683.2647 | 980.9241 | 68.264 | 1574.1328 | 992.1414 | 1788.7095 | 939.8477 | 30494.7664 | 119984.919 | 197235.4373 | 347715.1228 | 5192738.9853 | 5545103.9858 | 18.35% | 6791718.9301
DATA CENTER #88 | TERTIAIRE | DATA CENTER | 10308.352 | 2011 | 154140.9203 | 345148.8823 | 2500 | 6 | 17694.1346 | 6771.5052 | 1502749.5126 | 1281869.1023 | 17 | 1624530.1801 | 554535.309 | 133 | 654914.2794 | 187555.6203 | 8 | 16954.7359 | 12215.4104 | 6 | 97868.6504 | 3315.0313 | 64136.13 | 646.8853 | 10634.9919 | 175.434 | 261.0482 | 0 | 27188.0288 | 188.5528 | 0 | 666071.5648 | 90.09% | 9.908% | 6298.4771 | 15206.2485 | 1347.8576 | 96.1328 | 1999.0359 | 1823.9951 | 3053.9145 | 1203.0718 | 25861.1632 | 146263.8768 | 377849.3213 | 549974.3613 | 5616335.3173 | 6171966.0353 | 9.151% | 6793650.6135
DATA CENTER #89 | TERTIAIRE | DATA CENTER | 15707.9623 | 2011 | 262383.2729 | 358120.0895 | 2500 | 6 | 24114.2443 | 11804.6685 | 2702672.1208 | 1874652.4763 | 25 | 3200414.7725 | 706352.8048 | 208 | 1127165.3033 | 309498.3275 | 12 | 35224.9562 | 15487.7499 | 7 | 167522.8439 | 5160.4183 | 83147.6096 | 1269.4158 | 25527.3081 | 194.3239 | 374.0571 | 0 | 33375.4576 | 234.6996 | 0 | 1285194.2728 | 86.72% | 13.28% | 12842.3825 | 28268.9174 | 2108.6649 | 137.4853 | 3239.9316 | 2840.1028 | 5018.2997 | 2196.6853 | 42044.0867 | 198418.7706 | 593049.2683 | 833512.1257 | 10017855.3169 | 10859166.4971 | 1.501% | 11024647.5383
DATA CENTER #90 | TERTIAIRE | DATA CENTER | 3274.0891 | 2021 | 58539.9259 | 109112.1087 | 1000 | 6 | 8001.5968 | 2036.9344 | 531702.8657 | 564635.8775 | 6 | 669801.3789 | 170555.9518 | 56 | 265459.6683 | 59117.7788 | 3 | 8441.2635 | 4160.2933 | 2 | 28952.6996 | 1241.7976 | 21949.1234 | 221.2894 | 4755.6901 | 62.7173 | 75.3576 | 0 | 8144.6743 | 57.3206 | 0 | 285733.9548 | 89.07% | 10.93% | 1992.7231 | 4468.1905 | 527.9955 | 29.8641 | 664.0344 | 526.0766 | 941.3672 | 402.1339 | 13119.799 | 45067.1937 | 125574.2351 | 183761.2278 | 2157722.0237 | 2343639.3271 | 11.95% | 2661854.3894
DATA CENTER #91 | TERTIAIRE | DATA CENTER | 2594.0856 | 2023 | 35759.5551 | 98220.2185 | 800 | 6 | 7588.8901 | 2601.3334 | 403920.8892 | 347575.5487 | 5 | 426843.4178 | 135241.3432 | 33 | 214556.009 | 45958.6769 | 2 | 7704.8877 | 2871.0645 | 1 | 29575.8298 | 1121.9712 | 19999.2879 | 198.4331 | 4835.4872 | 32.118 | 59.442 | 0 | 9352.6362 | 40.2178 | 0 | 266318.1629 | 89.88% | 10.12% | 2124.7169 | 3003.3761 | 448.2769 | 21.1106 | 452.1945 | 433.7542 | 673.0665 | 313.8058 | 10620.2983 | 36376.1154 | 74935.2455 | 121931.6592 | 1647052.7392 | 1770921.9264 | 8.903% | 1944000.882
DATA CENTER #92 | TERTIAIRE | DATA CENTER | 15549.6258 | 2015 | 250327.4786 | 511609.0939 | 2500 | 6 | 18725.3019 | 11326.3599 | 2329125.9138 | 1681488.3073 | 34 | 3330599.8758 | 1003623.7403 | 204 | 1307468.1535 | 279352.1523 | 15 | 34310.9393 | 16608.3606 | 8 | 185186.7487 | 7063.3921 | 105809.9855 | 1312.5845 | 18219.1932 | 259.522 | 265.9498 | 0 | 36552.1344 | 277.2623 | 0 | 1059949.545 | 92.83% | 7.171% | 10777.0144 | 19142.6217 | 2982.7214 | 115.6035 | 3268.7901 | 2002.5396 | 3822.1796 | 1490.6545 | 43959.9115 | 184986.4058 | 580848.4427 | 809794.7601 | 9887495.0136 | 10704519.9526 | 2.101% | 10934247.1325
DATA CENTER #93 | TERTIAIRE | DATA CENTER | 14719.2209 | 2010 | 201801.52 | 420331.3939 | 2500 | 6 | 24845.1257 | 10873.9118 | 2235503.0744 | 1428754.666 | 30 | 2204393.2703 | 810669.9735 | 279 | 868359.53 | 175669.0975 | 18 | 21412.9867 | 12829.7358 | 6 | 124502.9857 | 5324.6639 | 94026.0458 | 1008.2739 | 20924.2639 | 220.7515 | 255.3289 | 0 | 34945.7228 | 198.5575 | 0 | 847173.3427 | 84.81% | 15.19% | 9601.9097 | 27005.0543 | 2124.9138 | 133.6739 | 3077.4953 | 2918.6574 | 3464.4588 | 1808.6593 | 39431.4067 | 195180.9046 | 366976.7514 | 601589.0628 | 7690580.3259 | 8297671.2443 | 11.99% | 9428452.3639
DATA CENTER #94 | TERTIAIRE | DATA CENTER | 9415.7467 | 2020 | 182612.1184 | 385493.8567 | 1600 | 6 | 14168.5258 | 8771.2983 | 1811584.6847 | 1172095.7239 | 21 | 1944143.7029 | 570825.7043 | 119 | 566633.3794 | 152985.6237 | 8 | 25887.0314 | 11517.7022 | 4 | 129362.101 | 3168.722 | 76639.2603 | 740.1043 | 12412.1121 | 148.4014 | 239.7053 | 0 | 28955.9045 | 136.5539 | 0 | 729968.9592 | 89.05% | 10.95% | 6322.1498 | 12054.2572 | 1183.831 | 75.6793 | 1546.281 | 1692.1007 | 2173.1613 | 1035.1331 | 32317.038 | 118297.2188 | 349166.6434 | 499780.9002 | 6362872.8064 | 6869453.9041 | 18.4% | 8418506.9294
DATA CENTER #95 | TERTIAIRE | DATA CENTER | 13946.9901 | 2023 | 234217.1269 | 631426.7375 | 2500 | 6 | 24982.5546 | 9392.1646 | 2838914.336 | 2471628.5053 | 25 | 3683626.7217 | 1018489.7896 | 188 | 930188.4363 | 321536.8397 | 15 | 40609.9656 | 13245.8155 | 9 | 204684.3726 | 5900.3358 | 123396.3606 | 1070.154 | 29036.9107 | 235.2076 | 229.6814 | 0 | 48722.0306 | 224.6413 | 0 | 987351.3471 | 94.65% | 5.351% | 7292.6196 | 24943.3294 | 2615.8228 | 115.4952 | 3354.3211 | 2335.0163 | 4423.4379 | 1464.0802 | 36775.5794 | 209569.1737 | 454366.8393 | 700711.5925 | 10518909.9939 | 11229719.8411 | 15.77% | 13331832.5688
DATA CENTER #96 | TERTIAIRE | DATA CENTER | 15486.1579 | 2010 | 212112.3053 | 373418.9399 | 2500 | 6 | 19742.1771 | 8091.6646 | 1827314.7201 | 1516204.7783 | 30 | 2213782.2159 | 699477.8964 | 184 | 846720.2736 | 183120.0582 | 18 | 35343.7769 | 11790.6371 | 8 | 112509.2583 | 6643.6935 | 76534.8264 | 1354.6322 | 20288.9084 | 200.5542 | 349.4357 | 0 | 41689.3175 | 255.0332 | 0 | 1086001.9379 | 84% | 16% | 8690.9189 | 25453.0816 | 1874.6272 | 135.3529 | 2508.5359 | 2872.8992 | 4866.8271 | 1813.5035 | 32500.1251 | 194323.8069 | 371813.6906 | 598637.6225 | 7443426.844 | 8050410.3366 | 2.982% | 8297848.2417
DATA CENTER #97 | TERTIAIRE | DATA CENTER | 5548.9056 | 2023 | 81017.436 | 166238.0573 | 1600 | 6 | 12446.0255 | 5029.1115 | 785107.5287 | 781500.5837 | 10 | 1109599.1533 | 362919.9242 | 99 | 414950.1179 | 118414.6829 | 7 | 10567.8973 | 8266.1551 | 3 | 53734.7583 | 1786.0904 | 57543.8594 | 506.5209 | 8718.4956 | 84.1154 | 98.5873 | 0 | 20451.2 | 102.8041 | 0 | 367778.8536 | 91.73% | 8.274% | 3769.4324 | 9742.6035 | 777.9285 | 39.4696 | 869.6527 | 880.59 | 1348.8481 | 736.988 | 18835.9519 | 92952.6026 | 133163.1976 | 244951.7521 | 3356424.6589 | 3605446.3008 | 10.66% | 4035438.1125
DATA CENTER #98 | TERTIAIRE | DATA CENTER | 6712.2469 | 2015 | 86706.8555 | 189394.2565 | 1600 | 6 | 14673.2866 | 4023.9134 | 1205329.1109 | 990958.3215 | 12 | 1133993.7458 | 413223.5176 | 98 | 499730.9895 | 89769.187 | 6 | 15294.6173 | 7021.9608 | 3 | 69332.316 | 2161.8623 | 52087.1859 | 515.2692 | 9711.5161 | 89.8441 | 150.095 | 0 | 17260.4283 | 124.3408 | 0 | 567861.2049 | 90.16% | 9.837% | 3673.5211 | 10368.3621 | 1246.9895 | 53.3725 | 1029.2525 | 960.8753 | 1638.1836 | 747.0729 | 17495.8429 | 73208.6784 | 236809.739 | 327514.2602 | 4142560.1815 | 4473939.1915 | 14.06% | 5206082.7211
DATA CENTER #99 | TERTIAIRE | DATA CENTER | 17320.1797 | 2012 | 247402.9451 | 612112.5029 | 2500 | 6 | 23894.8259 | 11173.4136 | 2984381.9646 | 2075935.7617 | 35 | 2752454.911 | 711479.8183 | 236 | 1033601.5524 | 274510.2621 | 15 | 32192.2553 | 16473.5323 | 8 | 127354.6586 | 5005.8346 | 108490.1638 | 1609.0356 | 19905.98 | 234.3799 | 420.7956 | 0 | 40612.5646 | 256.1436 | 0 | 1246341.6359 | 92.42% | 7.581% | 10063.1765 | 20270.3003 | 2125.651 | 165.0458 | 2736.3377 | 2607.6982 | 3375.6891 | 2008.0099 | 48823.1971 | 205848.7888 | 503195.7482 | 757867.7342 | 9952187.4719 | 10717632.455 | 6.354% | 11444830.276
DATA CENTER #100 | TERTIAIRE | DATA CENTER | 3218.3868 | 2019 | 56541.0664 | 134118.9895 | 1000 | 6 | 9755.906 | 1932.8551 | 613932.0143 | 325409.5707 | 7 | 785298.8075 | 151032.1581 | 53 | 204133.616 | 63585.5735 | 3 | 7529.0952 | 4593.6452 | 2 | 37467.2237 | 1159.0341 | 23064.2133 | 288.2574 | 5185.7193 | 43.0424 | 82.2158 | 0 | 9627.3094 | 61.1363 | 0 | 277475.8116 | 95.26% | 4.736% | 2621.4079 | 4975.1561 | 468.2928 | 22.8249 | 709.628 | 549.6921 | 674.8981 | 314.584 | 12414.3219 | 34459.7515 | 102783.0318 | 149657.1052 | 2314972.2683 | 2466184.0727 | 8.176% | 2685763.4735
DATA CENTER #101 | TERTIAIRE | DATA CENTER | 13603.8339 | 2010 | 193739.5109 | 467853.8734 | 2500 | 6 | 21475.855 | 10052.6309 | 1895970.8995 | 1703167.0691 | 30 | 2285332.0474 | 749360.7645 | 187 | 885630.3275 | 258116.8473 | 13 | 27710.6289 | 16141.198 | 7 | 126483.2472 | 3830.1372 | 80973.207 | 1279.3826 | 14540.197 | 213.2312 | 332.4212 | 0 | 35040.2251 | 262.0035 | 0 | 944679.5475 | 92.92% | 7.075% | 10315.3347 | 23105.4459 | 1787.5909 | 107.133 | 2240.9462 | 1745.3476 | 2658.8373 | 1824.4052 | 43039.9224 | 170854.372 | 367057.3336 | 580951.628 | 7548640.3436 | 8136872.6144 | 8.463% | 8889138.4996
DATA CENTER #102 | TERTIAIRE | DATA CENTER | 1612.8904 | 2020 | 30042.4433 | 42661.6828 | 800 | 4 | 7415.7509 | 1333.766 | 205860.6315 | 185472.2702 | 3 | 304613.308 | 120732.179 | 23 | 152408.5667 | 36319.453 | 2 | 3105.335 | 1923.1145 | 1 | 16804.0909 | 459.3775 | 13383.0728 | 129.4794 | 3152.9104 | 27.9657 | 37.2444 | 0 | 4741.2226 | 33.6498 | 0 | 144946.6852 | 88.73% | 11.27% | 881.075 | 2480.8133 | 312.4469 | 15.8685 | 285.0276 | 232.9374 | 369.061 | 204.1269 | 4259.2705 | 24275.2304 | 53715.9341 | 82250.435 | 1000120.793 | 1083279.0051 | 14.32% | 1264348.6294
DATA CENTER #103 | TERTIAIRE | DATA CENTER | 7615.2851 | 2016 | 120830.8647 | 281131.0687 | 1600 | 6 | 11315.3707 | 4206.4105 | 890533.956 | 1086358.1342 | 14 | 1726685.1531 | 507518.8209 | 99 | 676396.1569 | 153897.0862 | 9 | 17098.2081 | 7373.9363 | 4 | 78964.0357 | 3012.2093 | 60509.3637 | 560.9443 | 13671.4566 | 94.1358 | 168.0919 | 0 | 24760.9661 | 136.5522 | 0 | 582927.9287 | 95.01% | 4.988% | 4120.4469 | 8585.8447 | 1157.3835 | 57.7967 | 1203.0659 | 1355.0067 | 1775.574 | 1127.9442 | 18570.9012 | 119692.179 | 224324.1844 | 362587.2647 | 4851609.1442 | 5218797.8972 | 17.36% | 6315257.2099
DATA CENTER #104 | TERTIAIRE | DATA CENTER | 16153.2468 | 2012 | 171901.6395 | 430771.6841 | 2500 | 6 | 24636.3006 | 9115.9186 | 2257059.9684 | 2033383.1358 | 24 | 2386694.7855 | 739252.5972 | 264 | 824829.0882 | 288491.0016 | 17 | 39379.5251 | 18190.7211 | 7 | 176139.784 | 5778.4873 | 93596.0897 | 1337.1434 | 24198.4017 | 207.2773 | 368.3115 | 0 | 40594.3085 | 272.0734 | 0 | 1111307.1079 | 91.14% | 8.858% | 11980.0362 | 21142.1114 | 2321.9101 | 106.1056 | 2885.757 | 2414.2907 | 3878.2477 | 1475.0153 | 39168.4644 | 198153.7691 | 415267.3898 | 652589.6233 | 8200380.7956 | 8859946.3563 | 18.6% | 10884140.3125
DATA CENTER #105 | TERTIAIRE | DATA CENTER | 2119.0208 | 2019 | 35912.6297 | 82128.7004 | 800 | 6 | 7042.6771 | 1963.8974 | 295250.8389 | 268620.7415 | 3 | 447311.0214 | 144097.6532 | 38 | 154775.8334 | 47987.1559 | 2 | 6031.3068 | 2839.6011 | 1 | 24484.8738 | 976.2837 | 13097.0595 | 132.8656 | 4049.3609 | 40.417 | 36.6814 | 0 | 6808.0704 | 44.1993 | 0 | 202856.5222 | 96.33% | 3.671% | 1392.0948 | 3766.7746 | 294.9706 | 20.3762 | 340.0257 | 351.7265 | 597.9706 | 224.4976 | 7119.0362 | 30176.5786 | 71040.6853 | 108336.3001 | 1379111.0086 | 1488920.6349 | 7.586% | 1611137.1926
DATA CENTER #106 | TERTIAIRE | DATA CENTER | 12673.0785 | 2022 | 173926.8744 | 553112.5862 | 2500 | 6 | 20228.7859 | 12039.1118 | 2426111.6927 | 1658389.0063 | 23 | 2773954.5395 | 784550.3912 | 149 | 1258118.5502 | 273200.7825 | 15 | 27879.3304 | 13593.9235 | 5 | 156871.4066 | 4285.5557 | 104107.6082 | 966.2831 | 18431.7645 | 177.115 | 318.8595 | 0 | 45674.1763 | 207.2276 | 0 | 856112.8095 | 95.4% | 4.602% | 10357.6083 | 18669.2403 | 1940.9712 | 113.5311 | 2248.8329 | 1740.8859 | 3897.9084 | 1568.9977 | 47581.1266 | 176096.5162 | 470163.8964 | 693841.5392 | 9068845.5297 | 9769664.7183 | 13.23% | 11259566.0985
DATA CENTER #107 | TERTIAIRE | DATA CENTER | 17578.5967 | 2023 | 282030.6209 | 690542.4586 | 2500 | 6 | 23871.2431 | 12990.3332 | 3376576.56 | 1985668.6033 | 43 | 3851374.0434 | 1188080.7916 | 286 | 1570151.0862 | 331884.3051 | 16 | 42947.7945 | 19623.4283 | 9 | 195282.8162 | 5573.1603 | 155338.7501 | 1450.4835 | 23305.4881 | 354.9898 | 278.3222 | 0 | 49914.7078 | 313.3877 | 0 | 1623671.4403 | 95.32% | 4.684% | 9723.8005 | 20744.0259 | 2990.236 | 105.4896 | 3835.3729 | 2204.0842 | 4293.8145 | 2482.7814 | 72985.4029 | 232881.9778 | 554072.232 | 859939.6127 | 12802182.0216 | 13674682.4605 | 9.321% | 15080355.2744
DATA CENTER #108 | TERTIAIRE | DATA CENTER | 9627.352 | 2014 | 143430.6807 | 341501.283 | 1600 | 6 | 12216.842 | 6455.4349 | 1220538.7686 | 1389785.1298 | 17 | 1660684.0231 | 634507.1422 | 119 | 602997.919 | 177985.2632 | 8 | 21754.7293 | 11255.8432 | 6 | 84347.6754 | 3184.4609 | 76577.5864 | 913.3462 | 17182.0143 | 145.1451 | 239.7062 | 0 | 19154.1952 | 148.6533 | 0 | 756142.6375 | 87.62% | 12.38% | 6209.7019 | 13481.6101 | 1743.338 | 83.2051 | 2307.6766 | 1347.1 | 2526.6273 | 1196.5761 | 22731.5403 | 126029.7985 | 270422.6275 | 419183.9663 | 5360235.0546 | 5784876.5011 | 15.77% | 6868083.5315
DATA CENTER #109 | TERTIAIRE | DATA CENTER | 11167.1877 | 2017 | 164302.1123 | 402304.508 | 2500 | 6 | 23638.7517 | 8229.2694 | 2005525.2619 | 1224865.91 | 26 | 1810762.7637 | 637095.4228 | 201 | 744734.8697 | 194549.0874 | 13 | 18579.7925 | 11361.3103 | 7 | 135910.1191 | 4966.1966 | 73101.6172 | 1107.0987 | 21036.6713 | 138.8546 | 251.1793 | 0 | 35132.4822 | 192.4749 | 0 | 1019673.5091 | 89.03% | 10.97% | 7153.9146 | 15341.2852 | 1629.2788 | 100.2528 | 2383.5338 | 1643.9369 | 2313.3266 | 1379.9795 | 34526.9084 | 130335.405 | 388658.4696 | 553520.7829 | 6941817.0057 | 7502436.7899 | 11.5% | 8477314.252
DATA CENTER #110 | TERTIAIRE | DATA CENTER | 6049.8306 | 2014 | 97912.0139 | 165560.3699 | 1600 | 6 | 11570.3162 | 3192.8866 | 981923.6636 | 853297.4946 | 12 | 1107586.5135 | 242737.4693 | 97 | 460629.7019 | 108068.9809 | 6 | 15274.6485 | 7166.5798 | 3 | 46822.3816 | 2284.4377 | 35207.4203 | 604.1976 | 9100.0746 | 113.5604 | 106.8044 | 0 | 14973.0719 | 110.103 | 0 | 394528.5974 | 87.7% | 12.3% | 4535.0095 | 10063.6922 | 876.7474 | 47.9801 | 1460.0697 | 786.4211 | 1583.8445 | 569.4462 | 18922.6939 | 63721.1168 | 236828.7689 | 319472.5795 | 3589377.4244 | 3911949.5395 | 6.517% | 4184644.6871
DATA CENTER #111 | TERTIAIRE | DATA CENTER | 12153.9079 | 2013 | 203578.7182 | 345171.9275 | 2500 | 6 | 20908.2193 | 6624.2214 | 1418877.7066 | 1773249.5011 | 30 | 2238459.4902 | 613874.1824 | 215 | 977060.8241 | 240792.7915 | 9 | 22295.6662 | 10331.3588 | 6 | 114576.2992 | 3907.5008 | 63756.5917 | 1044.9211 | 14219.964 | 226.0918 | 267.082 | 0 | 36046.336 | 254.9378 | 0 | 804861.0288 | 92.86% | 7.141% | 8813.6423 | 15554.2077 | 1503.4781 | 115.5923 | 2757.3406 | 2499.2502 | 3549.3715 | 1172.7263 | 34379.1775 | 149577.9552 | 475517.9777 | 659475.1103 | 6755759.3975 | 7419805.1703 | 17.54% | 8998503.4624
DATA CENTER #112 | TERTIAIRE | DATA CENTER | 10392.7075 | 2021 | 186437.5758 | 320866.3518 | 2500 | 6 | 24495.2097 | 8743.932 | 2079967.6704 | 1649174.2116 | 17 | 2358758.9571 | 536986.1243 | 167 | 880611.2101 | 192779.9936 | 8 | 23219.9828 | 13697.5189 | 5 | 118997.7125 | 4207.9567 | 104882.9794 | 1041.024 | 13187.6578 | 129.1107 | 181.3001 | 0 | 34532.4462 | 210.8322 | 0 | 790093.3012 | 91.07% | 8.926% | 5631.2723 | 18749.9338 | 1970.462 | 88.5239 | 2480.9506 | 1323.5969 | 2025.6383 | 1322.5641 | 29075.1963 | 114531.6454 | 333638.9587 | 477245.8004 | 7422962.5199 | 7905789.8156 | 14.03% | 9196070.972
DATA CENTER #113 | TERTIAIRE | DATA CENTER | 17429.0792 | 2008 | 241964.0403 | 549575.2774 | 2500 | 6 | 20499.9893 | 10785.1601 | 2101429.7095 | 1620046.5403 | 43 | 2041246.1139 | 802414.3561 | 332 | 1251410.9598 | 212037.052 | 15 | 30478.5694 | 12612.2351 | 11 | 182902.6373 | 6861.3457 | 111208.5772 | 1489.9443 | 24443.3401 | 333.9323 | 430.233 | 0 | 44814.1246 | 294.8628 | 0 | 1034857.0772 | 83.42% | 16.58% | 11961.104 | 26993.1056 | 2328.1452 | 127.7697 | 3472.5957 | 3418.8273 | 3811.6295 | 2218.9018 | 43350.0872 | 207850.2117 | 635909.2001 | 887109.4991 | 8276289.6091 | 9169263.8025 | 6.268% | 9782379.1052
DATA CENTER #114 | TERTIAIRE | DATA CENTER | 13052.884 | 2016 | 169455.8987 | 344556.6818 | 2500 | 6 | 22807.4445 | 9170.2331 | 2372714.3298 | 1487292.8794 | 29 | 2084362.5449 | 776060.1307 | 175 | 776790.7157 | 211417.9471 | 12 | 24312.4925 | 11868.8095 | 6 | 133844.9691 | 4621.5848 | 108864.5513 | 986.9924 | 19636.5826 | 259.0351 | 321.6569 | 0 | 36124.2325 | 232.2768 | 0 | 765362.8564 | 87.55% | 12.45% | 6786.2998 | 20711.2035 | 1823.729 | 80.3515 | 2264.789 | 2335.5134 | 4138.969 | 1761.2425 | 38651.5708 | 211954.2219 | 315666.5029 | 566272.2956 | 7456281.6957 | 8027972.7728 | 12.19% | 9142372.973
DATA CENTER #115 | TERTIAIRE | DATA CENTER | 7938.4866 | 2013 | 140272.8108 | 290240.0687 | 1600 | 6 | 12639.4051 | 5203.3219 | 1249658.2418 | 844300.2051 | 12 | 1411901.5751 | 450799.4564 | 91 | 667291.3633 | 107126.603 | 7 | 14845.5335 | 7176.1695 | 4 | 73226.5907 | 2406.3706 | 67405.9516 | 775.5806 | 10248.5837 | 119.8116 | 131.8614 | 0 | 20688.5617 | 166.525 | 0 | 688241.6495 | 89.76% | 10.24% | 5969.4591 | 10035.5569 | 1117.1487 | 60.6467 | 1313.5324 | 1609.3187 | 2078.2718 | 869.6076 | 17293.2561 | 113049.4177 | 266958.4406 | 397301.1143 | 5012625.068 | 5414287.8925 | 6.675% | 5801534.243
DATA CENTER #116 | TERTIAIRE | DATA CENTER | 14338.0647 | 2013 | 202699.4558 | 484271.5694 | 2500 | 6 | 24221.4956 | 9785.2838 | 2457621.4292 | 2009284.951 | 26 | 2522170.2461 | 697683.1774 | 185 | 1066672.3136 | 211795.2234 | 15 | 29229.9313 | 15096.4136 | 5 | 170458.9895 | 6132.8582 | 105111.8076 | 1113.2549 | 19341.7823 | 274.9591 | 242.6827 | 0 | 29532.4194 | 296.2329 | 0 | 1116000.6071 | 89.73% | 10.27% | 8344.2662 | 18036.7863 | 1929.9369 | 88.6435 | 2665.6147 | 1945.1693 | 2935.2931 | 1494.2635 | 34813.0109 | 156027.0252 | 359961.1004 | 550801.1365 | 8833282.6873 | 9392998.1311 | 1.29% | 9515704.2366
DATA CENTER #117 | TERTIAIRE | DATA CENTER | 11839.0954 | 2010 | 150211.5931 | 351791.059 | 2500 | 6 | 22793.1978 | 7117.4089 | 1266828.1933 | 1607132.6629 | 19 | 1576710.7305 | 493203.4348 | 191 | 786017.2276 | 174093.4947 | 12 | 20748.5011 | 10380.077 | 6 | 121547.1792 | 4768.6234 | 70495.5536 | 859.337 | 14070.077 | 212.9904 | 221.9003 | 0 | 33170.5537 | 173.297 | 0 | 614168.6561 | 80.54% | 19.46% | 9733.8299 | 17380.4558 | 1861.744 | 108.3323 | 2446.9806 | 2112.8867 | 2746.7748 | 1418.9428 | 31169.3735 | 146571.6769 | 384743.1915 | 562484.2419 | 5455565.5098 | 6023208.644 | 18% | 7345352.6836
DATA CENTER #118 | TERTIAIRE | DATA CENTER | 11571.5786 | 2024 | 251834.5688 | 360538.6487 | 2500 | 6 | 22433.6483 | 7937.7217 | 1675241.1947 | 1947246.4242 | 18 | 2332592.3842 | 692844.4202 | 151 | 745598.2428 | 263662.695 | 10 | 23302.1849 | 11127.1903 | 6 | 124057.3942 | 3795.5319 | 76388.8011 | 723.1018 | 16438.0519 | 210.7833 | 208.9263 | 0 | 44179.6775 | 213.0703 | 0 | 997081.7138 | 91.24% | 8.759% | 8799.7889 | 13586.6194 | 1961.7375 | 104.2101 | 2339.562 | 1583.5849 | 3340.0633 | 1437.9298 | 41987.4428 | 204960.3564 | 369370.7009 | 616318.5 | 7255844.3888 | 7880352.4947 | 15% | 9271524.9613
DATA CENTER #119 | TERTIAIRE | DATA CENTER | 13581.631 | 2017 | 189538.6841 | 471347.396 | 2500 | 6 | 22945.4856 | 10806.6775 | 1833295.943 | 1606165.0042 | 28 | 2678718.9269 | 965056.264 | 257 | 1006047.375 | 196457.9787 | 13 | 36644.1945 | 16111.3852 | 6 | 116339.8962 | 4993.2941 | 101608.9111 | 1396.7812 | 25041.1087 | 257.6246 | 326.5353 | 0 | 44197.5096 | 254.9095 | 0 | 1120214.2991 | 85.95% | 14.05% | 9346.1857 | 18700.3633 | 1862.4439 | 96.8728 | 3219.5865 | 2788.2842 | 3785.8832 | 1397.6343 | 44410.5275 | 219070.4056 | 393083.375 | 656564.308 | 8300344.0088 | 8964715.9941 | 14.98% | 10544846.9095
DATA CENTER #120 | TERTIAIRE | DATA CENTER | 5696.679 | 2022 | 92527.4845 | 213637.6225 | 1600 | 6 | 14875.5002 | 5265.1573 | 1177184.4966 | 673573.375 | 14 | 1224972.9615 | 303739.4248 | 87 | 507842.0393 | 134784.9674 | 6 | 14984.9261 | 6719.8659 | 3 | 71578.9507 | 1914.0012 | 57192.9709 | 384.105 | 9283.0654 | 100.3813 | 95.1268 | 0 | 17252.1758 | 79.0926 | 0 | 424447.6711 | 87.03% | 12.97% | 4457.431 | 9331.4951 | 811.6543 | 43.7693 | 866.7678 | 970.7363 | 1413.3459 | 839.7982 | 14619.2361 | 83999.7258 | 197211.4742 | 295830.4361 | 4113285.7571 | 4411742.7164 | 5.649% | 4675884.8198
DATA CENTER #121 | TERTIAIRE | DATA CENTER | 11085.2908 | 2021 | 147841.3439 | 309299.7477 | 2500 | 6 | 18321.443 | 7503.3975 | 1477546.3232 | 1860466.3247 | 25 | 2746708.5887 | 842114.9437 | 181 | 910580.8471 | 264064.7649 | 12 | 27600.0374 | 15476.6068 | 6 | 131771.7329 | 4185.866 | 100036.4426 | 1035.7212 | 22332 | 196.7471 | 196.951 | 0 | 26793.9086 | 173.489 | 0 | 706738.5787 | 91.02% | 8.979% | 7223.9997 | 15578.7189 | 1718.3781 | 93.9024 | 2173.9285 | 1579.0447 | 3238.0058 | 1003.0104 | 43737.6184 | 167697.4431 | 401350.5779 | 612785.6394 | 7172761.3748 | 7790560.3137 | 18.46% | 9553905.0217
DATA CENTER #122 | TERTIAIRE | DATA CENTER | 7972.0328 | 2021 | 144048.6016 | 269288.7619 | 1600 | 6 | 15822.4676 | 6278.7429 | 1089627.9627 | 855144.1752 | 12 | 1847763.5644 | 435651.0618 | 113 | 638754.7911 | 181247.355 | 9 | 19712.6303 | 11685.4932 | 3 | 92306.3194 | 3696.491 | 78326.4558 | 751.2797 | 14137.8664 | 117.3017 | 159.3933 | 0 | 20855.5782 | 125.5523 | 0 | 659674.9423 | 96.46% | 3.539% | 4721.9555 | 9071.0766 | 1253.9262 | 72.7929 | 1642.3825 | 1123.6484 | 2557.4902 | 1075.173 | 27640.8316 | 138307.2494 | 251840.0237 | 417788.1047 | 5304109.2827 | 5726705.7395 | 13.05% | 6585990.389
DATA CENTER #123 | TERTIAIRE | DATA CENTER | 4911.9706 | 2023 | 98472.7528 | 138911.4975 | 1000 | 6 | 8098.9788 | 3133.9793 | 725739.7661 | 661349.394 | 8 | 1183917.8593 | 374237.2382 | 71 | 467019.2696 | 100777.4852 | 4 | 12443.9988 | 5614.5729 | 2 | 71899.872 | 1752.1378 | 43722.0525 | 498.9122 | 8066.4458 | 84.2035 | 119.6086 | 0 | 14173.7883 | 69.3941 | 0 | 530100.9631 | 95.06% | 4.943% | 2892.2402 | 7279.451 | 732.7411 | 45.8005 | 769.7027 | 775.7762 | 1191.8665 | 463.5269 | 13024.8864 | 57171.4572 | 185627.7465 | 255824.0902 | 3539445.1242 | 3798370.7437 | 15.85% | 4513829.6089
DATA CENTER #124 | TERTIAIRE | DATA CENTER | 17020.6492 | 2015 | 311526.1656 | 548539.7875 | 2500 | 6 | 21750.259 | 13605.3221 | 2787405.7069 | 2461270.0225 | 29 | 3407032.0469 | 937846.4392 | 259 | 1274133.1144 | 303496.3211 | 15 | 37319.3918 | 16008.4833 | 7 | 154480.0131 | 5306.8641 | 116177.1944 | 1482.222 | 19389.2699 | 261.6517 | 297.2002 | 0 | 43725.7536 | 245.7358 | 0 | 1172280.8392 | 89.02% | 10.98% | 13606.8135 | 31226.5277 | 2670.5029 | 145.3569 | 4201.7377 | 2403.9311 | 4412.6032 | 2249.3566 | 57675.9403 | 242932.5381 | 659828.4139 | 960436.8923 | 10706962.4923 | 11678283.4363 | 2.907% | 12027884.3357
DATA CENTER #125 | TERTIAIRE | DATA CENTER | 8369.8716 | 2010 | 133065.2905 | 204720.4788 | 1600 | 6 | 15374.0006 | 4825.3984 | 1258863.0664 | 749649.0227 | 17 | 1103114.5536 | 435247.1498 | 132 | 495637.0309 | 152611.8901 | 7 | 19644.7282 | 7215.8081 | 4 | 74379.5438 | 2450.804 | 63726.0714 | 541.8009 | 10678.9954 | 138.9839 | 209.4936 | 0 | 21454.8584 | 129.2818 | 0 | 656411.9806 | 92.73% | 7.275% | 5942.8087 | 15339.6584 | 1534.4036 | 70.9283 | 1946.6243 | 1485.8539 | 1737.2637 | 1142.061 | 16722.0267 | 108186.4541 | 300609.8892 | 425518.3699 | 4383504.6422 | 4812358.8608 | 5.166% | 5074510.9035
DATA CENTER #126 | TERTIAIRE | DATA CENTER | 13712.473 | 2016 | 228467.2263 | 428121.9911 | 2500 | 6 | 21431.2967 | 10930.9439 | 1922910.8172 | 1750245.5168 | 34 | 2677336.6997 | 909769.1207 | 204 | 978741.457 | 238395.746 | 16 | 26746.2187 | 15003.7339 | 5 | 138082.4432 | 4586.6393 | 88956.7867 | 968.4604 | 24946.8921 | 238.9531 | 247.6268 | 0 | 30330.6389 | 194.4081 | 0 | 1015339.7624 | 88.27% | 11.73% | 9194.4851 | 23786.4912 | 1978.5658 | 99.0906 | 2993.9158 | 2637.7136 | 2817.2255 | 1928.6762 | 41623.9029 | 209754.1346 | 531233.1283 | 782611.1658 | 8221009.5588 | 9010863.723 | 15.49% | 10662874.0888
DATA CENTER #127 | TERTIAIRE | DATA CENTER | 9464.5632 | 2014 | 117659.3937 | 241858.4355 | 1600 | 6 | 13104.0925 | 6685.656 | 1727013.2109 | 1145085.3136 | 23 | 1418119.2512 | 421900.9164 | 129 | 588491.7537 | 129311.6947 | 10 | 21413.1641 | 7487.5065 | 5 | 72626.0933 | 3950.2264 | 61153.2353 | 946.0108 | 11479.4177 | 130.6429 | 182.0557 | 0 | 23451.6118 | 127.0095 | 0 | 816405.7883 | 86.69% | 13.31% | 5991.1215 | 13286.2414 | 1412.5996 | 84.7007 | 2184.3363 | 1843.5192 | 1855.4964 | 1415.1966 | 25339.016 | 95529.9041 | 243917.0977 | 364786.0178 | 5493656.3065 | 5863270.0179 | 11.01% | 6588576.1813
DATA CENTER #128 | TERTIAIRE | DATA CENTER | 7587.8736 | 2018 | 126989.6983 | 300305.1378 | 1600 | 6 | 11469.7862 | 6243.672 | 968354.4561 | 948748.0469 | 14 | 1380838.1138 | 338519.1591 | 124 | 564300.1603 | 127380.6298 | 8 | 16110.9005 | 10606.9044 | 4 | 92992.9158 | 2969.36 | 72730.7189 | 619.6389 | 9142.5224 | 139.1353 | 185.5958 | 0 | 18648.98 | 162.9208 | 0 | 596912.6477 | 88.92% | 11.08% | 5003.0061 | 10831.4717 | 1252.2281 | 71.725 | 1341.0691 | 1068.4325 | 2009.2881 | 931.6453 | 27487.9039 | 103938.1421 | 209461.6656 | 340887.7116 | 4502621.4229 | 4846724.0439 | 10.27% | 5401378.8081
DATA CENTER #129 | TERTIAIRE | DATA CENTER | 6070.1737 | 2023 | 87614.8812 | 186633.4117 | 1600 | 6 | 13668.2744 | 6044.9062 | 1012984.5299 | 1046725.946 | 11 | 1033857.7248 | 305923.9212 | 78 | 563125.1755 | 108780.0424 | 7 | 16490.7144 | 7059.0457 | 3 | 83714.2414 | 2383.5831 | 55041.8383 | 522.2284 | 11705.8232 | 97.9867 | 124.9524 | 0 | 14722.1962 | 114.3239 | 0 | 617826.683 | 92.98% | 7.016% | 3702.9795 | 8886.9403 | 1021.5568 | 52.6853 | 1154.7621 | 1132.8952 | 1846.8707 | 677.7137 | 16743.1632 | 83696.6715 | 209493.155 | 309932.9898 | 3983126.4713 | 4296311.2827 | 5.915% | 4566421.1543
DATA CENTER #130 | TERTIAIRE | DATA CENTER | 16143.0936 | 2012 | 178955.3761 | 368910.7981 | 2500 | 6 | 21306.2823 | 8177.9107 | 1765514.7693 | 2089149.5219 | 37 | 2694815.9403 | 734431.3067 | 216 | 1211596.8512 | 216582.5781 | 13 | 34349.8164 | 16026.2087 | 9 | 191192.3998 | 5382.2273 | 86474.5889 | 1009.6467 | 26059.4428 | 289.4092 | 385.5523 | 0 | 38740.3243 | 268.9119 | 0 | 1128110.6007 | 87.66% | 12.34% | 8981.3288 | 20419.3515 | 2092.5215 | 124.0809 | 3822.7394 | 2262.7196 | 3508.3389 | 2359.1126 | 34402.2954 | 209419.0217 | 637582.8519 | 881404.169 | 8385398.7112 | 9276176.7554 | 11.89% | 10527666.9363
DATA CENTER #131 | TERTIAIRE | DATA CENTER | 10658.7778 | 2022 | 141886.4949 | 450230.1967 | 2500 | 6 | 17888.5538 | 9601.2613 | 1449179.4518 | 1375143.6539 | 22 | 1965679.2754 | 562664.2083 | 156 | 733283.3515 | 244225.8331 | 11 | 19946.4638 | 12143.5757 | 6 | 95903.6121 | 3515.429 | 110756.0763 | 809.9928 | 14494.3622 | 210.1224 | 228.7338 | 0 | 33852.548 | 148.3365 | 0 | 1067610.2983 | 86.03% | 13.97% | 6419.6417 | 16503.0413 | 1767.0696 | 89.69 | 2532.0269 | 1740.9879 | 2269.4552 | 1306.4372 | 37911.0719 | 134057.8336 | 344914.4129 | 516883.3183 | 6582831.7764 | 7104686.3937 | 6.102% | 7566421.5021
DATA CENTER #132 | TERTIAIRE | DATA CENTER | 1764.1386 | 2023 | 23553.5506 | 71349.4632 | 800 | 4 | 7525.7851 | 1127.1675 | 316851.6822 | 283238.2293 | 3 | 309914.6505 | 86633.9416 | 28 | 146736.548 | 32661.8138 | 1 | 3471.4218 | 2040.6718 | 1 | 22800.2711 | 533.7778 | 17516.1566 | 156.7198 | 2881.3223 | 32.7841 | 34.6601 | 0 | 5045.6603 | 24.4787 | 0 | 137864.1889 | 94.53% | 5.475% | 1474.7727 | 2789.399 | 226.5841 | 13.6464 | 376.0444 | 336.0913 | 556.1992 | 171.2377 | 7006.2293 | 21409.727 | 51439.5865 | 79855.5428 | 1143163.9293 | 1224218.9844 | 5.841% | 1300160.5742
DATA CENTER #133 | TERTIAIRE | DATA CENTER | 9782.6618 | 2020 | 171080.2503 | 376449.9424 | 1600 | 6 | 14150.92 | 6478.0639 | 1739031.0758 | 1595956.4992 | 18 | 1928873.7143 | 654108.9957 | 181 | 674715.2546 | 202335.4237 | 10 | 23736.5971 | 13044.4516 | 5 | 93016.5493 | 3217.4562 | 69164.3429 | 920.9602 | 18739.7881 | 129.0545 | 189.9604 | 0 | 34659.3013 | 152.9916 | 0 | 923699.1522 | 89.81% | 10.19% | 5830.9677 | 17280.733 | 1740.62 | 65.4979 | 2118.5776 | 1968.8077 | 3067.4245 | 893.8964 | 36069.9282 | 151954.3797 | 353028.8099 | 541053.1178 | 6566505.8784 | 7113705.7783 | 17.88% | 8662987.2013
DATA CENTER #134 | TERTIAIRE | DATA CENTER | 6934.3846 | 2018 | 98928.1392 | 210742.1928 | 1600 | 6 | 15219.0466 | 6195.4597 | 1296753.0603 | 927806.853 | 14 | 1560271.0764 | 359894.0988 | 122 | 437144.4409 | 126498.617 | 8 | 14532.5526 | 6162.6806 | 4 | 91368.7116 | 2158.8663 | 62899.8585 | 469.2284 | 10365.5302 | 109.865 | 109.6652 | 0 | 22389.4073 | 136.1292 | 0 | 503979.2082 | 91.09% | 8.905% | 5661.5261 | 12233.184 | 1080.7951 | 58.2782 | 1181.6863 | 1175.9313 | 1702.4657 | 737.9086 | 26023.5075 | 110138.1223 | 220172.6459 | 356334.2757 | 4677448.8393 | 5036765.0279 | 16.29% | 6016853.2017
DATA CENTER #135 | TERTIAIRE | DATA CENTER | 11110.213 | 2012 | 181565.6402 | 378348.2434 | 2500 | 6 | 22330.4991 | 7568.4053 | 1918828.3593 | 1370545.233 | 24 | 1433140.5343 | 669121.4742 | 203 | 607033.5351 | 180187.8454 | 13 | 18770.5361 | 12962.2911 | 4 | 106452.3168 | 4612.4959 | 62588.9205 | 939.2939 | 14665.5303 | 211.8366 | 263.8494 | 0 | 24663.5691 | 179.7828 | 0 | 927703.0748 | 96.38% | 3.615% | 6816.4695 | 15658.3698 | 1531.4162 | 81.0412 | 1928.2558 | 1438.9195 | 3508.9169 | 1128.3203 | 30423.7108 | 108085.1512 | 275456.3519 | 413965.214 | 6116439.5845 | 6535747.8279 | 12.94% | 7506904.8939
DATA CENTER #136 | TERTIAIRE | DATA CENTER | 17535.715 | 2014 | 300015.8344 | 498613.053 | 2500 | 6 | 21003.3113 | 13009.3122 | 2982092.8857 | 1677195.29 | 28 | 3072477.3293 | 1009247.198 | 219 | 1318654.0239 | 328832.5541 | 16 | 37577.6052 | 21837.5262 | 8 | 137687.4533 | 6763.9265 | 109653.5577 | 1207.1193 | 19508.4715 | 346.8551 | 296.7802 | 0 | 52720.5304 | 284.2432 | 0 | 1405666.4045 | 86.68% | 13.32% | 9720.7225 | 31350.6279 | 2572.4522 | 142.2299 | 3298.946 | 2397.9346 | 5356.1904 | 2197.0697 | 50017.0607 | 199120.5663 | 594505.4315 | 843643.0585 | 10714906.8642 | 11566409.0386 | 3.555% | 11992772.9982
DATA CENTER #137 | TERTIAIRE | DATA CENTER | 10531.6233 | 2010 | 149721.1827 | 224832.0086 | 2500 | 6 | 19637.1673 | 7402.187 | 1504759.275 | 1003608.3326 | 22 | 1283974.2372 | 513425.8833 | 167 | 717722.5648 | 184808.7175 | 13 | 16686.5607 | 8577.9222 | 6 | 105098.5947 | 3182.2147 | 67686.9951 | 760.8128 | 12339.0828 | 145.6647 | 215.0506 | 0 | 27647.7198 | 150.8319 | 0 | 615417.9604 | 85.34% | 14.66% | 6060.1652 | 18830.7735 | 1537.1558 | 69.5703 | 1998.5897 | 2153.3054 | 3053.834 | 1018.9464 | 32507.2975 | 146492.7977 | 357737.5155 | 536737.6108 | 5163239.4182 | 5705059.4396 | 17.79% | 6939918.4044
DATA CENTER #138 | TERTIAIRE | DATA CENTER | 4742.0222 | 2011 | 51769.9346 | 102469.2115 | 1000 | 6 | 8058.572 | 3736.7676 | 727744.6481 | 530259.8536 | 7 | 945739.0692 | 274709.8409 | 68 | 297563.4213 | 61670.7779 | 5 | 7803.4096 | 5711.0144 | 2 | 36729.3636 | 2122.1917 | 28126.5294 | 437.0168 | 5451.2944 | 93.898 | 105.0301 | 0 | 12026.1061 | 93.7209 | 0 | 282344.5187 | 86.06% | 13.94% | 3974.8659 | 7646.0302 | 780.2701 | 42.8879 | 1159.729 | 821.8923 | 1125.6892 | 686.2904 | 13850.7449 | 61350.0896 | 136469.7674 | 211670.6019 | 2708396.5007 | 2922787.233 | 2.684% | 3003396.5854
DATA CENTER #139 | TERTIAIRE | DATA CENTER | 6678.3289 | 2021 | 92269.4955 | 246087.7973 | 1600 | 6 | 13741.9618 | 5292.2023 | 1144902.9338 | 715348.934 | 14 | 1491343.2184 | 461730.7161 | 82 | 535582.0173 | 153905.9618 | 7 | 18004.9713 | 8470.6704 | 3 | 76379.912 | 2773.7401 | 44016.6438 | 686.1001 | 12732.9504 | 81.7563 | 151.6577 | 0 | 17196.4655 | 107.425 | 0 | 432483.7309 | 95.78% | 4.224% | 3753.8922 | 8490.338 | 1157.0178 | 44.6287 | 1592.9193 | 994.0803 | 1333.8517 | 937.1633 | 21795.673 | 93862.1269 | 232994.093 | 348651.8928 | 4447803.1399 | 4800507.8847 | 17.43% | 5814084.029
DATA CENTER #140 | TERTIAIRE | DATA CENTER | 3085.7376 | 2008 | 33963.2519 | 75987.089 | 1000 | 4 | 8113.8408 | 1750.1156 | 387596.5333 | 362870.3092 | 7 | 397268.8963 | 140796.7443 | 42 | 190328.927 | 36668.4519 | 3 | 6383.9002 | 2702.5803 | 1 | 27620.1901 | 1079.339 | 16470.2698 | 205.2675 | 3644.0518 | 47.3074 | 48.4687 | 0 | 5353.5688 | 59.6625 | 0 | 238039.7199 | 82.76% | 17.24% | 2526.3053 | 4074.833 | 597.3679 | 19.5604 | 762.2371 | 529.7663 | 895.588 | 454.8964 | 6846.3204 | 40333.6003 | 119819.5651 | 166999.4859 | 1504639.7949 | 1673043.1273 | 12.28% | 1907156.7122
DATA CENTER #141 | TERTIAIRE | DATA CENTER | 10430.9854 | 2011 | 148173.9735 | 367431.8215 | 2500 | 6 | 18948.3536 | 5104.6774 | 1682468.5452 | 1251065.0824 | 25 | 1666928.9086 | 491643.4037 | 175 | 613954.2954 | 173575.6995 | 11 | 21859.3962 | 9067.3342 | 5 | 75617.3467 | 4648.1996 | 78178.5094 | 846.3787 | 15411.026 | 148.4335 | 208.66 | 0 | 31037.095 | 148.3042 | 0 | 690652.2061 | 93.52% | 6.48% | 7223.6031 | 17959.7933 | 1582.1403 | 71.1658 | 2512.7898 | 1931.3021 | 2806.0691 | 1541.1844 | 30893.0346 | 131660.5715 | 399271.5888 | 561825.1949 | 5841468.296 | 6407225.2228 | 14.84% | 7523391.533
DATA CENTER #142 | TERTIAIRE | DATA CENTER | 17259.4981 | 2019 | 329858.6385 | 726610.618 | 2500 | 6 | 22627.1525 | 10177.8104 | 2131374.7953 | 2599936.1631 | 32 | 3161052.2474 | 917368.191 | 241 | 1455605.433 | 313328.4693 | 20 | 33245.9112 | 21520.5777 | 8 | 224680.1607 | 6648.9766 | 149677.0293 | 1737.5902 | 27150.1663 | 306.6316 | 385.2818 | 0 | 37134.5763 | 258.7339 | 0 | 1366116.7663 | 94.15% | 5.85% | 13454.9548 | 19651.4091 | 2882.0458 | 135.8155 | 3161.676 | 3381.4466 | 4483.9071 | 1847.145 | 60931.9496 | 290481.5167 | 605519.1345 | 956932.6008 | 10512623.6553 | 11477481.1658 | 3.008% | 11833452.6432
DATA CENTER #143 | TERTIAIRE | DATA CENTER | 5325.9308 | 2015 | 80716.6123 | 163413.5026 | 1600 | 6 | 14825.1757 | 3075.8412 | 967595.9367 | 729686.584 | 10 | 1056576.7216 | 298664.2042 | 86 | 395866.8004 | 72147.9966 | 4 | 10320.1969 | 5823.7447 | 2 | 40696.9794 | 1725.1415 | 33318.432 | 412.6917 | 6027.2528 | 96.774 | 99.7313 | 0 | 17306.5792 | 86.1621 | 0 | 335839.6703 | 93.44% | 6.562% | 3141.3492 | 6401.033 | 771.5996 | 42.6704 | 1331.254 | 941.2559 | 1195.1779 | 724.9687 | 16431.6237 | 80054.1217 | 192913.8825 | 289399.6279 | 3370034.5349 | 3661750.5922 | 4.365% | 3828872.5047
DATA CENTER #144 | TERTIAIRE | DATA CENTER | 2237.0118 | 2021 | 40369.3527 | 96033.1086 | 800 | 6 | 7518.6602 | 1359.3438 | 349472.1861 | 387532.0786 | 4 | 458292.1632 | 117464.5357 | 33 | 171730.4565 | 52641.1783 | 2 | 5326.5763 | 2477.0994 | 1 | 24631.3307 | 867.6971 | 19473.1318 | 203.6017 | 3523.4257 | 39.3051 | 51.9027 | 0 | 7058.9596 | 48.1434 | 0 | 187705.0422 | 85.88% | 14.12% | 1589.8751 | 3829.0771 | 366.8475 | 15.2431 | 556.4352 | 425.8127 | 489.9279 | 297.5809 | 5989.8506 | 29648.7952 | 72835.3443 | 108473.9901 | 1471804.8583 | 1581384.038 | 7.122% | 1702639.3931
DATA CENTER #145 | TERTIAIRE | DATA CENTER | 8243.67 | 2022 | 154496.7193 | 305590.9371 | 1600 | 6 | 13446.1977 | 7453.5207 | 1254673.5176 | 1026583.5473 | 17 | 1926249.3918 | 390519.7118 | 104 | 679179.9763 | 200058.798 | 7 | 24015.1689 | 11394.9677 | 4 | 104691.032 | 3770.6971 | 85524.9351 | 771.709 | 17138.1458 | 125.445 | 179.4461 | 0 | 23834.9865 | 132.1695 | 0 | 540540.6732 | 96.28% | 3.722% | 5627.364 | 14957.797 | 1383.3233 | 64.8032 | 1260.6891 | 1304.2045 | 2505.4919 | 869.8503 | 23286.3512 | 140350.9907 | 271549.9895 | 435187.3315 | 5557196.8944 | 5997926.3504 | 4.056% | 6251497.422
DATA CENTER #146 | TERTIAIRE | DATA CENTER | 11311.6107 | 2016 | 202107.5145 | 363497.4404 | 2500 | 6 | 21866.2366 | 8025.528 | 1655053.4413 | 1196786.171 | 23 | 2584824.0532 | 477180.4915 | 196 | 783252.3515 | 183829.8277 | 13 | 25987 | 11062.3075 | 6 | 121513.455 | 4087.0495 | 63207.036 | 882.7574 | 16518.9015 | 176.9213 | 200.1119 | 0 | 25141.2105 | 200.1028 | 0 | 1079704.5968 | 85.83% | 14.17% | 7222.3922 | 21001.8883 | 1378.8313 | 107.2987 | 1947.7018 | 2321.2707 | 2645.8342 | 1294.8371 | 34600.905 | 136158.2139 | 365304.1196 | 536063.2385 | 7462076.4208 | 8005287.4601 | 9.878% | 8882694.583
DATA CENTER #147 | TERTIAIRE | DATA CENTER | 6545.4759 | 2017 | 103741.9655 | 205975.0681 | 1600 | 6 | 15899.2047 | 4126.2329 | 1194378.9128 | 872394.0992 | 14 | 1002677.0986 | 285482.6122 | 97 | 575557.3946 | 141342.7936 | 5 | 11768.3238 | 9139.5207 | 3 | 62003.3714 | 2557.1667 | 57931.1481 | 501.6415 | 12313.0778 | 95.689 | 139.3563 | 0 | 20827.394 | 136.3192 | 0 | 390103.877 | 91.14% | 8.856% | 3700.2079 | 9591.3005 | 1199.829 | 61.0186 | 1078.8217 | 1118.4816 | 1390.6806 | 845.3271 | 18994.1342 | 79301.9836 | 180115.0334 | 278411.1512 | 3929686.2202 | 4210955.6941 | 12.72% | 4824544.4386
DATA CENTER #148 | TERTIAIRE | DATA CENTER | 10242.6795 | 2015 | 141628.5329 | 360395.5551 | 2500 | 6 | 19471.5512 | 6774.8192 | 1588474.9519 | 959686.9751 | 21 | 1696821.7499 | 443065.5155 | 147 | 857997.5203 | 148363.4956 | 11 | 26705.8618 | 13724.5997 | 4 | 95962.5064 | 4741.4885 | 73951.1933 | 650.6012 | 17284.369 | 144.204 | 230.5031 | 0 | 30018.6739 | 138.5567 | 0 | 901935.2425 | 96.35% | 3.65% | 6410.1879 | 13176.3728 | 1460.6607 | 84.0126 | 1724.3949 | 1640.6991 | 2268.6621 | 1101.6369 | 30661.0605 | 107903.904 | 261417.908 | 399982.8725 | 6238162.7427 | 6642737.0488 | 13.93% | 7718039.1216
DATA CENTER #149 | TERTIAIRE | DATA CENTER | 11177.0401 | 2017 | 198976.1199 | 427373.3905 | 2500 | 6 | 23141.2593 | 9242.9528 | 1499185.0931 | 1187806.4979 | 28 | 2360284.2925 | 748483.0177 | 178 | 771840.9723 | 223103.2776 | 14 | 25663.4347 | 14150.5126 | 5 | 119630.8417 | 3526.4273 | 80590.8985 | 991.1944 | 20322.5123 | 208.9154 | 221.384 | 0 | 31799.9831 | 195.1552 | 0 | 867122.6748 | 86.52% | 13.48% | 8392.5521 | 16730.457 | 1742.5587 | 92.9358 | 2205.8751 | 2065.9113 | 3185.2708 | 1297.4199 | 38795.0288 | 177153.6337 | 340889.2323 | 556837.8948 | 6964767.3549 | 7526735.1873 | 7.902% | 8172504.084
DATA CENTER #150 | TERTIAIRE | DATA CENTER | 17427.4972 | 2018 | 218196.8747 | 480241.8203 | 2500 | 6 | 23422.598 | 13705.9157 | 3182871.1234 | 2773150.6946 | 41 | 3362283.368 | 853066.4413 | 269 | 1486082.8735 | 312449.7288 | 21 | 39945.2772 | 21296.2986 | 8 | 148641.0891 | 5287.4473 | 149005.3062 | 1089.2744 | 28668.6982 | 325.4207 | 359.5484 | 0 | 44724.9419 | 371.269 | 0 | 1166210.7985 | 95.48% | 4.519% | 11211.9821 | 23760.5042 | 2111.2127 | 144.5799 | 4120.1612 | 2296.6597 | 3462.0749 | 1598.8904 | 42361.5711 | 270255.7781 | 547678.1815 | 860295.5306 | 11175426.1729 | 12045789.2896 | 11.59% | 13625068.0262
DATA CENTER #151 | TERTIAIRE | DATA CENTER | 15312.2199 | 2017 | 275441.8806 | 387380.7943 | 2500 | 6 | 19404.5438 | 12495.9053 | 2948653.4659 | 2302307.0574 | 37 | 2629679.8685 | 989150.1259 | 287 | 1240484.7499 | 339352.9904 | 14 | 36305.8949 | 19838.0985 | 9 | 131122.5249 | 4306.7291 | 144510.2744 | 1183.7304 | 26764.1173 | 292.9236 | 383.7928 | 0 | 34108.5156 | 297.794 | 0 | 1074014.4109 | 87.48% | 12.52% | 9783.6008 | 26634.4353 | 2068.605 | 143.9883 | 3606.3727 | 2848.1079 | 3144.1785 | 1800.4142 | 56013.4429 | 176933.189 | 370124.7222 | 603071.354 | 9641033.1298 | 10252131.7637 | 2.752% | 10542265.7883
DATA CENTER #152 | TERTIAIRE | DATA CENTER | 7667.9497 | 2020 | 98912.1582 | 208636.9519 | 1600 | 6 | 14361.8241 | 6653.3772 | 1499340.2372 | 1214129.6083 | 14 | 1304862.3266 | 422421.8226 | 113 | 720685.4148 | 154873.3989 | 9 | 21481.2059 | 9788.3495 | 4 | 96046.4326 | 2781.2359 | 53826.4789 | 736.0195 | 12319.9956 | 141.0665 | 150.5112 | 0 | 22903.6498 | 163.0823 | 0 | 502852.6078 | 85.58% | 14.42% | 5521.4663 | 14330.5792 | 1163.0595 | 75.128 | 1248.3832 | 1564.5037 | 2224.6036 | 990.7781 | 23011.7265 | 82630.2873 | 262674.3664 | 368316.3802 | 4892155.6682 | 5265505.0726 | 7.294% | 5679767.9582
DATA CENTER #153 | TERTIAIRE | DATA CENTER | 8512.2635 | 2010 | 135460.3015 | 277418.5148 | 1600 | 6 | 11788.8689 | 5258.9521 | 1196683.0654 | 967591.1113 | 15 | 1717341.7333 | 474151.5403 | 98 | 579282.362 | 149595.0547 | 11 | 13846.7638 | 10150.2602 | 5 | 91003.3061 | 3426.3332 | 47211.3412 | 536.1616 | 11520.3728 | 118.5615 | 131.5608 | 0 | 18748.0076 | 113.6462 | 0 | 617139.7809 | 94.2% | 5.799% | 5209.3556 | 14344.95 | 1472.7358 | 58.1767 | 1480.2991 | 1243.2139 | 2315.229 | 1174.7805 | 19904.7899 | 107551.8308 | 238681.2875 | 366137.9082 | 5083840.2779 | 5453359.7097 | 14.34% | 6366448.2097
DATA CENTER #154 | TERTIAIRE | DATA CENTER | 6750.5149 | 2019 | 115721.5915 | 206691.4668 | 1600 | 6 | 14079.8147 | 6296.3913 | 1125924.4448 | 810578.3167 | 11 | 1568659.2118 | 325287.3351 | 114 | 589411.0617 | 107441.9249 | 6 | 15857.6866 | 6917.8548 | 3 | 90235.8433 | 2290.0888 | 51350.2764 | 613.4574 | 9386.721 | 122.151 | 165.0277 | 0 | 15686.2693 | 120.6969 | 0 | 482177.7373 | 95.2% | 4.803% | 3956.5043 | 12425.0515 | 1192.5328 | 43.4767 | 1461.0664 | 1264.5468 | 1438.4487 | 664.2947 | 21515.8677 | 77139.2411 | 170373.1157 | 269028.2246 | 4598652.6272 | 4871296.2099 | 6.314% | 5199620.8325
DATA CENTER #155 | TERTIAIRE | DATA CENTER | 8000.9089 | 2020 | 112593.7083 | 225728.8697 | 1600 | 6 | 13350.8875 | 6724.3854 | 1075290.7864 | 937698.2281 | 18 | 1528130.3987 | 445449.176 | 130 | 749939.5785 | 149146.3491 | 8 | 15572.0781 | 9640.0383 | 4 | 85146.7004 | 3572.8553 | 50650.1771 | 645.5594 | 12782.2386 | 112.6289 | 139.06 | 0 | 28444.1996 | 107.9844 | 0 | 709913.1113 | 90.55% | 9.454% | 5649.0619 | 11021.8492 | 1180.5837 | 66.9212 | 1239.3154 | 1278.5432 | 1882.7658 | 742.3808 | 29255.4956 | 104308.0271 | 200091.5893 | 333655.112 | 4975414.1975 | 5313079.2667 | 8.218% | 5788821.0069
DATA CENTER #156 | TERTIAIRE | DATA CENTER | 15249.9227 | 2019 | 264236.8135 | 420613.9295 | 2500 | 6 | 23694.3956 | 8765.6876 | 1998599.6517 | 1798905.4297 | 23 | 2910273.0267 | 985892.6408 | 229 | 1328182.899 | 279228.115 | 12 | 35277.5352 | 14534.4903 | 6 | 158066.23 | 4798.0298 | 110685.5574 | 1368.2496 | 29718.1223 | 204.2975 | 299.4134 | 0 | 45637.4278 | 267.2118 | 0 | 1464568.23 | 90.76% | 9.241% | 8409.8797 | 26386.2816 | 3020.6582 | 106.4484 | 3006.8456 | 2348.7836 | 4266.929 | 1535.2615 | 60131.7886 | 261825.0506 | 378270.692 | 700227.5312 | 9560510.9393 | 10269405.0344 | 14.09% | 11953088.6794
DATA CENTER #157 | TERTIAIRE | DATA CENTER | 9159.1558 | 2023 | 168903.3038 | 270090.9804 | 1600 | 6 | 13531.1489 | 8137.5027 | 1606120.0455 | 1107680.736 | 17 | 2063992.8206 | 443233.909 | 124 | 910223.3741 | 228154.8592 | 11 | 21186.7254 | 11600.4054 | 4 | 118886.1704 | 4227.7474 | 62956.0799 | 691.3353 | 16919.1345 | 144.1301 | 170.3965 | 0 | 24073.2492 | 126.4356 | 0 | 677470.6524 | 86.59% | 13.41% | 4731.7368 | 17163.1115 | 1335.7053 | 60.8756 | 2041.4295 | 1379.7805 | 1824.1141 | 1272.486 | 31518.5696 | 106628.7553 | 265949.7024 | 404097.0273 | 6396206.4919 | 6804821.3857 | 7.899% | 7388431.3538
DATA CENTER #158 | TERTIAIRE | DATA CENTER | 7368.5205 | 2022 | 106988.7557 | 309435.8847 | 1600 | 6 | 15661.3339 | 6577.3115 | 1377467.5238 | 1178408.8254 | 15 | 1373198.9917 | 558119.9688 | 109 | 671184.6005 | 113649.7239 | 9 | 18687.53 | 8998.2365 | 4 | 75471.2097 | 2778.7359 | 51959.0402 | 579.4045 | 13721.0945 | 120.854 | 117.9318 | 0 | 26587.4205 | 123.7155 | 0 | 554780.5234 | 89.3% | 10.7% | 5259.3358 | 12606.0173 | 1165.5529 | 69.6189 | 1339.0786 | 1184.5198 | 2071.0773 | 1105.1357 | 25067.1965 | 102696.1861 | 200068.7748 | 327832.1574 | 4953882.4618 | 5285874.6477 | 10.86% | 5929644.8158
DATA CENTER #159 | TERTIAIRE | DATA CENTER | 6234.7912 | 2010 | 97853.7487 | 181000.4169 | 1600 | 6 | 13100.7231 | 3013.4255 | 780372.0866 | 823669.8055 | 15 | 928127.048 | 299948.7983 | 90 | 304550.0795 | 96633.8507 | 5 | 12996.1904 | 6759.1434 | 3 | 59983.1095 | 2042.3355 | 33154.1263 | 535.968 | 7360.7436 | 106.0029 | 159.4031 | 0 | 15203.7052 | 131.4085 | 0 | 369261.736 | 92.14% | 7.859% | 3784.7103 | 8743.2833 | 861.4574 | 45.7434 | 1137.2223 | 1097.3153 | 1504.1203 | 919.2628 | 15102.0741 | 77453.2322 | 244768.1866 | 337323.4928 | 3033239.6932 | 3373931.1713 | 4.136% | 3519504.217
DATA CENTER #160 | TERTIAIRE | DATA CENTER | 8042.5831 | 2021 | 107927.561 | 280695.9972 | 1600 | 6 | 14115.0083 | 6206.2897 | 1323820.674 | 853436.2631 | 13 | 1343140.1467 | 496463.2572 | 124 | 527907.7332 | 149586.6073 | 8 | 20007.8978 | 11100.1462 | 4 | 74594.8973 | 3253.0268 | 67881.7809 | 812.9831 | 11539.2459 | 123.7126 | 201.8331 | 0 | 24979.7366 | 109.9836 | 0 | 776423.3074 | 90.1% | 9.901% | 5765.3209 | 11330.0063 | 1284.9638 | 79.9376 | 1910.3334 | 1012.9255 | 2316.7057 | 796.5276 | 32621.3139 | 124900.9584 | 284208.7756 | 441731.048 | 4963514.3392 | 5409754.3607 | 18.14% | 6608159.0663
DATA CENTER #161 | TERTIAIRE | DATA CENTER | 8740.0192 | 2020 | 149544.1483 | 346815.4884 | 1600 | 6 | 12846.6353 | 6359.5807 | 1487650.8092 | 1038652.7602 | 17 | 1434378.9304 | 522382.5552 | 120 | 560750.7416 | 180126.1941 | 7 | 16741.4625 | 11240.0566 | 4 | 119454.9476 | 3862.9939 | 76967.1837 | 898.3548 | 13172.1888 | 137.8831 | 171.6413 | 0 | 26378.2978 | 143.108 | 0 | 784012.0969 | 88.83% | 11.17% | 6039.3067 | 11902.0658 | 1299.6991 | 86.0687 | 1649.4444 | 1539.0631 | 2114.9242 | 940.0557 | 31709.7748 | 115856.2096 | 220509.0897 | 368075.0741 | 5434791.5581 | 5809066.732 | 11.38% | 6555078.5323
DATA CENTER #162 | TERTIAIRE | DATA CENTER | 10279.6035 | 2021 | 167391.4748 | 443029.9237 | 2500 | 6 | 24667.2376 | 6214.7656 | 2037402.0946 | 1405488.152 | 25 | 1992461.9421 | 523816.2743 | 163 | 803951.0603 | 214100.5197 | 11 | 22998.6445 | 12451.1336 | 5 | 96765.2242 | 3403.1168 | 76484.5775 | 1004.5688 | 16603.8062 | 151.251 | 210.4737 | 0 | 34857.5361 | 176.0023 | 0 | 896639.7407 | 94.35% | 5.65% | 7977.8111 | 14104.2264 | 1285.3613 | 66.1345 | 2421.5476 | 2072.4316 | 2847.1253 | 1396.2472 | 31831.6185 | 160447.8459 | 351576.752 | 543856.2164 | 7133053.8931 | 7683214.5149 | 3.012% | 7921835.4376
DATA CENTER #163 | TERTIAIRE | DATA CENTER | 7811.4941 | 2011 | 107433.1751 | 276662.8398 | 1600 | 6 | 15987.2288 | 5244.218 | 1246325.6014 | 844474.0862 | 13 | 1346973.8285 | 381760.4218 | 95 | 455935.8211 | 126272.0568 | 10 | 11513.5912 | 7404.3561 | 3 | 81376.9413 | 2629.6896 | 59318.0388 | 670.1195 | 9257.4555 | 122.8523 | 184.6483 | 0 | 22397.1302 | 144.1964 | 0 | 572948.1504 | 91.6% | 8.398% | 4191.7491 | 9098.8891 | 1252.5208 | 62.426 | 1295.6303 | 1505.2828 | 1806.9519 | 888.3158 | 22394.5465 | 113524.006 | 277996.5847 | 413915.1372 | 4551445.9731 | 4968766.2168 | 10.62% | 5559238.3906
DATA CENTER #164 | TERTIAIRE | DATA CENTER | 2870.338 | 2019 | 45032.0781 | 115301.8524 | 800 | 6 | 6454.4861 | 2126.3633 | 360381.7347 | 350924.6121 | 5 | 680757.8538 | 153001.7521 | 34 | 272431.8611 | 58628.0229 | 3 | 7664.3609 | 2555.4922 | 2 | 27808.2815 | 900.8263 | 19083.4729 | 200.0062 | 4299.2492 | 53.8072 | 50.4507 | 0 | 6241.2992 | 55.5418 | 0 | 176981.5987 | 95.28% | 4.722% | 1698.2941 | 4243.1264 | 463.1823 | 21.0499 | 499.9716 | 580.3815 | 647.4765 | 338.695 | 10598.006 | 30815.7478 | 102713.3757 | 144127.1295 | 1849216.9822 | 1994979.3828 | 1.645% | 2028353.8306
DATA CENTER #165 | TERTIAIRE | DATA CENTER | 12132.9266 | 2021 | 197612.6014 | 367736.2058 | 2500 | 6 | 24752.1866 | 9027.7198 | 1697869.3714 | 1356776.1027 | 22 | 2451297.0038 | 747357.0265 | 202 | 816406.1268 | 278017.2814 | 14 | 24531.0071 | 15310.8588 | 6 | 108419.6799 | 4697.9288 | 88969.9352 | 1136.1407 | 23708.5368 | 180.9366 | 293.2235 | 0 | 35886.2852 | 191.3186 | 0 | 848655.9716 | 95.1% | 4.901% | 6733.4409 | 17279.9139 | 1490.5187 | 117.169 | 2113.381 | 1632.0847 | 3697.9605 | 1242.7454 | 40166.0763 | 215011.3685 | 461174.8347 | 716352.2795 | 7278852.7337 | 8002147.8226 | 6.499% | 8558353.7391
DATA CENTER #166 | TERTIAIRE | DATA CENTER | 8927.1866 | 2022 | 129843.0236 | 372698.1999 | 1600 | 6 | 12042.3974 | 5944.684 | 1616248.2285 | 1571920.2663 | 18 | 1674972.7369 | 518023.7391 | 104 | 888411.0287 | 174443.4395 | 8 | 19882.1143 | 13484.3804 | 4 | 122517.6774 | 3020.2703 | 67992.9207 | 559.7954 | 13814.757 | 131.7093 | 210.657 | 0 | 28047.7067 | 139.6651 | 0 | 808607.8272 | 91.13% | 8.873% | 4894.8759 | 12309.6868 | 1621.6963 | 73.253 | 1550.1773 | 1133.0785 | 2126.7884 | 873.8029 | 22821.7304 | 144037.8109 | 280029.3077 | 446888.849 | 6216037.6887 | 6667121.9854 | 2.954% | 6870095.2129
DATA CENTER #167 | TERTIAIRE | DATA CENTER | 4811.8352 | 2011 | 71261.0884 | 151739.4778 | 1000 | 6 | 8045.5545 | 2940.7812 | 567897.5616 | 549779.4147 | 7 | 741182.4877 | 271761.683 | 88 | 278309.1569 | 72791.3017 | 4 | 9625.3657 | 4659.2113 | 3 | 36113.5613 | 1372.6896 | 39448.6986 | 411.5471 | 6496.2952 | 62.9998 | 103.2491 | 0 | 11338.4999 | 64.6728 | 0 | 316175.1217 | 87.51% | 12.49% | 2905.2166 | 6363.4603 | 783.7765 | 35.0103 | 875.6645 | 837.631 | 1122.6236 | 670.7591 | 14824.6955 | 47310.5522 | 159443.4168 | 221578.6645 | 2411566.1637 | 2635211.1643 | 5.775% | 2796712.418
DATA CENTER #168 | TERTIAIRE | DATA CENTER | 3207.1198 | 2015 | 37577.7778 | 83735.8482 | 1000 | 4 | 8718.0469 | 2530.9992 | 526612.4034 | 368109.0001 | 8 | 596958.3759 | 145951.4689 | 49 | 286349.8282 | 57891.8386 | 4 | 6680.3039 | 3995.7286 | 1 | 31553.2425 | 1336.5608 | 28879.0868 | 317.7323 | 3748.2042 | 42.2778 | 55.1257 | 0 | 9975.0334 | 48.9038 | 0 | 186053.058 | 88.31% | 11.69% | 2236.7306 | 4993.565 | 562.4153 | 20.7316 | 737.3566 | 431.4922 | 864.0064 | 432.225 | 8954.5922 | 41611.7708 | 127248.1296 | 177814.4926 | 1945163.8005 | 2124294.7216 | 9.549% | 2348565.3417
DATA CENTER #169 | TERTIAIRE | DATA CENTER | 13613.4127 | 2019 | 226720.3825 | 364108.0564 | 2500 | 6 | 20810.999 | 10229.7117 | 1782706.283 | 2213974.9265 | 21 | 2490913.392 | 947572.0576 | 259 | 966984.0283 | 274798.6523 | 15 | 26419.3246 | 15996.9542 | 8 | 163824.7251 | 5433.1817 | 115081.5075 | 1080.4447 | 19236.8717 | 183.7137 | 220.9454 | 0 | 46305.7352 | 237.6427 | 0 | 1268813.6543 | 93.21% | 6.789% | 9426.4416 | 24206.1358 | 2321.9475 | 89.0404 | 3014.0969 | 2254.717 | 3300.8323 | 1850.858 | 42258.2352 | 170702.6211 | 488086.7663 | 701047.6225 | 8086130.0926 | 8793949.4652 | 6.697% | 9425135.979
DATA CENTER #170 | TERTIAIRE | DATA CENTER | 12931.9473 | 2020 | 197559.2039 | 443520.5125 | 2500 | 6 | 24655.3165 | 7705.7258 | 1844992.458 | 1766089.3279 | 30 | 2021389.696 | 616817.9258 | 192 | 1046889.7904 | 185850.8246 | 15 | 35673.1361 | 13295.2731 | 7 | 152816.3629 | 3885.6007 | 119027.0366 | 884.2497 | 20533.1384 | 223.7667 | 272.1872 | 0 | 33965.6859 | 277.0418 | 0 | 1028317.5912 | 90.25% | 9.748% | 7882.4071 | 16269.2435 | 2299.1046 | 100.0055 | 3147.1971 | 2156.0708 | 2658.8489 | 1379.8282 | 50803.9272 | 202131.7548 | 345684.2994 | 598619.9813 | 7571593.9272 | 8175929.7245 | 17.15% | 9868008.0999
DATA CENTER #171 | TERTIAIRE | DATA CENTER | 16799.2632 | 2009 | 231050.507 | 433523.1337 | 2500 | 6 | 17754.4223 | 9183.2311 | 2280432.7296 | 1541188.924 | 28 | 2448191.4279 | 893363.236 | 221 | 871180.7043 | 256398.9659 | 17 | 38523.1161 | 13243.8095 | 7 | 152714.5327 | 5830.6722 | 118709.8294 | 1159.0085 | 18479.3345 | 331.5627 | 396.7565 | 0 | 34288.2823 | 260.5301 | 0 | 920416.8373 | 89.04% | 10.96% | 12184.4902 | 23501.8661 | 2172.3303 | 112.827 | 3948.4344 | 2079.5103 | 5230.0719 | 2020.0461 | 34612.4475 | 227321.7334 | 617812.4903 | 879746.6712 | 8215613.3511 | 9101125.8435 | 11.05% | 10231420.3518
DATA CENTER #172 | TERTIAIRE | DATA CENTER | 6043.121 | 2012 | 77239.468 | 216607.6839 | 1600 | 6 | 12641.546 | 4915.4002 | 1001629.1645 | 557090.8189 | 13 | 1207036.7317 | 259699.8773 | 111 | 418011.8505 | 111271.7506 | 5 | 11508.3034 | 7540.8127 | 3 | 65209.1455 | 2755.0156 | 42846.6342 | 566.2487 | 6379.6075 | 87.8866 | 145.6074 | 0 | 15067.8041 | 92.0487 | 0 | 382251.0077 | 91.9% | 8.104% | 3669.8801 | 7311.8563 | 1116.7905 | 46.7988 | 1181.7234 | 751.6309 | 1906.6721 | 845.9694 | 13513.9532 | 56243.0371 | 233453.7531 | 303210.7435 | 3697339.4121 | 4003365.9945 | 15.09% | 4714970.605
DATA CENTER #173 | TERTIAIRE | DATA CENTER | 5904.1722 | 2021 | 88539.1124 | 176331.6241 | 1600 | 6 | 15810.5977 | 3867.4463 | 765232.849 | 1005819.327 | 9 | 986471.1883 | 446996.3299 | 97 | 532644.0946 | 126810.4849 | 7 | 13726.0924 | 7791.6226 | 3 | 58843.2753 | 2350.5751 | 53335.138 | 518.7158 | 11382.5885 | 76.4281 | 105.8827 | 0 | 15669.8576 | 98.7015 | 0 | 521262.1036 | 86.2% | 13.8% | 3774.9382 | 10876.5041 | 821.169 | 48.8985 | 1065.1852 | 819.4765 | 1230.8087 | 567.5004 | 23852.8121 | 105242.2434 | 223695.3333 | 352790.3888 | 3526977.9677 | 3882394.567 | 10.45% | 4335437.4714
DATA CENTER #174 | TERTIAIRE | DATA CENTER | 7473.2809 | 2018 | 114256.0683 | 261171.1101 | 1600 | 6 | 12231.0023 | 6889.5871 | 1137852.6719 | 780692.3226 | 16 | 1415559.8132 | 490191.6579 | 91 | 599547.3399 | 115916.5063 | 8 | 13124.5591 | 8044.5514 | 3 | 61677.5675 | 3322.5793 | 62820.1271 | 503.8052 | 9960.0816 | 123.5547 | 131.0924 | 0 | 21236.4869 | 159.3319 | 0 | 708194.1494 | 93.13% | 6.872% | 5619.868 | 10429.3394 | 1450.7394 | 68.0447 | 1665.3444 | 1285.0805 | 2403.9505 | 724.9591 | 21479.3366 | 92621.0729 | 252195.0916 | 366295.5011 | 4757020.8856 | 5127422.4964 | 5.09% | 5402411.5415
DATA CENTER #175 | TERTIAIRE | DATA CENTER | 13697.4094 | 2021 | 243333.4619 | 449897.9183 | 2500 | 6 | 19053.699 | 9859.7766 | 1983101.2421 | 1915802.6073 | 26 | 2490864.4708 | 726598.2631 | 175 | 878491.1986 | 223450.6758 | 17 | 29598.3516 | 17343.0997 | 6 | 146471.6144 | 4166.9183 | 137601.9064 | 1134.1233 | 23063.2377 | 263.8404 | 317.0698 | 0 | 42421.0552 | 281.5277 | 0 | 923661.3223 | 84.48% | 15.52% | 8905.0437 | 23473.737 | 2497.3629 | 109.4178 | 3108.8762 | 2454.7296 | 3193.7376 | 1381.6624 | 54974.1178 | 188950.5818 | 458675.5425 | 702600.242 | 7991832.4632 | 8703411.4624 | 15.49% | 10298989.0873
DATA CENTER #176 | TERTIAIRE | DATA CENTER | 6041.4182 | 2013 | 68885.9495 | 138414.8363 | 1600 | 4 | 13928.4295 | 4927.4826 | 1050630.6668 | 648356.3682 | 15 | 844034.6206 | 239393.7439 | 113 | 376808.1634 | 107749.6711 | 5 | 10709.037 | 6775.085 | 4 | 54263.4939 | 2714.2328 | 37363.9178 | 585.4963 | 6863.7096 | 117.132 | 135.8903 | 0 | 16387.4165 | 104.7124 | 0 | 446970.6077 | 89.86% | 10.14% | 4797.4812 | 7533.9454 | 964.7964 | 43.8114 | 1310.8352 | 887.8865 | 1234.6089 | 692.7651 | 18281.9626 | 63618.12 | 203631.1708 | 285531.2535 | 3297601.6094 | 3585545.8398 | 15.12% | 4224310.585
DATA CENTER #177 | TERTIAIRE | DATA CENTER | 4233.2464 | 2023 | 65363.777 | 169366.1226 | 1000 | 6 | 9768.0901 | 3272.4678 | 779604.2692 | 546909.8209 | 6 | 1007398.2212 | 293418.1393 | 81 | 389672.5162 | 97798.1936 | 3 | 12352.1271 | 5959.8915 | 2 | 58057.0834 | 1867.8367 | 36136.2482 | 329.4042 | 6192.1874 | 64.8284 | 88.8646 | 0 | 15078.8192 | 90.6681 | 0 | 449011.3144 | 91.73% | 8.273% | 3339.8282 | 7031.1022 | 775.6795 | 32.3293 | 675.7084 | 551.1983 | 1092.1667 | 506.6087 | 12901.4747 | 73718.0577 | 146376.4945 | 232996.0269 | 3235330.645 | 3471469.2668 | 1.995% | 3542146.5743
DATA CENTER #178 | TERTIAIRE | DATA CENTER | 1630.7794 | 2015 | 18922.1435 | 41754.6112 | 800 | 4 | 6313.4728 | 1038.892 | 242616.7061 | 208309.2942 | 3 | 352837.1139 | 88066.9948 | 20 | 109035.7695 | 21270.8619 | 1 | 3047.1029 | 1926.5129 | 1 | 16145.4918 | 553.4022 | 12044.9864 | 130.7277 | 2286.855 | 22.7046 | 39.951 | 0 | 3328.8524 | 31.6785 | 0 | 142825.6448 | 94.11% | 5.885% | 1155.7954 | 2492.536 | 236.0306 | 12.8498 | 385.0201 | 279.6088 | 456.5125 | 206.1858 | 4411.3462 | 16012.3119 | 62848.1594 | 83271.8174 | 1015375.8339 | 1099364.4275 | 14.07% | 1279339.168
DATA CENTER #179 | TERTIAIRE | DATA CENTER | 15753.145 | 2021 | 251669.5875 | 520376.5067 | 2500 | 6 | 18262.7842 | 15434.7339 | 2397388.184 | 2458354.5828 | 34 | 2500679.369 | 1065583.6798 | 247 | 1167751.6477 | 367031.7919 | 19 | 36807.8598 | 15198.0151 | 9 | 147508.7532 | 4939.6434 | 107083.1629 | 1058.2748 | 25084.77 | 221.5675 | 288.9822 | 0 | 53132.2941 | 285.646 | 0 | 1557246.2395 | 87.63% | 12.37% | 12980.6189 | 19948.3144 | 3049.161 | 106.3962 | 3591.1412 | 2596.5179 | 4647.213 | 2131.5872 | 55011.495 | 277968.7321 | 511000.0766 | 843980.3038 | 9579058.9437 | 10432809.1916 | 5.348% | 11022289.8057
DATA CENTER #180 | TERTIAIRE | DATA CENTER | 2439.3676 | 2010 | 32730.7518 | 75466.27 | 800 | 4 | 7743.516 | 1199.1976 | 298536.8421 | 253047.0095 | 4 | 361823.881 | 139038.2792 | 45 | 134974.4897 | 43655.1619 | 2 | 4338.7853 | 2099.93 | 1 | 19263.7665 | 841.5295 | 13626.7492 | 218.9611 | 2986.2433 | 46.9999 | 39.9715 | 0 | 6243.5814 | 36.4927 | 0 | 156119.6672 | 90.84% | 9.155% | 1678.2921 | 3065.2197 | 309.348 | 16.7929 | 467.2377 | 372.3414 | 552.9596 | 352.6166 | 7589.6679 | 33763.1063 | 86577.7773 | 127930.5516 | 1207530.8836 | 1336827.8489 | 12.45% | 1526847.9693
DATA CENTER #181 | TERTIAIRE | DATA CENTER | 13283.7331 | 2011 | 187541.6973 | 301400.8666 | 2500 | 6 | 24732.0574 | 6562.5489 | 1961371.8713 | 1407342.8128 | 22 | 2002210.5885 | 677720.3072 | 242 | 859010.0199 | 184788.6257 | 14 | 24234.2141 | 16054.8825 | 7 | 109783.1966 | 3809.9585 | 98133.1287 | 982.3879 | 15252.4723 | 209.8719 | 233.3667 | 0 | 28686.8842 | 179.8945 | 0 | 959939.7473 | 91.75% | 8.248% | 10617.52 | 19896.8409 | 2236.3895 | 100.4318 | 2734.8985 | 2165.2169 | 3263.4116 | 1696.6538 | 40184.8214 | 164354.7137 | 385735.1231 | 590274.6582 | 7102843.6591 | 7699064.5549 | 16.39% | 9208543.3764
DATA CENTER #182 | TERTIAIRE | DATA CENTER | 16768.5088 | 2016 | 252215.8241 | 623937.386 | 2500 | 6 | 19267.2257 | 14712.7154 | 3022683.9029 | 2201604.4298 | 33 | 2572799.895 | 845551.654 | 302 | 1476383.4169 | 323086.5224 | 15 | 29533.1633 | 16218.4629 | 6 | 203020.6397 | 6291.0699 | 117202.7746 | 1614.1101 | 20775.743 | 293.0672 | 278.0212 | 0 | 49776.1514 | 340.9357 | 0 | 1033149.4363 | 89.7% | 10.3% | 9593.9003 | 24463.0258 | 2794.7287 | 107.4638 | 2710.2621 | 3135.8249 | 4195.9073 | 1824.1569 | 59127.1106 | 167232.8888 | 571686.4483 | 798046.4477 | 10133698.2563 | 10940334.8524 | 11.17% | 12316271.5722
DATA CENTER #183 | TERTIAIRE | DATA CENTER | 1723.9711 | 2017 | 24766.5473 | 62635.589 | 800 | 4 | 7438.3934 | 1379.3188 | 329337.2426 | 256991.5947 | 3 | 397138.4169 | 101394.8585 | 26 | 106852.7381 | 32701.9684 | 1 | 3978.0632 | 2115.9615 | 1 | 14150.7935 | 638.419 | 14186.3312 | 140.7165 | 2507.9195 | 22.0264 | 31.3765 | 0 | 3756.8763 | 27.5888 | 0 | 109164.1773 | 94.09% | 5.913% | 1054.4533 | 2351.7569 | 296.799 | 12.5779 | 385.5995 | 332.5319 | 402.4738 | 219.8751 | 4731.2001 | 26069.1222 | 42691.5158 | 73491.8381 | 1156564.6511 | 1230892.2971 | 7.449% | 1329964.3707
DATA CENTER #184 | TERTIAIRE | DATA CENTER | 2019.9396 | 2017 | 32419.3755 | 77637.3748 | 800 | 6 | 7332.8698 | 1658.1727 | 364685.6087 | 227281.5987 | 4 | 439415.561 | 140044.0311 | 29 | 169419.3273 | 33638.2273 | 2 | 4870.5993 | 1724.2716 | 1 | 23664.4907 | 841.0852 | 18990.7604 | 148.3756 | 2604.732 | 32.4525 | 49.5925 | 0 | 4400.8102 | 39.5088 | 0 | 158709.7053 | 86.47% | 13.53% | 1480.385 | 3732.7723 | 354.4715 | 14.3019 | 411.582 | 355.5947 | 507.853 | 188.6953 | 6047.0312 | 26194.2231 | 76591.5458 | 108832.8001 | 1398473.4862 | 1508468.0246 | 4.803% | 1584581.8317
DATA CENTER #185 | TERTIAIRE | DATA CENTER | 1665.7071 | 2016 | 24726.8157 | 59927.8658 | 800 | 4 | 7009.9904 | 932.4547 | 277284.2668 | 225357.2505 | 4 | 352936.6167 | 109066.7411 | 27 | 131080.5771 | 30867.8576 | 2 | 4016.9769 | 1912.0312 | 1 | 19994.7662 | 503.9619 | 13202.8936 | 158.4045 | 2536.0249 | 29.0833 | 31.8689 | 0 | 5406.0513 | 22.8731 | 0 | 110457.4718 | 96.53% | 3.471% | 1082.2068 | 2521.0029 | 321.8122 | 15.4494 | 344.6677 | 252.1335 | 461.4588 | 202.2422 | 5173.308 | 21001.2468 | 58923.6286 | 85098.1835 | 1081271.2429 | 1167474.2262 | 5.833% | 1239794.963
DATA CENTER #186 | TERTIAIRE | DATA CENTER | 11721.7085 | 2018 | 187511.5263 | 452642.884 | 2500 | 6 | 18726.6488 | 9764.7625 | 1828897.5152 | 1824622.2699 | 23 | 2054037.5195 | 674161.0434 | 154 | 798617.9591 | 178558.1959 | 13 | 21288.5862 | 16147.8007 | 7 | 135135.7214 | 4566.2421 | 93971.7712 | 1037.7528 | 17912.0989 | 172.4558 | 214.9924 | 0 | 30467.3371 | 242.1037 | 0 | 780575.209 | 91.82% | 8.175% | 6499.2597 | 19325.1442 | 1482.8556 | 70.6886 | 1792.5629 | 1466.1788 | 2582.814 | 1654.6149 | 28172.7956 | 146089.333 | 411240.2319 | 585502.3604 | 6921127.3011 | 7513094.453 | 4.603% | 7875572.5374
DATA CENTER #187 | TERTIAIRE | DATA CENTER | 11587.7127 | 2014 | 132284.9042 | 341937.0308 | 2500 | 6 | 21763.9841 | 6571.3604 | 1317979.0694 | 1203628.4234 | 25 | 2085660.7013 | 660414.1023 | 142 | 905001.3607 | 240590.7689 | 14 | 29873.5483 | 14674.3608 | 5 | 110381.7069 | 3366.8152 | 65303.7838 | 987.572 | 16167.2638 | 204.9948 | 296.5592 | 0 | 35633.2689 | 236.3887 | 0 | 1018869.9234 | 89.75% | 10.25% | 8274.4872 | 21538.0682 | 2207.8883 | 94.0823 | 2116.0711 | 1970.1636 | 3100.7599 | 1333.989 | 29105.6296 | 168773.0997 | 448283.2491 | 646161.9784 | 6582185.9209 | 7233553.7445 | 14.26% | 8436514.0388
DATA CENTER #188 | TERTIAIRE | DATA CENTER | 8986.4866 | 2014 | 121529.3422 | 256962.5501 | 1600 | 6 | 15874.5098 | 6205.6954 | 1612804.6736 | 833052.0275 | 17 | 1890796.6083 | 526443.117 | 149 | 594346.7529 | 174956.7615 | 11 | 21161.5147 | 8227.2249 | 4 | 80111.1942 | 3694.1531 | 50544.5415 | 703.1394 | 15024.8814 | 110.8735 | 183.2461 | 0 | 24206.0341 | 139.8824 | 0 | 565004.1542 | 92.38% | 7.617% | 4749.0161 | 11120.5804 | 1188.9933 | 82.1007 | 1733.4277 | 1527.9789 | 2377.7743 | 1151.5696 | 24681.2668 | 108341.1581 | 230787.0765 | 363809.5014 | 5644808.7729 | 6012906.2621 | 14.78% | 7055684.0539
DATA CENTER #189 | TERTIAIRE | DATA CENTER | 11746.8343 | 2008 | 122399.2869 | 310513.3891 | 2500 | 6 | 18671.4744 | 5383.2695 | 1310387.2445 | 1227134.744 | 24 | 2047075.5422 | 590395.7741 | 147 | 615406.9638 | 186228.7106 | 11 | 17647.5842 | 9955.7764 | 6 | 122876.756 | 3798.026 | 80698.9901 | 734.1663 | 13839.1499 | 156.4226 | 222.4238 | 0 | 27185.231 | 215.7987 | 0 | 919430.0453 | 88.23% | 11.77% | 6577.1178 | 18877.4542 | 2144.1991 | 79.1077 | 1844.6243 | 2238.6609 | 2809.5267 | 1259.6464 | 27344.5489 | 116027.5173 | 417408.722 | 560780.7881 | 6027794.3499 | 6593116.1431 | 17.91% | 8031516.4841
DATA CENTER #190 | TERTIAIRE | DATA CENTER | 10315.8115 | 2018 | 186764.4953 | 280340.1109 | 2500 | 6 | 24680.0969 | 5944.6401 | 1916842.6068 | 1136340.0359 | 22 | 2177616.8054 | 478620.9613 | 127 | 912067.005 | 156970.239 | 12 | 28673.0555 | 10536.9155 | 4 | 117326.6474 | 4272.1981 | 60385.1355 | 1013.1978 | 14252.1393 | 143.9673 | 260.5367 | 0 | 28659.6836 | 164.1529 | 0 | 1007072.4582 | 97.14% | 2.857% | 8012.3941 | 13347.188 | 1254.4524 | 64.5666 | 2025.3486 | 1420.6698 | 2906.3738 | 1045.4553 | 37122.0401 | 167229.6859 | 351739.8671 | 556091.5932 | 7293467.028 | 7855421.1862 | 12.42% | 8969800.3662
DATA CENTER #191 | TERTIAIRE | DATA CENTER | 2184.0988 | 2021 | 37034.9812 | 91472.0401 | 800 | 6 | 6741.819 | 1382.8624 | 310133.6663 | 325611.9837 | 5 | 408808.4305 | 104263.5068 | 31 | 201894.1737 | 38925.5623 | 3 | 6078.3097 | 3173.6965 | 1 | 24231.0644 | 1011.9864 | 22163.2026 | 217.2388 | 2968.483 | 37.7506 | 34.376 | 0 | 5611.3148 | 45.9112 | 0 | 167981.0963 | 94.27% | 5.729% | 1330.3762 | 3021.15 | 394.8097 | 14.0216 | 404.1091 | 310.309 | 610.1021 | 277.0575 | 5987.7974 | 35170.2013 | 61404.0451 | 102562.0439 | 1388398.4468 | 1492327.1018 | 8.685% | 1634271.538
DATA CENTER #192 | TERTIAIRE | DATA CENTER | 15528.0434 | 2015 | 199482.3385 | 552139.4378 | 2500 | 6 | 24361.0457 | 10297.2947 | 2072817.7711 | 2092552.6203 | 31 | 2499281.0443 | 1042785.1017 | 189 | 1074427.2719 | 266117.7743 | 18 | 41154.4643 | 19900.7126 | 8 | 123132.9987 | 5415.4731 | 140403.7099 | 1050.5837 | 25306.4595 | 296.9399 | 320.1545 | 0 | 40061.6349 | 314.9822 | 0 | 985771.3618 | 92.49% | 7.51% | 9682.4817 | 20225.3417 | 2036.6356 | 98.8677 | 3301.2746 | 2052.1284 | 3236.3462 | 2071.8801 | 39080.4915 | 208685.0954 | 538792.6644 | 786558.2513 | 8421216.5113 | 9215939.5896 | 17.32% | 11146490.1692
DATA CENTER #193 | TERTIAIRE | DATA CENTER | 3330.1715 | 2023 | 51233.6607 | 119519.3364 | 1000 | 6 | 9513.5368 | 2437.9871 | 649648.0142 | 368858.0464 | 6 | 655614.5986 | 170509.9385 | 62 | 311904.1776 | 65086.0182 | 3 | 7161.1942 | 4643.6607 | 2 | 47080.2923 | 988.1816 | 24293.1417 | 300.7617 | 4533.0974 | 55.3501 | 54.1579 | 0 | 9588.3356 | 50.1693 | 0 | 280362.9024 | 90.89% | 9.11% | 1779.2012 | 4478.7825 | 489.1648 | 33.1556 | 620.4217 | 565.4587 | 794.1638 | 443.1757 | 9185.9876 | 54471.0729 | 117067.2094 | 180724.2699 | 2340937.6055 | 2524092.4626 | 7.985% | 2743141.6626
DATA CENTER #194 | TERTIAIRE | DATA CENTER | 16971.4515 | 2015 | 223613.4882 | 500766.8948 | 2500 | 6 | 19960.9891 | 14455.6819 | 2438265.0229 | 1878039.4081 | 26 | 2978949.0666 | 860241.6907 | 282 | 1354905.7437 | 287138.1205 | 18 | 31692.244 | 16816.1195 | 9 | 160225.9938 | 5993.7149 | 115014.2299 | 1488.7237 | 21409.5124 | 266.3692 | 270.6738 | 0 | 38455.8353 | 362.3759 | 0 | 1269372.9337 | 91.79% | 8.206% | 8654.2527 | 29401.7944 | 3357.8521 | 166.8309 | 2615.9616 | 2636.8438 | 4037.9815 | 1974.1339 | 40570.2574 | 188663.2932 | 541853.874 | 771087.4245 | 9856187.426 | 10637759.8203 | 13.35% | 12276200.7058
DATA CENTER #195 | TERTIAIRE | DATA CENTER | 7390.6037 | 2015 | 134309.7975 | 207657.8276 | 1600 | 6 | 11549.4862 | 6373.0453 | 1230746.9743 | 853256.0054 | 14 | 1154347.6299 | 371637.209 | 136 | 537892.0398 | 98323.4478 | 8 | 18342.6371 | 9786.6863 | 4 | 77789.7009 | 2295.621 | 47844.925 | 535.0038 | 10260.9281 | 115.7695 | 133.1512 | 0 | 14688.1412 | 158.211 | 0 | 616891.3209 | 92.13% | 7.873% | 5835.6347 | 12710.1679 | 1354.8247 | 51.9878 | 1821.6833 | 1506.3248 | 2258.0986 | 702.8228 | 24912.6315 | 75129.3792 | 194334.7816 | 294376.7923 | 4370045.6795 | 4669183.7597 | 16.7% | 5605276.623
DATA CENTER #196 | TERTIAIRE | DATA CENTER | 16687.1242 | 2016 | 284897.752 | 415557.9493 | 2500 | 6 | 22179.8766 | 10370.7761 | 2373294.2642 | 1661015.3834 | 37 | 2320570.2266 | 1096583.8429 | 260 | 987757.9455 | 252961.7224 | 15 | 40133.9201 | 16502.5132 | 9 | 149766.6426 | 6467.301 | 150351.9729 | 1614.9581 | 29044.6611 | 330.5903 | 332.7634 | 0 | 39739.1474 | 358.1484 | 0 | 1214193.2348 | 89.47% | 10.53% | 9413.4794 | 20945.2165 | 2262.6587 | 164.0974 | 3917.5319 | 2690.1566 | 4700.4005 | 1817.5871 | 56603.0204 | 180350.3158 | 486983.7605 | 723937.0967 | 8675728.5046 | 9409632.3484 | 10.46% | 10508280.4275
DATA CENTER #197 | TERTIAIRE | DATA CENTER | 9892.5932 | 2012 | 150407.7637 | 276851.5414 | 1600 | 6 | 13698.1408 | 5064.2765 | 1736681.5694 | 1196100.4036 | 21 | 2053482.4298 | 404271.8627 | 156 | 588416.6736 | 163858.0525 | 10 | 16152.1097 | 8882.1973 | 4 | 98960.401 | 3336.275 | 79585.0659 | 763.6181 | 10449.2298 | 137.0428 | 214.1541 | 0 | 23144.9366 | 174.8854 | 0 | 732257.1719 | 96.54% | 3.459% | 7025.1384 | 15467.9247 | 1572.8676 | 96.6921 | 2201.0572 | 1275.2547 | 2873.6746 | 1291.8981 | 32325.659 | 102955.5881 | 347590.2678 | 482871.5149 | 6206127.2646 | 6692861.7579 | 17.15% | 8078502.3795
DATA CENTER #198 | TERTIAIRE | DATA CENTER | 10252.2712 | 2019 | 139392.8849 | 356728.1895 | 2500 | 6 | 22010.5663 | 6094.1898 | 1508403.9129 | 1592534.8686 | 17 | 2390155.2203 | 481533.8529 | 162 | 696232.5323 | 177250.5633 | 12 | 20171.2113 | 14487.3049 | 5 | 133363.6793 | 2875.0629 | 87490.0769 | 789.9922 | 12541.058 | 152.6303 | 256.9993 | 0 | 25330.0222 | 149.4376 | 0 | 629157.033 | 88.94% | 11.06% | 6932.1856 | 15303.49 | 1283.3587 | 96.8894 | 2446.5697 | 1905.0486 | 3122.775 | 1429.4176 | 26931.7269 | 140556.4586 | 370152.8553 | 537641.0408 | 6488774.3122 | 7033652.2163 | 10.96% | 7899190.3584
DATA CENTER #199 | TERTIAIRE | DATA CENTER | 8219.6947 | 2019 | 140701.9995 | 213362.748 | 1600 | 6 | 13781.4673 | 6974.8466 | 1032455.0815 | 880978.4543 | 19 | 1856378.1395 | 469941.2814 | 128 | 546094.5703 | 160217.8525 | 8 | 20203.3731 | 8964.4834 | 5 | 70077.1866 | 2378.477 | 78965.0039 | 516.1052 | 13885.482 | 155.2216 | 184.358 | 0 | 25509.0914 | 147.836 | 0 | 709664.3333 | 88.57% | 11.43% | 6338.6473 | 14806.2478 | 1490.965 | 63.0839 | 1319.1309 | 1030.4177 | 2454.8683 | 853.3981 | 32098.769 | 130157.8709 | 250020.5004 | 412277.1403 | 5125428.8499 | 5542538.304 | 16.89% | 6668560.7815
DATA CENTER #200 | TERTIAIRE | DATA CENTER | 16450.9421 | 2015 | 241141.9345 | 528775.1599 | 2500 | 6 | 18940.1082 | 11435.2596 | 2832962.7863 | 1853419.1497 | 40 | 2940260.9797 | 745003.0165 | 271 | 1352683.8888 | 253825.9746 | 16 | 41736.2382 | 14752.1996 | 9 | 166845.1366 | 4995.2522 | 129127.7782 | 1287.1196 | 22990.5859 | 281.2606 | 393.2497 | 0 | 39858.1149 | 239.1894 | 0 | 1402662.7912 | 89.22% | 10.78% | 10241.0779 | 21606.3676 | 3252.1096 | 123.8712 | 2665.7417 | 2629.2673 | 4356.4633 | 2225.2133 | 49333.6951 | 191485.4763 | 414761.192 | 655580.3634 | 10455957.5416 | 11118292.8816 | 17.9% | 13541578.2596
DATA CENTER #201 | TERTIAIRE | DATA CENTER | 4963.2714 | 2021 | 73022.6929 | 154855.7007 | 1000 | 6 | 8257.805 | 4697.5929 | 758963.194 | 798277.3643 | 8 | 1169678.0863 | 248993.0385 | 59 | 423217.3034 | 89824.3253 | 5 | 10155.8174 | 5481.927 | 2 | 56650.5454 | 1934.7244 | 45449.5226 | 460.372 | 7693.5653 | 70.3239 | 106.8591 | 0 | 15813.5052 | 80.1581 | 0 | 337554.7419 | 94.95% | 5.048% | 3188.323 | 8849.3911 | 978.2362 | 32.0788 | 853.6125 | 942.6926 | 1511.8146 | 592.2997 | 16488.1599 | 77277.8417 | 195830.5973 | 289596.5989 | 3312297.8006 | 3604945.4639 | 6.999% | 3876244.325
DATA CENTER #202 | TERTIAIRE | DATA CENTER | 9265.8953 | 2023 | 149004.4414 | 330543.5273 | 1600 | 6 | 14775.0407 | 6657.0099 | 1624314.7892 | 1016756.3666 | 21 | 2154639.1678 | 542629.1465 | 168 | 588104.8212 | 143292.771 | 9 | 28134.0314 | 12934.4893 | 5 | 85858.3133 | 2628.8522 | 76214.0947 | 613.3726 | 13550.4056 | 166.0055 | 161.9155 | 0 | 31795.3409 | 193.4933 | 0 | 818027.8932 | 90.22% | 9.779% | 6636.258 | 16186.0102 | 1461.2077 | 85.7469 | 1888.7962 | 1263.7415 | 2315.4021 | 968.8625 | 32286.8011 | 143822.2986 | 335688.45 | 511797.5497 | 6391975.0389 | 6908414.9281 | 7.092% | 7435790.9078
DATA CENTER #203 | TERTIAIRE | DATA CENTER | 14540.3198 | 2023 | 251094.8572 | 482648.9741 | 2500 | 6 | 24574.0058 | 10360.7922 | 3114233.7816 | 2528429.1002 | 31 | 3091854.7603 | 1025210.0357 | 263 | 1219213.5493 | 237347.3878 | 12 | 29454.2403 | 21363.5427 | 6 | 187042.041 | 4245.893 | 151399.4715 | 1374.426 | 20207.7932 | 294.0648 | 355.2291 | 0 | 54268.8355 | 295.2468 | 0 | 1507800.1491 | 95.1% | 4.896% | 9516.0925 | 18634.6157 | 2571.7385 | 138.3413 | 3286.5508 | 2197.1587 | 4061.2651 | 2017.3357 | 60388.902 | 168687.0208 | 414866.0287 | 643941.9515 | 10877281.0563 | 11531883.1317 | 17.98% | 14059605.9666
DATA CENTER #204 | TERTIAIRE | DATA CENTER | 4143.7668 | 2014 | 49109.9266 | 149745.4347 | 1000 | 6 | 9781.9273 | 2853.6387 | 630143.9149 | 391471.1859 | 8 | 839367.3302 | 217304.2373 | 61 | 262772.7661 | 81951.9906 | 3 | 6774.6747 | 3395.7274 | 2 | 45674.3406 | 1210.867 | 25966.4515 | 285.2837 | 7059.4653 | 50.8962 | 100.5661 | 0 | 9321.694 | 78.0786 | 0 | 366228.0571 | 88.38% | 11.62% | 3307.1684 | 6417.1778 | 605.1179 | 27.5564 | 982.167 | 590.6822 | 1014.3995 | 549.4854 | 12745.4548 | 39281.9035 | 137135.0974 | 189162.4557 | 2571915.7419 | 2763476.7085 | 17.98% | 3369217.8994
DATA CENTER #205 | TERTIAIRE | DATA CENTER | 6217.2773 | 2014 | 74643.4773 | 185545.6488 | 1600 | 6 | 11449.0788 | 4358.1288 | 865020.2532 | 774301.378 | 15 | 1260261.8604 | 270798.9077 | 91 | 374062.2922 | 96214.7217 | 7 | 14225.3973 | 7093.2903 | 3 | 63602.5932 | 1893.1421 | 35270.2829 | 534.4726 | 10231.8469 | 92.8308 | 112.2242 | 0 | 13273.0588 | 98.8574 | 0 | 385629.637 | 87.16% | 12.84% | 4805.1778 | 8546.359 | 830.544 | 47.5894 | 1322.6953 | 999.7316 | 1572.5828 | 784.055 | 14293.7363 | 93676.5305 | 154259.236 | 262229.5029 | 3566464.2312 | 3831231.5917 | 3.798% | 3982478.0996
DATA CENTER #206 | TERTIAIRE | DATA CENTER | 14226.0348 | 2017 | 239661.176 | 459844.4553 | 2500 | 6 | 20527.2798 | 8981.9553 | 1779876.204 | 1532138.9299 | 23 | 3123853.3515 | 810444.5491 | 197 | 959922.5987 | 256796.9761 | 17 | 38987.3525 | 12859.9149 | 8 | 184127.5778 | 6050.0862 | 104809.4066 | 1198.9768 | 20232.6075 | 195.8823 | 352.2951 | 0 | 45492.3789 | 298.6377 | 0 | 1254704.0504 | 91.03% | 8.966% | 7737.1299 | 17116.2316 | 2426.5448 | 106.7416 | 3477.4524 | 2777.6792 | 3603.0226 | 1928.0823 | 35132.259 | 186141.5786 | 394294.7054 | 615568.543 | 8871108.2239 | 9493584.3136 | 12.86% | 10895184.6587
DATA CENTER #207 | TERTIAIRE | DATA CENTER | 15065.2458 | 2013 | 182371.5227 | 401749.2321 | 2500 | 6 | 21388.7935 | 10393.2175 | 2106384.0229 | 2013311.8203 | 27 | 3244164.5371 | 621376.9035 | 195 | 1288277.1129 | 212817.1417 | 16 | 26290.3488 | 18346.8995 | 7 | 149114.4377 | 6794.3905 | 102662.9845 | 1303.3113 | 18175.1773 | 215.7262 | 241.726 | 0 | 46839.3584 | 231.4404 | 0 | 1341656.5689 | 91.66% | 8.34% | 10139.5445 | 20124.9907 | 2351.9684 | 120.5733 | 3270.1691 | 3068.6204 | 4135.2688 | 1548.9883 | 51566.38 | 158237.1801 | 487331.5187 | 697135.0788 | 9592418.7191 | 10297308.5924 | 6.647% | 11030455.4787
DATA CENTER #208 | TERTIAIRE | DATA CENTER | 6098.8823 | 2016 | 108205.1535 | 241326.9857 | 1600 | 6 | 15918.8595 | 4894.2448 | 962249.3795 | 731119.3382 | 13 | 1311058.4595 | 340388.4339 | 111 | 345801.6836 | 122514.2531 | 5 | 13050.052 | 6193.2646 | 3 | 73204.0463 | 1973.727 | 51913.5884 | 404.3434 | 8178.9524 | 103.4563 | 99.0517 | 0 | 15861.1448 | 102.0878 | 0 | 351853.8488 | 89.12% | 10.88% | 3415.7862 | 10229.6516 | 1024.322 | 39.1988 | 940.4899 | 1130.1402 | 1308.9166 | 909.394 | 20273.9837 | 98188.7313 | 227862.8616 | 346325.5765 | 3790288.2365 | 4140351.8794 | 16.05% | 4932070.2896
DATA CENTER #209 | TERTIAIRE | DATA CENTER | 3489.2426 | 2010 | 49446.4494 | 105864.2356 | 1000 | 6 | 8689.8426 | 2257.7344 | 461959.5842 | 394662.4214 | 6 | 593370.2001 | 200440.958 | 55 | 212861.2964 | 48087.3029 | 4 | 5645.1198 | 2727.5293 | 2 | 38173.5071 | 1012.6352 | 24017.9485 | 320.1263 | 3458.5414 | 45.0754 | 57.7334 | 0 | 7924.3663 | 73.7105 | 0 | 269426.9342 | 87.53% | 12.47% | 2051.1542 | 4224.9559 | 650.1563 | 23.7504 | 625.0145 | 454.2514 | 737.1174 | 504.8737 | 7467.0279 | 38905.7323 | 95855.8868 | 142228.6471 | 1913201.8963 | 2056748.9098 | 12.61% | 2353484.5
DATA CENTER #210 | TERTIAIRE | DATA CENTER | 11145.0728 | 2022 | 202300.0995 | 364252.4668 | 2500 | 6 | 18966.6667 | 9861.1186 | 2091686.277 | 1901800.5583 | 25 | 2102170.8299 | 575160.671 | 168 | 721998.8965 | 203428.7683 | 9 | 28067.7783 | 13551.403 | 6 | 155083.2067 | 3600.6915 | 97276.7645 | 958.2133 | 20669.8868 | 203.8529 | 258.6816 | 0 | 26668.9339 | 214.2875 | 0 | 907229.9373 | 86.42% | 13.58% | 8248.1145 | 18275.4923 | 2041.5227 | 75.5104 | 2518.0204 | 2285.6103 | 3082.4398 | 1314.38 | 35287.1432 | 184265.5173 | 294238.5645 | 513791.225 | 7300876.8756 | 7821065.3162 | 11.9% | 8877189.9894
DATA CENTER #211 | TERTIAIRE | DATA CENTER | 12770.4076 | 2014 | 164310.0438 | 451142.9589 | 2500 | 6 | 24821.578 | 7652.039 | 1855504.9618 | 1832330.0481 | 29 | 2754207.3655 | 655563.5092 | 212 | 939974.9125 | 217271.8859 | 10 | 20310.613 | 14276.6184 | 7 | 130245.1455 | 5818.6858 | 75411.7043 | 1040.7915 | 16561.2188 | 190.9792 | 276.6491 | 0 | 35276.7441 | 241.638 | 0 | 864650.0129 | 89.72% | 10.28% | 9356.9799 | 20397.8182 | 1883.877 | 81.5585 | 2283.3602 | 1931.6891 | 2986.3625 | 1791.4135 | 33610.6025 | 195347.6543 | 426830.7721 | 655789.0289 | 7929935.0551 | 8593837.207 | 3.221% | 8879902.3839
DATA CENTER #212 | TERTIAIRE | DATA CENTER | 8858.6302 | 2021 | 162949.926 | 307739.483 | 1600 | 6 | 11877.1184 | 6015.4056 | 1847304.8714 | 1166470.9434 | 16 | 1842527.5848 | 581735.8659 | 133 | 838512.401 | 170357.026 | 8 | 19755.2459 | 10515.7746 | 4 | 96172.1944 | 3682.5828 | 90295.1802 | 715.2376 | 17497.1122 | 176.2239 | 175.4381 | 0 | 26050.6119 | 145.1403 | 0 | 598327.3928 | 87.72% | 12.28% | 6536.4936 | 13439.553 | 1745.5069 | 77.402 | 1564.996 | 1565.6211 | 2090.581 | 909.6687 | 30025.4401 | 145941.6284 | 281833.7867 | 457800.8551 | 6336985.5529 | 6800896.2664 | 7.72% | 7369813.7375
DATA CENTER #213 | TERTIAIRE | DATA CENTER | 2937.2472 | 2012 | 44747.3616 | 92785.5025 | 800 | 6 | 5683.0811 | 1853.0055 | 387319.5179 | 411234.6334 | 5 | 599288.598 | 139874.2587 | 40 | 154065.4849 | 53769.8914 | 4 | 4514.6497 | 2516.1411 | 2 | 32189.9885 | 875.9029 | 22054.7363 | 287.265 | 4276.4284 | 47.4024 | 45.5211 | 0 | 6496.9772 | 52.9037 | 0 | 174414.6143 | 90.74% | 9.261% | 1853.7306 | 3997.3516 | 425.8076 | 20.913 | 712.5938 | 467.758 | 721.6098 | 296.543 | 7351.5469 | 44239.4092 | 100030.9786 | 151621.9347 | 1656167.0502 | 1809493.1166 | 11% | 2033115.8443
DATA CENTER #214 | TERTIAIRE | DATA CENTER | 2123.4007 | 2010 | 28518.6755 | 65467.5173 | 800 | 4 | 6245.7121 | 1023.6784 | 347275.1738 | 190033.1292 | 3 | 316528.225 | 106745.4003 | 35 | 113859.9492 | 31382.6399 | 2 | 4738.2301 | 1756.7537 | 1 | 16006.1112 | 804.4517 | 15387.3869 | 191.8689 | 2845.4942 | 39.5908 | 38.6002 | 0 | 5190.0211 | 43.0264 | 0 | 111447.3326 | 89.25% | 10.75% | 1247.5342 | 2993.6962 | 293.3329 | 14.7696 | 388.3264 | 289.2665 | 572.8267 | 230.5742 | 5931.3241 | 29243.5997 | 78485.3689 | 113660.2927 | 1117557.2414 | 1232095.0451 | 14.07% | 1433762.3882
DATA CENTER #215 | TERTIAIRE | DATA CENTER | 17263.6387 | 2018 | 343170.1141 | 695567.2548 | 2500 | 6 | 23755.0099 | 11393.9151 | 2655695.2249 | 2028102.4138 | 29 | 3010967.8293 | 842007.9315 | 294 | 1132775.8682 | 343861.3423 | 21 | 46888.7849 | 15959.6074 | 8 | 158176.5549 | 7357.1845 | 108380.8503 | 1421.473 | 22157.3834 | 342.827 | 270.6461 | 0 | 41019.2481 | 251.2888 | 0 | 1648361.4626 | 87.15% | 12.85% | 9731.3179 | 30218.5889 | 2619.7939 | 138.3618 | 3979.8167 | 2247.0695 | 4349.5527 | 1786.589 | 44775.3104 | 280451.2598 | 447484.5958 | 772711.166 | 10720772.7609 | 11503962.6382 | 13.51% | 13300385.101
DATA CENTER #216 | TERTIAIRE | DATA CENTER | 1862.6122 | 2016 | 23612.2821 | 69150.5293 | 800 | 4 | 7019.4843 | 1077.3884 | 312491.0107 | 274115.8443 | 4 | 371054.9116 | 108414.7549 | 27 | 169138.4443 | 36990.5409 | 2 | 3097.3466 | 2480.1944 | 1 | 14674.0435 | 867.0853 | 10849.418 | 185.0815 | 2325.7425 | 33.0899 | 33.8604 | 0 | 5436.5805 | 27.3675 | 0 | 133244.663 | 96.3% | 3.697% | 1519.1918 | 2148.8181 | 252.165 | 13.7164 | 431.2378 | 371.9877 | 474.5496 | 268.7956 | 5291.9765 | 21647.9903 | 64805.147 | 91745.1138 | 1201185.2327 | 1293823.955 | 14.52% | 1513591.8815
DATA CENTER #217 | TERTIAIRE | DATA CENTER | 16659.9039 | 2017 | 325255.327 | 539728.4074 | 2500 | 6 | 20056.3862 | 9514.0568 | 2490538.7399 | 2285577.7137 | 26 | 2911411.1208 | 1088919.1603 | 204 | 937247.3889 | 369596.6484 | 21 | 30658.0399 | 23025.4465 | 9 | 213125.0356 | 7700.3542 | 142949.6104 | 1293.1279 | 25665.211 | 231.4051 | 401.7352 | 0 | 38304.2933 | 302.714 | 0 | 1129611.5253 | 93.17% | 6.828% | 11572.7571 | 23645.8107 | 3148.7791 | 114.4955 | 3101.2918 | 2182.1942 | 4694.8583 | 2060.3343 | 50516.5831 | 250136.0162 | 528922.8677 | 829575.467 | 9556876.8515 | 10393578.4406 | 18.5% | 12752435.2193
DATA CENTER #218 | TERTIAIRE | DATA CENTER | 7575.7551 | 2015 | 123731.8325 | 196643.5032 | 1600 | 6 | 11323.3869 | 5592.0034 | 1256082.4247 | 824541.7887 | 18 | 1123502.6388 | 417614.1757 | 130 | 421703.9706 | 110272.1597 | 7 | 18877.8442 | 9418.3982 | 4 | 83532.4456 | 2465.8576 | 51140.7532 | 673.2329 | 8370.204 | 117.2387 | 186.2161 | 0 | 21188.6867 | 150.8729 | 0 | 458608.2657 | 89.73% | 10.27% | 5892.7894 | 12816.7014 | 1012.7814 | 72.6925 | 1663.4091 | 1146.7002 | 1723.6225 | 781.7722 | 20131.0269 | 118071.045 | 234538.9552 | 372741.027 | 4107121.8749 | 4484230.9004 | 18.17% | 5479848.0435
DATA CENTER #219 | TERTIAIRE | DATA CENTER | 11551.0063 | 2019 | 207539.0283 | 402197.4976 | 2500 | 6 | 20569.6591 | 10832.8664 | 2339027.6244 | 1273493.2918 | 27 | 2423101.5776 | 677567.4394 | 193 | 793519.6585 | 190727.6094 | 9 | 27238.7451 | 15677.8438 | 6 | 99674.4815 | 5393.0534 | 91154.562 | 1138.986 | 18996.5501 | 234.0744 | 224.8132 | 0 | 27797.1191 | 196.3856 | 0 | 1159494.4312 | 89.16% | 10.84% | 6797.1971 | 15120.1181 | 1484.3332 | 94.7377 | 2144.5644 | 2331.1237 | 2490.3196 | 1330.3614 | 27855.6043 | 175260.4345 | 407119.8668 | 610235.9056 | 8199390.6865 | 8814879.9223 | 4.622% | 9242065.3373
DATA CENTER #220 | TERTIAIRE | DATA CENTER | 2482.6712 | 2022 | 38794.9661 | 67088.3722 | 800 | 4 | 6938.4643 | 2335.6004 | 409174.4509 | 429039.6636 | 5 | 418572.4637 | 127729.5093 | 34 | 230736.675 | 53047.1834 | 3 | 6323.5559 | 2307.7976 | 1 | 25008.914 | 754.5222 | 16529.3369 | 232.1248 | 3504.7512 | 45.7169 | 49.5321 | 0 | 7087.4508 | 35.999 | 0 | 258081.5547 | 89.68% | 10.32% | 1610.3502 | 2835.6338 | 322.2348 | 21.5173 | 563.7809 | 372.259 | 601.0296 | 337.966 | 9873.3215 | 37206.6732 | 76760.927 | 123840.9217 | 1608632.0739 | 1734185.4559 | 13.58% | 2006666.097
DATA CENTER #221 | TERTIAIRE | DATA CENTER | 11534.6459 | 2010 | 181835.0544 | 278757.9145 | 2500 | 6 | 18252.8415 | 6351.7416 | 1805314.5586 | 1090743.8194 | 25 | 2232903.207 | 450466.0082 | 193 | 718559.2937 | 135868.3811 | 9 | 24979.3903 | 8505.0848 | 6 | 92755.4356 | 4927.2854 | 66421.029 | 1062.8223 | 11620.3689 | 179.4509 | 281.7755 | 0 | 25623.6858 | 246.7719 | 0 | 772348.3489 | 86.21% | 13.79% | 8093.8697 | 17876.4241 | 1532.613 | 97.4003 | 1887.36 | 1758.4744 | 2364.3992 | 1687.916 | 33904.0616 | 108119.8681 | 315860.488 | 457884.4177 | 6681718.7121 | 7143650.8023 | 18.66% | 8781953.6604
DATA CENTER #222 | TERTIAIRE | DATA CENTER | 15731.5175 | 2016 | 195460.6973 | 575924.3691 | 2500 | 6 | 20055.8939 | 9683.5721 | 2179712.0848 | 2287802.3009 | 27 | 3343936.1813 | 931834.2925 | 213 | 1084513.6671 | 242457.3513 | 13 | 32099.469 | 13954.9636 | 6 | 160079.6728 | 4812.6458 | 95179.979 | 1476.9208 | 27377.6328 | 250.4149 | 291.4787 | 0 | 35178.8674 | 334.5689 | 0 | 1024087.0418 | 93.93% | 6.068% | 8296.3757 | 20106.5266 | 1926.2481 | 101.1262 | 2919.2914 | 2543.0485 | 3189.178 | 1695.4234 | 51666.1749 | 221973.5299 | 580480.5033 | 854120.208 | 9496753.2163 | 10358527.3577 | 3.833% | 10771434.1928
DATA CENTER #223 | TERTIAIRE | DATA CENTER | 2209.6348 | 2023 | 45205.4052 | 87096.7319 | 800 | 6 | 6506.9025 | 1565.1709 | 482767.7322 | 371036.8838 | 5 | 490549.8731 | 149817.6662 | 29 | 227810.6343 | 49840.1555 | 3 | 5259.8968 | 3056.5937 | 1 | 19769.0395 | 1005.8094 | 16746.8903 | 216.6477 | 3923.3797 | 41.0036 | 40.6114 | 0 | 6596.5408 | 38.3419 | 0 | 187453.2337 | 95.73% | 4.272% | 1501.51 | 3694.9211 | 349.5135 | 18.1192 | 426.1857 | 275.9705 | 683.8788 | 240.1795 | 6194.3713 | 26732.4283 | 63687.5888 | 96614.3885 | 1689219.5113 | 1786943.0588 | 13.9% | 2075331.8308
DATA CENTER #224 | TERTIAIRE | DATA CENTER | 3578.0436 | 2018 | 53032.4684 | 131730.3112 | 1000 | 6 | 8374.0706 | 3205.7061 | 545571.0745 | 385334.3094 | 8 | 855483.1036 | 191818.5017 | 42 | 315702.3008 | 66129.4678 | 4 | 6423.2009 | 3864.6841 | 2 | 29910.216 | 1189.5845 | 21357.0168 | 305.4448 | 5850.2456 | 44.8858 | 78.6751 | 0 | 7476.9377 | 57.3838 | 0 | 223156.6966 | 94.42% | 5.58% | 2982.6606 | 6707.2743 | 440.7892 | 26.037 | 647.6239 | 669.0502 | 820.734 | 535.9828 | 11770.1443 | 55706.9957 | 101420.5961 | 168897.7361 | 2381568.9698 | 2552251.2113 | 15.65% | 3025732.9585
DATA CENTER #225 | TERTIAIRE | DATA CENTER | 14304.8276 | 2014 | 215252.7449 | 478039.6556 | 2500 | 6 | 19349.544 | 9375.8475 | 2040962.3451 | 2120152.0424 | 30 | 3118767.7389 | 812780.0514 | 269 | 985613.9831 | 280907.7161 | 11 | 24473.5104 | 12570.9542 | 9 | 177019.1267 | 6504.0333 | 122841.5864 | 951.9988 | 16773.1189 | 263.3133 | 314.7586 | 0 | 27880.9639 | 207.7251 | 0 | 1313073.2586 | 94.93% | 5.073% | 10035.0595 | 20557.4488 | 2254.2532 | 132.3355 | 2189.9647 | 2069.1804 | 2790.1297 | 1879.0023 | 33028.0943 | 137206.4495 | 463487.855 | 633722.3989 | 9141795.884 | 9781682.1296 | 1.627% | 9943412.0035
DATA CENTER #226 | TERTIAIRE | DATA CENTER | 1767.8097 | 2021 | 31260.5686 | 68079.8401 | 800 | 4 | 7735.0357 | 1524.4757 | 233261.0145 | 207525.0628 | 3 | 411967.9346 | 86174.7487 | 28 | 135557.6588 | 37213.3551 | 2 | 4071.727 | 1701.8388 | 1 | 24242.2915 | 806.0889 | 17064.0823 | 160.2938 | 3590.8404 | 34.463 | 34.38 | 0 | 5683.273 | 23.4779 | 0 | 186372.0591 | 95.51% | 4.486% | 1248.4349 | 2243.7481 | 285.5572 | 16.4442 | 287.1748 | 324.8221 | 362.7528 | 170.0869 | 5323.8763 | 25329.9368 | 70036.6473 | 100690.4604 | 1212227.5401 | 1314090.841 | 3.573% | 1362784.5443
DATA CENTER #227 | TERTIAIRE | DATA CENTER | 11511.2525 | 2021 | 186373.6534 | 506738.7786 | 2500 | 6 | 24499.1818 | 8950.0553 | 1647489.5082 | 1768055.1107 | 27 | 2558058.8661 | 723094.5221 | 160 | 1000823.6656 | 178523.5478 | 13 | 23222.3031 | 13182.3912 | 5 | 150759.5513 | 4894.3472 | 113394.423 | 855.8537 | 19709.8705 | 156.6798 | 193.6765 | 0 | 35027.5884 | 150.2562 | 0 | 1116227.1411 | 89.65% | 10.35% | 7172.835 | 20569.7771 | 1609.9569 | 104.4579 | 2735.634 | 1460.3164 | 3256.9938 | 1351.6071 | 39827.3944 | 139404.4905 | 335315.3905 | 514547.2754 | 7931650.6758 | 8454143.6863 | 8.316% | 9221002.2686
DATA CENTER #228 | TERTIAIRE | DATA CENTER | 11460.7448 | 2017 | 223589.462 | 316690.5502 | 2500 | 6 | 22563.6337 | 9036.3026 | 1936590.0055 | 1383811.405 | 28 | 2178807.4126 | 583684.1638 | 146 | 902493.0369 | 250218.9533 | 12 | 26196.3763 | 10861.91 | 6 | 117481.4263 | 4628.4991 | 71690.1231 | 861.1574 | 14326.4273 | 150.4068 | 239.6773 | 0 | 34440.1145 | 198.6131 | 0 | 1021615.8358 | 95.17% | 4.828% | 8365.5818 | 15820.4623 | 2127.2297 | 113.9069 | 2692.5556 | 2082.5902 | 2556.3583 | 1107.0705 | 32865.7816 | 162363.0249 | 400284.8837 | 595513.6901 | 7406577.2463 | 8007788.1485 | 15.7% | 9498836.6803
DATA CENTER #229 | TERTIAIRE | DATA CENTER | 12095.3031 | 2022 | 224376.315 | 331507.1494 | 2500 | 6 | 18127.4212 | 7654.0141 | 1777772.332 | 1748371.7898 | 29 | 2671944.281 | 583175.048 | 142 | 772208.3069 | 223889.2357 | 13 | 24451.1547 | 16541.1265 | 7 | 155037.4962 | 5510.6921 | 88025.6338 | 1073.5386 | 15908.6113 | 158.8597 | 205.2859 | 0 | 30521.6348 | 246.6612 | 0 | 931512.4576 | 91.81% | 8.194% | 9531.3313 | 18077.7453 | 1654.0568 | 103.7514 | 2124.9368 | 2070.324 | 3100.3837 | 1766.0143 | 43578.5564 | 199637.8513 | 453603.9834 | 696820.3911 | 7643608.9676 | 8345921.1525 | 5.048% | 8789618.6557
DATA CENTER #230 | TERTIAIRE | DATA CENTER | 3318.0127 | 2009 | 48347.2063 | 79689.4167 | 1000 | 6 | 7045.2686 | 1896.0768 | 408826.712 | 338369.3306 | 5 | 575262.7395 | 182790.4422 | 48 | 241430.9815 | 52940.5705 | 3 | 5161.4366 | 2573.7764 | 2 | 30883.0783 | 968.5832 | 21899.9857 | 223.5821 | 4857.5213 | 49.7019 | 74.3229 | 0 | 6591.6407 | 63.888 | 0 | 181550.3612 | 85.51% | 14.49% | 2779.1957 | 5364.3695 | 432.7313 | 26.4095 | 791.3873 | 671.9994 | 845.6269 | 300.7868 | 8545.4899 | 29168.9356 | 114049.0906 | 151763.5161 | 1727757.8328 | 1880893.4169 | 9.978% | 2089380.3754
DATA CENTER #231 | TERTIAIRE | DATA CENTER | 12349.8334 | 2019 | 169473.6756 | 335322.0275 | 2500 | 6 | 24852.7456 | 7599.1563 | 2195177.719 | 1726180.9308 | 30 | 2327778.2343 | 851322.2798 | 210 | 968768.8087 | 268336.8634 | 11 | 34531.0284 | 12025.5645 | 6 | 160143.7645 | 5374.2111 | 104227.1685 | 936.2689 | 21326.1936 | 216.3982 | 223.4146 | 0 | 43496.3024 | 215.9649 | 0 | 1141954.8852 | 87.42% | 12.58% | 6689.5032 | 22613.0181 | 1792.0896 | 100.8009 | 1968.2 | 1912.8583 | 2621.584 | 1227.9304 | 42275.8963 | 166660.6233 | 366760.7554 | 575697.275 | 8111418.7248 | 8693541.2066 | 10.25% | 9686572.3279
DATA CENTER #232 | TERTIAIRE | DATA CENTER | 15502.6188 | 2022 | 275004.27 | 668810.0355 | 2500 | 6 | 18484.852 | 15088.2352 | 3202523.6438 | 2246732.0566 | 33 | 3500463.701 | 1170369.7679 | 222 | 1099626.2604 | 268001.5081 | 13 | 30469.5972 | 20361.1483 | 8 | 212896.7931 | 5539.338 | 159887.9341 | 1009.4516 | 32456.1424 | 267.0911 | 370.7463 | 0 | 45872.6528 | 208.148 | 0 | 1168423.5519 | 94.16% | 5.843% | 12708.8771 | 19609.5473 | 2421.3447 | 108.4772 | 2975.7438 | 2670.3223 | 3975.097 | 2114.4094 | 63762.8209 | 180353.2057 | 407731.9095 | 651847.936 | 11199453.3462 | 11861808.4822 | 4.437% | 12412555.6763
DATA CENTER #233 | TERTIAIRE | DATA CENTER | 6752.6655 | 2022 | 129051.6381 | 278159.2225 | 1600 | 6 | 15599.6816 | 6308.4627 | 1052231.3717 | 820215.4223 | 10 | 1125727.7736 | 335501.2231 | 81 | 483529.5299 | 108961.3765 | 7 | 12542.419 | 9745.604 | 3 | 82933.7881 | 2182.9054 | 56690.912 | 459.1196 | 13077.8921 | 84.3367 | 112.8369 | 0 | 22820.7627 | 102.2674 | 0 | 447744.9392 | 96.11% | 3.886% | 5104.1033 | 12039.6807 | 1012.6018 | 61.8972 | 1543.7859 | 999.9262 | 1499.6292 | 708.9379 | 22800.4506 | 123844.6619 | 224154.3387 | 370799.4512 | 4054944.031 | 4430131.1162 | 6.627% | 4744551.1773
DATA CENTER #234 | TERTIAIRE | DATA CENTER | 12114.7096 | 2022 | 176447.0607 | 361022.6474 | 2500 | 6 | 23910.8297 | 9811.0644 | 2371931.2457 | 1657583.7844 | 21 | 1901443.9026 | 905812.6371 | 145 | 898492.012 | 269056.4172 | 9 | 31664.8829 | 13457.141 | 7 | 125689.4213 | 5617.2603 | 84906.3566 | 977.1215 | 18555.9457 | 241.5419 | 204.3422 | 0 | 38523.221 | 237.0613 | 0 | 1228659.8463 | 96.47% | 3.534% | 6476.3752 | 14661.8795 | 1905.4828 | 73.1124 | 2752.3384 | 2473.7136 | 3640.8544 | 1483.56 | 46380.7118 | 204414.7765 | 409290.8169 | 660086.3052 | 7881406.5083 | 8549651.155 | 2.386% | 8758620.8781
DATA CENTER #235 | TERTIAIRE | DATA CENTER | 5759.8141 | 2010 | 90815.8341 | 176566.6386 | 1600 | 6 | 12748.5253 | 4443.5508 | 945817.2741 | 769428.5234 | 14 | 1026898.7634 | 273663.1666 | 78 | 306505.6702 | 74752.1898 | 6 | 10687.3713 | 5840.751 | 3 | 55834.153 | 1801.87 | 42408.791 | 369.2922 | 6856.3198 | 115.7845 | 102.328 | 0 | 12912.9783 | 104.4643 | 0 | 343401.4204 | 85.54% | 14.46% | 3565.0342 | 9002.2453 | 792.9218 | 42.4843 | 1231.6799 | 779.6798 | 1357.6992 | 781.7444 | 16417.674 | 60286.1127 | 182767.2532 | 259471.0398 | 3258093.1247 | 3520657.4459 | 5.381% | 3720862.4615
DATA CENTER #236 | TERTIAIRE | DATA CENTER | 16803.8991 | 2011 | 208095.6889 | 450267.4503 | 2500 | 6 | 19745.4746 | 12287.3918 | 2765401.7323 | 1991612.3583 | 39 | 2622569.0014 | 690882.0712 | 281 | 924941.1782 | 236852.57 | 13 | 29533.8567 | 14488.1786 | 6 | 185140.295 | 5313.6627 | 92798.9766 | 1493.5442 | 22079.1571 | 285.8159 | 375.5531 | 0 | 40015.0709 | 265.4162 | 0 | 1183362.0308 | 95.33% | 4.667% | 9802.4601 | 26475.3383 | 3034.285 | 132.2742 | 2827.168 | 2239.5468 | 5003.4211 | 2244.1769 | 55894.683 | 158498.5501 | 551415.1564 | 765808.3895 | 9198800.7382 | 9974486.6724 | 6.695% | 10690197.0001
DATA CENTER #237 | TERTIAIRE | DATA CENTER | 17103.6995 | 2011 | 196744.7392 | 555394.1953 | 2500 | 6 | 18161.5179 | 8916.4282 | 2101988.6384 | 1479783.0361 | 33 | 2395552.9957 | 677238.0029 | 271 | 861994.7595 | 292757.3078 | 13 | 28585.8229 | 19321.9273 | 8 | 134325.9508 | 6088.7152 | 87443.4127 | 1373.7402 | 23392.6806 | 326.0324 | 319.4247 | 0 | 47858.2607 | 263.7131 | 0 | 1177493.9622 | 87.95% | 12.05% | 10842.2714 | 24283.7959 | 3232.1267 | 122.1599 | 4206.0775 | 3011.5034 | 5106.274 | 1837.724 | 35978.1763 | 173669.8374 | 632180.4264 | 841828.4402 | 8229085.048 | 9078797.4836 | 15.73% | 10774080.8604
DATA CENTER #238 | TERTIAIRE | DATA CENTER | 3115.474 | 2020 | 52775.7514 | 84502.5755 | 1000 | 4 | 9743.9485 | 2641.0626 | 563965.1675 | 333030.8134 | 7 | 711545.8561 | 213946.7523 | 49 | 199983.3671 | 47392.3905 | 3 | 8584.5121 | 4093.2989 | 2 | 28605.6506 | 1207.4431 | 25221.0718 | 210.2377 | 5077.6754 | 62.3281 | 76.7796 | 0 | 9414.6225 | 46.8495 | 0 | 218240.9103 | 92.85% | 7.153% | 1630.858 | 5186.3196 | 601.8253 | 22.5307 | 477.0517 | 610.7575 | 603.8075 | 306.9827 | 7841.7444 | 52688.6644 | 96381.9236 | 156912.3323 | 2071790.5197 | 2230748.0486 | 17.16% | 2692903.4021
DATA CENTER #239 | TERTIAIRE | DATA CENTER | 16929.8661 | 2011 | 202146.7946 | 367419.5923 | 2500 | 6 | 18135.5 | 10874.3727 | 2512498.7919 | 2145388.6075 | 40 | 2812210.9065 | 704997.0892 | 248 | 1202112.2204 | 225763.3693 | 19 | 26281.922 | 15622.3773 | 10 | 175393.5878 | 5221.902 | 139715.3722 | 1395.2717 | 17961.2656 | 313.7371 | 374.4232 | 0 | 33817.0103 | 308.6393 | 0 | 1368304.0934 | 89.03% | 10.97% | 8937.4311 | 25146.017 | 2108.5308 | 167.0383 | 2822.172 | 2664.3467 | 5314.3652 | 1744.1052 | 36236.2911 | 211265.7812 | 426097.3118 | 673599.3841 | 9581702.0484 | 10264493.9527 | 6.102% | 10931516.5074
DATA CENTER #240 | TERTIAIRE | DATA CENTER | 3343.4265 | 2020 | 50574.4531 | 102443.4652 | 1000 | 6 | 9473.4548 | 2373.0672 | 501822.2273 | 395062.1522 | 6 | 760407.1574 | 190443.944 | 50 | 269356.5791 | 70781.0656 | 3 | 6911.5998 | 4839.9924 | 1 | 38425.4871 | 1317.8718 | 27828.2121 | 270.6934 | 5581.6877 | 43.9767 | 54.0414 | 0 | 8119.9322 | 58.3928 | 0 | 217302.9792 | 91.39% | 8.613% | 2635.0167 | 4756.1768 | 527.2263 | 22.6433 | 517.167 | 574.3893 | 867.9998 | 428.9679 | 12080.2189 | 41598.4742 | 110216.5497 | 163895.2428 | 2149035.8973 | 2314806.4541 | 8.957% | 2542539.0762
DATA CENTER #241 | TERTIAIRE | DATA CENTER | 10803.4716 | 2019 | 159312.0062 | 306853.3224 | 2500 | 6 | 22184.6735 | 6564.4451 | 2128557.7135 | 1337347.5052 | 18 | 2165821.5264 | 729360.9133 | 192 | 805172.5103 | 236610.8578 | 9 | 19208.1083 | 14360.4844 | 5 | 130987.2251 | 3493.9602 | 84783.1998 | 857.2269 | 19465.3331 | 139.9291 | 178.248 | 0 | 30066.0685 | 194.1872 | 0 | 776797.2933 | 93.7% | 6.296% | 8216.1314 | 14204.7739 | 1522.2803 | 88.008 | 2114.152 | 2129.6312 | 2114.8479 | 980.9674 | 42311.5412 | 169441.7996 | 273024.6953 | 484778.036 | 7194555.4326 | 7685948.9308 | 10.65% | 8602149.1739
DATA CENTER #242 | TERTIAIRE | DATA CENTER | 13478.1112 | 2023 | 181678.4716 | 587731.6318 | 2500 | 6 | 20574.0181 | 13156.0901 | 1939603.9524 | 2109276.7265 | 24 | 2950433.9146 | 879622.6337 | 231 | 1216596.5125 | 209572.2713 | 11 | 33959.7358 | 20275.3191 | 6 | 130550.713 | 4445.8787 | 132114.7701 | 874.3838 | 17636.1584 | 222.7578 | 292.7552 | 0 | 40949.6957 | 230.2805 | 0 | 1113570.7214 | 88.41% | 11.59% | 7452.5948 | 23454.1515 | 2089.6 | 87.5759 | 2797.8729 | 2172.2192 | 2852.2659 | 1282.2383 | 36201.4305 | 219659.8231 | 496985.5807 | 752846.8343 | 9051974.2993 | 9811905.4167 | 14.88% | 11526776.1044
DATA CENTER #243 | TERTIAIRE | DATA CENTER | 3324.5171 | 2017 | 58837.6902 | 118985.4591 | 1000 | 6 | 8739.3889 | 1973.4917 | 627349.7525 | 440624.978 | 7 | 721490.7621 | 148263.3141 | 46 | 193180.0914 | 53944.1312 | 3 | 8895.7927 | 3455.3901 | 2 | 28207.7566 | 1098.8538 | 27726.0098 | 330.7955 | 5871.9386 | 66.536 | 63.4354 | 0 | 10134.5821 | 55.6598 | 0 | 244050.4524 | 86.46% | 13.54% | 2068.7483 | 5522.5562 | 470.1891 | 30.6516 | 540.008 | 637.0191 | 714.582 | 357.5062 | 12166.2301 | 44197.9464 | 125597.5034 | 181961.6799 | 2209974.7683 | 2393606.3672 | 17.63% | 2905944.6552
DATA CENTER #244 | TERTIAIRE | DATA CENTER | 12230.3735 | 2013 | 173079.4562 | 386718.6872 | 2500 | 6 | 24054.6096 | 10170.5006 | 1786397.8478 | 1456657.9737 | 28 | 2167879.9883 | 534881.625 | 202 | 862518.2727 | 252539.2 | 10 | 25065.6699 | 11508.5634 | 5 | 134146.0183 | 4591.2074 | 86114.2887 | 1093.3502 | 15669.2195 | 238.8203 | 301.4078 | 0 | 23122.881 | 229.529 | 0 | 1048936.2443 | 93.39% | 6.606% | 8692.4134 | 18022.8152 | 1481.0456 | 93.7277 | 2215.5762 | 1922.5281 | 3642.3841 | 1362.346 | 37052.6339 | 174323.6981 | 348840.7443 | 560217.0763 | 7285436.5919 | 7852969.3016 | 7.868% | 8523620.1988
DATA CENTER #245 | TERTIAIRE | DATA CENTER | 13435.0605 | 2019 | 166815.3548 | 434022.7783 | 2500 | 6 | 20719.8455 | 8019.8831 | 2478242.3844 | 2012725.5651 | 26 | 3147307.6213 | 969607.3876 | 174 | 1132426.8234 | 198133.1539 | 11 | 33532.2666 | 14570.726 | 6 | 184494.7297 | 3898.6441 | 103672.9732 | 979.9509 | 17595.6704 | 230.9144 | 333.8647 | 0 | 37626.8402 | 205.1336 | 0 | 1316048.7322 | 85.93% | 14.07% | 11221.0243 | 25005.029 | 2584.4625 | 125.164 | 3227.6139 | 2149.7541 | 3988.6951 | 1718.2305 | 52267.6818 | 143382.0879 | 527916.6157 | 723566.3854 | 9727652.1791 | 10460193.384 | 13.1% | 12037217.2859
DATA CENTER #246 | TERTIAIRE | DATA CENTER | 4324.1157 | 2023 | 67295.3183 | 183700.8601 | 1000 | 6 | 7433.4168 | 3296.7486 | 951808.7316 | 653740.9354 | 10 | 1101891.4248 | 243187.6894 | 55 | 345129.3468 | 102009.7935 | 4 | 8937.3088 | 6566.0619 | 2 | 51587.4545 | 1855.2574 | 33951.565 | 416.5437 | 6016.3191 | 71.5586 | 109.467 | 0 | 11363.1317 | 69.9365 | 0 | 296657.5507 | 87.62% | 12.38% | 3433.9639 | 7706.0789 | 822.0118 | 43.1073 | 837.7924 | 733.3647 | 905.5484 | 419.0696 | 11477.8944 | 54948.9586 | 112148.2636 | 178575.1167 | 3287421.7248 | 3468812.0617 | 14.46% | 4055348.9583
DATA CENTER #247 | TERTIAIRE | DATA CENTER | 16888.8811 | 2012 | 205330.811 | 453234.0658 | 2500 | 6 | 18571.626 | 10074.4239 | 2313896.1851 | 2217806.634 | 40 | 2792937.2416 | 935581.5657 | 225 | 905675.7294 | 291041.2077 | 18 | 30485.5064 | 15170.7049 | 10 | 155984.0435 | 7096.6396 | 129987.1067 | 1564.0815 | 26794.8088 | 225.6945 | 415.6873 | 0 | 31146.7413 | 304.0407 | 0 | 1152168.2734 | 92.53% | 7.468% | 11943.216 | 28930.8201 | 2912.2747 | 122.927 | 4044.2661 | 2168.0278 | 3547.5079 | 1618.0822 | 38762.6377 | 204689.9061 | 403959.8648 | 647412.4085 | 8883650.4098 | 9540514.7755 | 12.67% | 10924992.6218
DATA CENTER #248 | TERTIAIRE | DATA CENTER | 11120.7259 | 2023 | 163315.7286 | 319543.9362 | 2500 | 6 | 22244.6555 | 8345.2948 | 1829320.5642 | 1709024.3006 | 21 | 2157813.8273 | 828422.7219 | 134 | 850314.2062 | 186511.6725 | 13 | 33790.362 | 14154.8861 | 6 | 100364.8884 | 4063.799 | 77064.3378 | 725.8723 | 18573.3096 | 193.5675 | 201.3391 | 0 | 32088.8344 | 196.578 | 0 | 988256.3831 | 90.33% | 9.667% | 8532.5943 | 19977.1472 | 2036.5582 | 85.1592 | 2243.7472 | 1578.6451 | 2953.4877 | 1210.6273 | 29962.7903 | 161327.6134 | 423090.3986 | 614380.8023 | 7117445.7164 | 7740264.1722 | 8.548% | 8463735.9289
DATA CENTER #249 | TERTIAIRE | DATA CENTER | 3901.4456 | 2011 | 55954.1406 | 109053.7397 | 1000 | 6 | 7571.2146 | 2500.6161 | 623559.8001 | 508782.4969 | 7 | 784938.8544 | 196023.4604 | 47 | 195866.3513 | 69477.3844 | 3 | 8883.1249 | 3166.3474 | 2 | 35505.7575 | 1732.9845 | 22888.8157 | 358.817 | 6140.218 | 55.3756 | 81.8821 | 0 | 10001.4836 | 72.1688 | 0 | 222809.4281 | 88.44% | 11.56% | 2904.0913 | 5006.1537 | 714.8272 | 36.8294 | 782.8535 | 488.8243 | 955.257 | 510.6285 | 12923.6554 | 53408.3663 | 132150.9164 | 198482.9381 | 2254091.4476 | 2454893.7936 | 5.99% | 2611323.577
DATA CENTER #250 | TERTIAIRE | DATA CENTER | 10276.2534 | 2022 | 141365.8836 | 285970.156 | 2500 | 6 | 17856.6143 | 9396.0771 | 2131094.8303 | 1221193.043 | 16 | 2678278.1504 | 612916.3402 | 131 | 737332.1404 | 212674.6277 | 12 | 22230.1341 | 14001.1922 | 4 | 95553.4552 | 4751.1094 | 65965.3515 | 1064.5317 | 15140.4879 | 163.4517 | 237.2969 | 0 | 29909.2516 | 165.3961 | 0 | 969019.8153 | 89.92% | 10.08% | 6677.558 | 13412.7473 | 1690.983 | 79.5989 | 2357.2035 | 1287.4486 | 2889.7614 | 1440.1949 | 38811.3739 | 132053.2518 | 396078.8384 | 566943.4641 | 7727307.6951 | 8301471.4621 | 1.661% | 8441722.2523
DATA CENTER #251 | TERTIAIRE | DATA CENTER | 8165.7114 | 2017 | 127320.3999 | 228101.2292 | 1600 | 6 | 15014.3824 | 4805.5633 | 1412072.3121 | 839287.1137 | 16 | 1211473.4033 | 545678.878 | 127 | 720256.7424 | 142152.8711 | 10 | 22609.5974 | 7830.1645 | 3 | 73109.2464 | 3322.1031 | 63330.7007 | 635.6403 | 9402.1366 | 136.3158 | 129.6286 | 0 | 20134.679 | 153.7395 | 0 | 798521.5388 | 88.3% | 11.7% | 5635.608 | 9787.0944 | 1346.0347 | 55.7807 | 1826.2267 | 1155.6168 | 2442.9094 | 1224.2314 | 20034.6751 | 100416.6037 | 322879.4356 | 443330.7144 | 5056859.9165 | 5504658.8664 | 2.917% | 5670059.7332
DATA CENTER #252 | TERTIAIRE | DATA CENTER | 10894.8802 | 2023 | 144649.0887 | 410335.7588 | 2500 | 6 | 20652.6727 | 10695.9841 | 2077091.3464 | 1661673.8685 | 24 | 2850414.384 | 737009.3403 | 193 | 809116.2037 | 197354.98 | 11 | 23067.7771 | 12848.3581 | 6 | 117441.7627 | 3451.1316 | 86271.7919 | 992.851 | 20911.2834 | 186.5558 | 247.3905 | 0 | 28925.8345 | 224.1578 | 0 | 1198312.0482 | 96.28% | 3.722% | 7699.9036 | 16145.7326 | 1511.3289 | 97.7114 | 1981.0468 | 2192.2992 | 3110.8067 | 1617.9601 | 39923.3001 | 175236.792 | 295699.264 | 510859.3561 | 8400150.6511 | 8918760.1288 | 14.85% | 10473843.5008
DATA CENTER #253 | TERTIAIRE | DATA CENTER | 13546.4244 | 2019 | 246011.6594 | 521080.6643 | 2500 | 6 | 22817.2502 | 11003.2753 | 2193837.9159 | 1800480.7975 | 32 | 3059228.5713 | 896367.532 | 196 | 1187328.6018 | 195212.6363 | 12 | 31716.365 | 19658.4991 | 5 | 152670.9903 | 6083.7108 | 125767.2426 | 900.3542 | 26545.0844 | 241.1424 | 300.9559 | 0 | 40029.9742 | 256.9934 | 0 | 1290339.3428 | 95.33% | 4.666% | 9781.5388 | 20131.2409 | 2016.076 | 98.526 | 2341.3331 | 2767.2106 | 3799.3696 | 1775.4986 | 37155.8481 | 195955.005 | 470479.0439 | 703589.8971 | 9580945.5062 | 10290574.8687 | 7.257% | 11095850.3412
DATA CENTER #254 | TERTIAIRE | DATA CENTER | 12898.0405 | 2011 | 169033.6524 | 406747.6409 | 2500 | 6 | 22266.4493 | 7890.3591 | 2000657.9121 | 1750193.2158 | 23 | 1648569.2282 | 591855.0983 | 202 | 886454.1053 | 154031.3393 | 15 | 28022.6432 | 15435.5232 | 7 | 101717.3067 | 5738.9592 | 77511.816 | 1265.7646 | 14243.4776 | 164.3112 | 310.2432 | 0 | 32459.0308 | 177.4329 | 0 | 1043773.3557 | 86.66% | 13.34% | 8243.5687 | 17101.1534 | 2065.4411 | 105.3964 | 2137.7007 | 1845.8202 | 3691.4807 | 1312.2868 | 31041.7873 | 172257.6726 | 428923.7092 | 632223.1691 | 6956526.6289 | 7593633.2662 | 12.56% | 8684749.7059
DATA CENTER #255 | TERTIAIRE | DATA CENTER | 1926.3505 | 2012 | 33773.9017 | 65349.4151 | 800 | 6 | 5704.9364 | 1405.5451 | 232786.4662 | 178900.2475 | 4 | 255186.4297 | 75855.0475 | 30 | 151005.1158 | 29348.6508 | 2 | 3249.1617 | 2403.7978 | 1 | 21054.3855 | 679.197 | 14462.6914 | 195.5933 | 2468.1114 | 32.7961 | 35.5172 | 0 | 5202.5743 | 33.3844 | 0 | 120966.3158 | 84.05% | 15.95% | 1532.8663 | 3567.4923 | 258.8594 | 18.4659 | 430.6671 | 273.6652 | 560.0638 | 207.919 | 4875.0163 | 25319.5192 | 49903.6155 | 80098.1511 | 984842.9633 | 1065782.1444 | 6.576% | 1140805.8221
DATA CENTER #256 | TERTIAIRE | DATA CENTER | 14361.0887 | 2011 | 196830.7115 | 458098.1445 | 2500 | 6 | 19641.2892 | 9479.4314 | 1872707.7193 | 1965025.249 | 33 | 2836110.3439 | 639935.4909 | 194 | 821560.3465 | 275236.3242 | 17 | 29216.2097 | 12170.9632 | 8 | 148526.3549 | 4915.4003 | 82838.8927 | 914.9683 | 23080.997 | 191.6334 | 268.9297 | 0 | 35410.3977 | 297.6882 | 0 | 1142617.6485 | 92.29% | 7.712% | 9798.3441 | 17630.6175 | 2191.9351 | 104.1731 | 2674.1124 | 2126.6286 | 4229.0023 | 1902.2324 | 30599.2625 | 187640.0025 | 419287.4063 | 637526.6713 | 8276183.6634 | 8921073.5518 | 4.914% | 9382086.8197
DATA CENTER #257 | TERTIAIRE | DATA CENTER | 2211.2866 | 2017 | 35628.6261 | 85466.1562 | 800 | 6 | 5994.7179 | 1726.0491 | 368127.4626 | 236008.5973 | 5 | 503697.0886 | 146117.0562 | 42 | 183252.3019 | 37994.0771 | 2 | 3984.6078 | 2454.8578 | 1 | 22977.0472 | 941.5934 | 15302.365 | 146.8426 | 3052.07 | 27.7285 | 37.632 | 0 | 6078.3223 | 37.6935 | 0 | 162075.1939 | 95.81% | 4.191% | 1399.6206 | 2934.7545 | 308.1917 | 15.8778 | 342.1989 | 396.7066 | 653.0404 | 231.4603 | 5104.3 | 32836.5332 | 58197.3116 | 96138.1448 | 1502150.1387 | 1599599.3393 | 14.64% | 1873918.2921
DATA CENTER #258 | TERTIAIRE | DATA CENTER | 8843.2434 | 2011 | 139692.8051 | 259510.0956 | 1600 | 6 | 12579.7757 | 6764.91 | 1223452.7503 | 807779.7987 | 14 | 1544233.9142 | 441526.9044 | 144 | 435476.2602 | 141272.3671 | 8 | 18211.5715 | 10079.412 | 5 | 66307.5843 | 2989.4668 | 59814.2679 | 602.3344 | 13985.8505 | 151.3925 | 188.295 | 0 | 16738.8995 | 180.1136 | 0 | 677767.0068 | 92.76% | 7.239% | 5413.6052 | 10895.2355 | 1428.1442 | 69.0254 | 1559.3283 | 1614.5308 | 1808.646 | 806.6374 | 17843.9228 | 88231.0911 | 299917.4024 | 405992.4163 | 4801007.869 | 5211357.8021 | 10.37% | 5814284.6551
DATA CENTER #259 | TERTIAIRE | DATA CENTER | 6065.6549 | 2023 | 99806.2489 | 250710.997 | 1600 | 6 | 14874.4381 | 5987.0898 | 1106747.0522 | 884735.17 | 9 | 1610096.8819 | 310102.7043 | 114 | 548853.5223 | 102545.4574 | 7 | 12923.11 | 8851.7549 | 3 | 62789.249 | 2363.8521 | 45235.9582 | 385.2163 | 11977.7744 | 78.8751 | 114.8457 | 0 | 18208.7916 | 80.3064 | 0 | 439532.7482 | 95.61% | 4.39% | 4405.7863 | 10208.2826 | 1102.0562 | 52.9017 | 913.2888 | 928.5577 | 1426.8235 | 904.9813 | 18495.527 | 111991.6442 | 178463.5642 | 308950.7355 | 4564611.8493 | 4877455.3702 | 17.44% | 5907741.0678
DATA CENTER #260 | TERTIAIRE | DATA CENTER | 10686.7565 | 2016 | 173094.9315 | 277053.2639 | 2500 | 6 | 22119.9211 | 8137.1177 | 2041681.4238 | 1442260.8087 | 17 | 2270724.2854 | 587945.7971 | 194 | 607230.54 | 154696.0193 | 11 | 28375.7216 | 13622.4702 | 5 | 85672.2871 | 3733.9256 | 77722.6274 | 679.2448 | 12774.9989 | 157.6673 | 254.7323 | 0 | 31896.1356 | 226.7141 | 0 | 671280.912 | 93.92% | 6.078% | 6559.1367 | 15192.912 | 1505.9338 | 78.3986 | 2657.1918 | 1519.1014 | 2590.3549 | 1204.3734 | 34805.1043 | 174010.0342 | 365888.6391 | 574703.7776 | 6826274.1007 | 7407731.9242 | 10.66% | 8292001.4837
DATA CENTER #261 | TERTIAIRE | DATA CENTER | 14263.8452 | 2020 | 275714.1446 | 508983.9202 | 2500 | 6 | 22638.559 | 11530.124 | 1885279.8414 | 2168318.1183 | 26 | 2895191.9797 | 909059.3435 | 211 | 904294.0543 | 289139.2061 | 15 | 33127.6412 | 21114.649 | 8 | 138636.2049 | 5350.5971 | 91045.4073 | 1163.4499 | 21396.5042 | 217.5241 | 333.5684 | 0 | 37026.7619 | 262.7143 | 0 | 1255101.2319 | 86.48% | 13.52% | 10859.6291 | 21027.4693 | 2186.215 | 90.1324 | 2166.4682 | 2321.3798 | 2937.7059 | 1956.613 | 49413.7397 | 160633.1554 | 517934.1669 | 727981.062 | 8687896.5051 | 9422690.004 | 8.815% | 10333540.0204
DATA CENTER #262 | TERTIAIRE | DATA CENTER | 10791.9039 | 2023 | 164406.8273 | 387932.2072 | 2500 | 6 | 18483.644 | 10670.2986 | 2246514.4316 | 1224443.9657 | 21 | 2057265.1415 | 826492.6056 | 171 | 908058.368 | 225882.9267 | 8 | 21177.0541 | 15181.9049 | 6 | 137217.8476 | 3776.1563 | 114343.7498 | 681.3488 | 15565.124 | 147.0961 | 234.9835 | 0 | 34446.275 | 157.0069 | 0 | 744439.1603 | 91.62% | 8.382% | 7890.6254 | 15022.1497 | 1929.2723 | 106.7684 | 1665.7951 | 1720.0096 | 2514.1052 | 1417.429 | 46112.1047 | 202660.6717 | 276534.9904 | 525307.7668 | 7453660.8647 | 7986884.003 | 15.99% | 9506509.374
DATA CENTER #263 | TERTIAIRE | DATA CENTER | 2423.0127 | 2009 | 35156.6356 | 62471.5307 | 800 | 4 | 6721.2721 | 1479.7372 | 273082.1419 | 254656.9247 | 5 | 465301.6953 | 141241.3043 | 30 | 173705.0224 | 43356.8785 | 2 | 5242.3805 | 1877.4838 | 1 | 26056.7501 | 826.11 | 17452.0869 | 185.753 | 2460.683 | 32.0226 | 54.2929 | 0 | 5404.8542 | 31.8846 | 0 | 193998.4383 | 94.64% | 5.365% | 1472.6509 | 3357.2787 | 459.7164 | 20.4915 | 560.3684 | 305.4806 | 662.0303 | 225.9523 | 5926.3068 | 31570.2336 | 80204.4101 | 117700.9505 | 1365551.6188 | 1484469.4239 | 10.22% | 1653393.3057
DATA CENTER #264 | TERTIAIRE | DATA CENTER | 5498.4648 | 2021 | 77092.6754 | 233111.8565 | 1600 | 6 | 14988.0814 | 3870.8082 | 1040811.2665 | 941967.5361 | 9 | 1029628.7982 | 405477.141 | 65 | 332613.5683 | 115461.9622 | 7 | 15582.0658 | 7057.5681 | 3 | 75462.2243 | 1921.5814 | 55937.5798 | 498.6184 | 8566.8757 | 86.638 | 95.3824 | 0 | 13225.3876 | 113.0438 | 0 | 392060.8054 | 91.51% | 8.493% | 3344.8855 | 7643.5324 | 826.052 | 46.3834 | 991.5842 | 714.8693 | 1335.2285 | 741.8323 | 18891.7354 | 82299.4405 | 157217.8077 | 258408.9836 | 3552177.5453 | 3814457.6748 | 12.29% | 4349179.5889
DATA CENTER #265 | TERTIAIRE | DATA CENTER | 2631.4442 | 2016 | 50173.4531 | 100649.1255 | 800 | 6 | 6311.8689 | 2114.3639 | 357530.0861 | 322518.6477 | 6 | 586030.9456 | 115024.7628 | 34 | 149922.8652 | 41890.0987 | 2 | 5685.5403 | 2660.1322 | 1 | 33356.5241 | 871.8849 | 21743.9564 | 201.1731 | 4228.8208 | 40.1913 | 66.3051 | 0 | 7309.5618 | 36.7082 | 0 | 241373.2579 | 96.56% | 3.436% | 2192.2073 | 3051.7102 | 401.4185 | 18.6226 | 557.177 | 524.4029 | 762.6267 | 381.1131 | 8086.8185 | 29987.1102 | 83694.1596 | 121768.0883 | 1679270.7879 | 1802151.9589 | 8.818% | 1976427.8158
DATA CENTER #266 | TERTIAIRE | DATA CENTER | 16736.6847 | 2016 | 223864.6081 | 579460.1934 | 2500 | 6 | 24586.7695 | 10330.2587 | 2872220.186 | 2127101.4647 | 31 | 3106054.2587 | 831895.1168 | 217 | 1201984.1706 | 299939.5463 | 13 | 35668.2453 | 22183.6267 | 7 | 180952.8312 | 5639.0331 | 123160.632 | 1061.71 | 18742.2692 | 286.2297 | 294.5983 | 0 | 49780.0021 | 286.0262 | 0 | 1258835.6233 | 93.85% | 6.154% | 11239.5665 | 22634.7481 | 2781.4678 | 150.3348 | 3655.0574 | 2725.5279 | 3412.0457 | 1805.9516 | 53167.5097 | 203239.8785 | 549479.3895 | 805886.7777 | 10423571.5157 | 11239208.5941 | 8.181% | 12240562.2621
DATA CENTER #267 | TERTIAIRE | DATA CENTER | 4555.6268 | 2017 | 70059.2598 | 144715.4044 | 1000 | 6 | 8809.6428 | 4075.5708 | 754890.9863 | 552153.1865 | 8 | 776639.7781 | 315294.891 | 63 | 328312.42 | 71525.7576 | 4 | 9680.1904 | 4926.2453 | 2 | 48241.9707 | 1701.4711 | 25975.8799 | 408.5028 | 7429.2501 | 71.1312 | 108.8228 | 0 | 15213.1214 | 63.6989 | 0 | 363281.5621 | 87.53% | 12.47% | 2980.9321 | 6185.7521 | 580.2752 | 35.7301 | 767.0488 | 770.9531 | 1264.6406 | 412.2915 | 14368.7121 | 49736.4985 | 174477.6478 | 238582.8583 | 2745646.8341 | 2986510.8347 | 17.75% | 3630912.1317
DATA CENTER #268 | TERTIAIRE | DATA CENTER | 4700.7524 | 2019 | 87733.6965 | 154141.6508 | 1000 | 6 | 9775.9567 | 3580.9903 | 701555.4344 | 761819.0714 | 10 | 1054999.1711 | 285557.2366 | 81 | 419915.243 | 73821.9985 | 6 | 9296.9339 | 6702.4898 | 2 | 57730.9102 | 1741.1769 | 41836.7867 | 317.1795 | 8062.3212 | 83.9479 | 75.177 | 0 | 12907.7671 | 62.4843 | 0 | 299785.3558 | 93.68% | 6.32% | 2946.3789 | 5378.4912 | 596.4813 | 34.7422 | 733.5128 | 960.4906 | 1463.7312 | 496.0314 | 12244.1944 | 67615.1697 | 125999.856 | 205859.2201 | 3081162.4643 | 3290056.5015 | 10.43% | 3673309.6061
DATA CENTER #269 | TERTIAIRE | DATA CENTER | 3820.026 | 2019 | 53575.3045 | 103617.462 | 1000 | 6 | 9219.7759 | 2242.7514 | 598666.7694 | 461580.5634 | 9 | 835644.4911 | 205078.4785 | 58 | 257574.8311 | 57275.9153 | 3 | 7876.213 | 4374.8589 | 2 | 44077.2435 | 1427.9414 | 30489.3443 | 259.0113 | 6451.1825 | 50.7616 | 77.6905 | 0 | 9822.164 | 51.9378 | 0 | 258718.6821 | 92.69% | 7.31% | 2353.2913 | 6883.7804 | 531.1289 | 34.6299 | 624.8338 | 568.0667 | 888.7712 | 496.0671 | 14707.0689 | 63610.0364 | 131260.6493 | 209577.7545 | 2404197.8687 | 2616414.335 | 3.541% | 2712462.023
DATA CENTER #270 | TERTIAIRE | DATA CENTER | 2315.3469 | 2010 | 31523.1901 | 66646.4854 | 800 | 6 | 5727.6362 | 1761.2046 | 345022.3465 | 269640.4568 | 5 | 399945.4552 | 122252.5867 | 35 | 113862.4717 | 41444.1132 | 3 | 4775.0616 | 2744.6 | 1 | 21151.2532 | 971.8266 | 14670.0847 | 188.85 | 2422.2136 | 43.6424 | 48.3686 | 0 | 4405.9127 | 49.2232 | 0 | 180392.7787 | 92.27% | 7.728% | 1220.7259 | 3495.9198 | 351.418 | 15.17 | 379.8441 | 387.8534 | 739.2986 | 329.7846 | 7569.7848 | 27176.8728 | 87628.8486 | 122375.5063 | 1283288.412 | 1406518.2426 | 13.58% | 1627572.1103
DATA CENTER #271 | TERTIAIRE | DATA CENTER | 2789.7064 | 2013 | 35388.9104 | 90304.2645 | 800 | 6 | 7823.3909 | 1601.2121 | 408526.2518 | 350694.4458 | 6 | 427706.7036 | 138256.153 | 40 | 222552.5801 | 39237.1567 | 3 | 7007.9355 | 2409.022 | 2 | 28992.7697 | 801.8842 | 21103.2245 | 277.2227 | 3408.9205 | 49.8801 | 62.1457 | 0 | 7709.4714 | 47.816 | 0 | 228935.7108 | 87.5% | 12.5% | 2211.4469 | 3728.4537 | 446.5623 | 27.3328 | 491.7433 | 346.7094 | 878.9978 | 295.2047 | 8090.9834 | 32608.1013 | 89676.1473 | 130375.232 | 1601665.3471 | 1733499.108 | 11.07% | 1949309.7829
DATA CENTER #272 | TERTIAIRE | DATA CENTER | 16864.1771 | 2023 | 333378.3431 | 717316.0808 | 2500 | 6 | 19449.2511 | 12226.9165 | 2766153.7589 | 2092320.6286 | 37 | 2744865.1087 | 1106801.1478 | 289 | 1355210.6979 | 287713.4308 | 16 | 43321.6269 | 16237.6171 | 7 | 167146.4596 | 5003.9667 | 110546.1899 | 1442.0807 | 22151.7077 | 334.9908 | 400.1265 | 0 | 59631.6285 | 224.9628 | 0 | 1430625.2954 | 94.69% | 5.307% | 9689.4062 | 25958.4993 | 2672.9858 | 156.4554 | 3116.645 | 3143.7918 | 5018.1517 | 1519.1086 | 49389.9357 | 240809.5202 | 632693.0813 | 922892.5373 | 10566896.3604 | 11500726.4472 | 17.63% | 13962454.5671
DATA CENTER #273 | TERTIAIRE | DATA CENTER | 14785.054 | 2009 | 210928.7762 | 474388.5383 | 2500 | 6 | 19838.2715 | 9782.7622 | 2001377.5553 | 1584771.7648 | 23 | 1778782.5614 | 537829.2698 | 176 | 865860.9497 | 170095.9572 | 14 | 21237.874 | 16667.8611 | 7 | 136161.0791 | 5884.3185 | 74035.3218 | 1452.2578 | 22607.9737 | 219.2528 | 296.7807 | 0 | 39622.8056 | 236.0031 | 0 | 1125891.0976 | 85.72% | 14.28% | 11820.113 | 22732.8807 | 2715.3412 | 114.2918 | 3502.6643 | 2038.3952 | 4623.7889 | 1404.7131 | 45572.1941 | 197069.5857 | 437640.7377 | 680282.5175 | 7361928.9179 | 8050253.235 | 4.885% | 8463749.331
DATA CENTER #274 | TERTIAIRE | DATA CENTER | 17246.8967 | 2018 | 259180.3882 | 656678.2782 | 2500 | 6 | 24426.8776 | 14352.8847 | 2291396.8236 | 2648774.1344 | 38 | 3420440.2668 | 955097.6464 | 227 | 1543270.6106 | 251787.3836 | 21 | 44628.539 | 21102.448 | 11 | 208524.6488 | 8043.2428 | 161323.9927 | 1119.7171 | 21293.4389 | 326.6465 | 301.5775 | 0 | 52616.7437 | 337.4743 | 0 | 1253356.1003 | 86.21% | 13.79% | 9830.3738 | 30094.6318 | 2166.992 | 139.166 | 3513.1307 | 3194.6043 | 4382.261 | 1642.1172 | 57427.8022 | 290620.0759 | 677232.6693 | 1025280.5475 | 10799708.5358 | 11835315.1906 | 8.057% | 12872385.3669
DATA CENTER #275 | TERTIAIRE | DATA CENTER | 15987.2653 | 2010 | 242652.6484 | 357149.3318 | 2500 | 6 | 22489.249 | 12230.5314 | 2423477.7544 | 1338396.7654 | 30 | 2670261.5802 | 749392.804 | 187 | 1250664.7502 | 291407.1042 | 16 | 35019.9626 | 19014.4015 | 8 | 160174.2013 | 5952.6652 | 107026.507 | 1492.4657 | 25657.7291 | 302.6708 | 363.5223 | 0 | 43014.5506 | 278.4626 | 0 | 831083.3029 | 86.63% | 13.37% | 13018.3968 | 20918.448 | 2637.7293 | 134.4439 | 2635.5753 | 2167.9069 | 3466.0735 | 2323.136 | 41271.5817 | 171585.2601 | 558381.8227 | 771238.6645 | 8798780.5255 | 9578540.4751 | 13.81% | 11113713.9763
DATA CENTER #276 | TERTIAIRE | DATA CENTER | 6618.225 | 2019 | 129774.3763 | 258552.6076 | 1600 | 6 | 15589.9356 | 5225.2991 | 959434.047 | 792590.8309 | 10 | 1327342.5375 | 337253.9674 | 124 | 432306.1297 | 148699.04 | 6 | 14591.1205 | 8526.136 | 3 | 79980.6948 | 2559.7385 | 58106.1206 | 427.6975 | 11534.6428 | 126.0924 | 123.1986 | 0 | 22566.9685 | 128.6716 | 0 | 447243.7356 | 92.26% | 7.744% | 4640.4488 | 9662.1139 | 991.3629 | 52.7166 | 1327.2856 | 1069.2342 | 1704.319 | 746.8707 | 18406.03 | 71200.9533 | 161876.5789 | 251483.5622 | 4032927.7289 | 4289029.579 | 16.87% | 5159320.8955
DATA CENTER #277 | TERTIAIRE | DATA CENTER | 17584.4859 | 2015 | 204583.1611 | 549900.5701 | 2500 | 6 | 19715.9271 | 12241.5688 | 2073659.3962 | 2019985.4713 | 33 | 3721471.7238 | 1048008.0055 | 258 | 1308425.2861 | 364263.7262 | 18 | 45206.4553 | 18741.0154 | 7 | 213038.6012 | 5376.6884 | 96144.5377 | 1265.691 | 19490.0626 | 317.3626 | 413.1596 | 0 | 45928.4434 | 272.4211 | 0 | 1130582.3092 | 90.58% | 9.418% | 9905.8103 | 20994.5886 | 2578.6741 | 134.813 | 2688.8531 | 2343.1003 | 4040.7306 | 2454.6539 | 43911.3271 | 281754.7864 | 419915.5445 | 745581.6581 | 10243049.4313 | 10997578.033 | 7.12% | 11840580.7148
DATA CENTER #278 | TERTIAIRE | DATA CENTER | 16622.7015 | 2022 | 338348.3132 | 674523.4867 | 2500 | 6 | 23426.2208 | 13794.6267 | 3185288.1582 | 1949742.7139 | 30 | 3554888.0775 | 964422.3484 | 257 | 1531286.2732 | 410166.6492 | 17 | 33709.2457 | 25236.7389 | 7 | 168904.875 | 7398.2299 | 135367.8972 | 1607.382 | 31966.3289 | 225.7049 | 264.698 | 0 | 47470.8382 | 290.3932 | 0 | 1665513.1004 | 90.66% | 9.339% | 9565.9026 | 23586.6203 | 2962.5559 | 143.6546 | 3525.5731 | 2880.8346 | 5347.3034 | 1578.3091 | 60258.8668 | 241813.3539 | 598842.7146 | 900914.9353 | 12279024.1867 | 13191114.4297 | 13.04% | 15169342.3152
DATA CENTER #279 | TERTIAIRE | DATA CENTER | 14620.9053 | 2017 | 215181.8486 | 412593.2193 | 2500 | 6 | 21838.8767 | 11755.0792 | 1805281.7839 | 1656251.5275 | 30 | 2735464.8738 | 979280.0565 | 267 | 1201929.1817 | 305492.7888 | 12 | 33844.3712 | 14731.1319 | 9 | 119069.1618 | 5300.8961 | 129656.9097 | 1413.7299 | 25591.8024 | 199.4116 | 277.8645 | 0 | 40601.8766 | 245.3008 | 0 | 1079690.5578 | 86.85% | 13.15% | 8109.3632 | 20518.8573 | 2501.436 | 129.7386 | 3194.6791 | 1993.5657 | 4093.3944 | 1316.1148 | 43364.0637 | 216053.9315 | 492306.0508 | 751724.0461 | 8483477.7704 | 9244625.7937 | 6.039% | 9838738.7816
DATA CENTER #280 | TERTIAIRE | DATA CENTER | 16892.0969 | 2012 | 250729.081 | 470534.7074 | 2500 | 6 | 22416.2422 | 12892.0248 | 1995134.5718 | 2298240.0954 | 30 | 2654794.4873 | 764158.2364 | 276 | 1149712.8357 | 211144.0227 | 14 | 30465.9315 | 12980.6331 | 7 | 163896.2779 | 6460.7878 | 106350.0002 | 1249.913 | 28744.0747 | 320.2292 | 399.7525 | 0 | 31979.4737 | 362.755 | 0 | 1413494.445 | 94.67% | 5.326% | 13486.6677 | 20898.6584 | 2825.6584 | 106.8835 | 3166.274 | 2780.626 | 3892.2941 | 1690.642 | 41511.8635 | 186336.9402 | 546921.2221 | 774770.0258 | 8973011.1395 | 9756929.3452 | 5.699% | 10346634.1331
DATA CENTER #281 | TERTIAIRE | DATA CENTER | 1663.6953 | 2016 | 21071.3448 | 42312.5966 | 800 | 4 | 7913.0326 | 904.7124 | 315794.4012 | 185652.5221 | 4 | 268146.4625 | 103016.5644 | 30 | 103801.3502 | 29564.6251 | 2 | 4279.6831 | 1382.6362 | 1 | 20829.145 | 511.8276 | 12814.0072 | 109.7596 | 1864.0964 | 24.6836 | 42.2075 | 0 | 4309.6821 | 27.1298 | 0 | 109188.4221 | 91.63% | 8.372% | 1234.1758 | 2334.8515 | 230.8973 | 10.9762 | 365.7343 | 247.0375 | 483.4707 | 181.5236 | 6150.7261 | 22724.694 | 51402.537 | 80277.9571 | 981633.6786 | 1062609.5299 | 16.42% | 1271321.4101
DATA CENTER #282 | TERTIAIRE | DATA CENTER | 9952.3332 | 2023 | 207851.5506 | 295842.8841 | 1600 | 6 | 14645.4212 | 7164.0627 | 1565394.4595 | 1088176.1531 | 23 | 2528270.7362 | 700944.3407 | 150 | 766852.014 | 184584.1655 | 8 | 30470.0305 | 15353.0339 | 4 | 118261.8009 | 2950.8307 | 78841.508 | 629.2941 | 17372.1091 | 165.922 | 251.1768 | 0 | 26525.5055 | 178.2737 | 0 | 833047.9776 | 88.95% | 11.05% | 7447.058 | 17416.0469 | 1785.7866 | 84.0124 | 1843.1879 | 1717.1751 | 2881.7118 | 1215.2481 | 27603.7397 | 144324.5664 | 276684.8118 | 448613.1179 | 6987118.5186 | 7442307.2809 | 7.784% | 8070521.916
DATA CENTER #283 | TERTIAIRE | DATA CENTER | 13883.5058 | 2023 | 265881.3933 | 579391.0378 | 2500 | 6 | 20516.166 | 8661.7673 | 2699407.4048 | 2126579.381 | 33 | 3397431.5204 | 782490.4013 | 182 | 1121725.9829 | 315195.7948 | 14 | 27823.3714 | 18562.9384 | 6 | 179026.531 | 5638.5171 | 97763.1606 | 1345.4817 | 28012.1714 | 226.5583 | 296.0689 | 0 | 41504.8612 | 219.4595 | 0 | 1378291.0521 | 86.87% | 13.13% | 10809.9849 | 25978.2741 | 1684.0435 | 130.434 | 3184.1293 | 2178.5048 | 4260.8886 | 1979.2166 | 55595.5494 | 231659.071 | 483414.4121 | 770669.0325 | 10627161.5694 | 11406761.9837 | 9.377% | 12586985.6413
DATA CENTER #284 | TERTIAIRE | DATA CENTER | 12902.3182 | 2011 | 201864.7798 | 310162.9226 | 2500 | 6 | 20596.9678 | 7033.39 | 1348117.9278 | 1637775.6939 | 25 | 2326049.9153 | 536339.9477 | 200 | 706664.2559 | 187828.8958 | 15 | 25560.7185 | 9928.1817 | 7 | 101908.0793 | 3941.7076 | 69867.1101 | 1245.7869 | 14784.8475 | 234.7169 | 219.0984 | 0 | 23887.6451 | 237.6549 | 0 | 964654.0211 | 88.56% | 11.44% | 10817.4022 | 15241.8143 | 2527.9387 | 92.0232 | 2676.5555 | 2146.0714 | 4150.7851 | 1221.5521 | 41196.7736 | 159270.8428 | 502542.4654 | 703010.0817 | 6622364.8292 | 7331365.8045 | 11.3% | 8265076.9983
DATA CENTER #285 | TERTIAIRE | DATA CENTER | 14199.8546 | 2015 | 177289.8612 | 400882.6534 | 2500 | 6 | 23557.4763 | 7577.0834 | 2079356.8082 | 1984204.895 | 23 | 2248310.4941 | 788764.7008 | 200 | 823599.5629 | 250264.6857 | 18 | 34524.7214 | 15234.5792 | 7 | 139836.2325 | 6476.8935 | 106441.1189 | 1364.9451 | 17161.9187 | 216.3049 | 333.7734 | 0 | 35308.6172 | 192.4151 | 0 | 1118813.7248 | 83.48% | 16.52% | 11499.475 | 26445.8489 | 1958.2263 | 112.0281 | 3453.9793 | 2050.4178 | 4489.0831 | 2109.4989 | 51582.5764 | 212398.2997 | 536133.6187 | 800114.4949 | 7834683.7425 | 8643318.129 | 9.7% | 9571772.0498
DATA CENTER #286 | TERTIAIRE | DATA CENTER | 7194.048 | 2009 | 88479.9452 | 149122.0208 | 1600 | 6 | 11516.8979 | 4752.8395 | 751153.9326 | 711256.9428 | 11 | 1348106.8529 | 409645.9479 | 136 | 522817.0427 | 93996.6685 | 6 | 14304.7485 | 8321.9381 | 4 | 62557.4161 | 3132.7079 | 38975.1438 | 475.7654 | 8637.0255 | 139.9299 | 126.8045 | 0 | 18813.659 | 136.7726 | 0 | 355818.2051 | 92.64% | 7.364% | 5476.5689 | 11831.1048 | 920.2302 | 52.9765 | 1388.3523 | 1225.6115 | 2116.9382 | 712.5244 | 19338.8852 | 67890.9597 | 239376.0164 | 326605.8613 | 3626338.671 | 3955831.7331 | 16.02% | 4710318.606
DATA CENTER #287 | TERTIAIRE | DATA CENTER | 10265.0501 | 2021 | 173982.4469 | 303880.4105 | 2500 | 6 | 23631.1177 | 7870.5483 | 2109176.1186 | 1109145.26 | 17 | 2556220.298 | 538354.1333 | 189 | 1016735.6448 | 168078.1179 | 11 | 26997.0914 | 11890.5545 | 6 | 136758.213 | 3000.2452 | 99063.4027 | 798.4326 | 18107.1209 | 161.0467 | 257.9271 | 0 | 34972.0565 | 200.4997 | 0 | 809607.3924 | 92.96% | 7.04% | 7098.7675 | 15156.085 | 1641.73 | 62.728 | 2069.2418 | 1597.994 | 2405.8076 | 1264.1412 | 40733.9714 | 161078.3389 | 379608.7494 | 581421.0596 | 7877323.3111 | 8465773.9937 | 13.09% | 9741302.4434
DATA CENTER #288 | TERTIAIRE | DATA CENTER | 11486.0889 | 2016 | 199055.9037 | 417834.637 | 2500 | 6 | 20512.4833 | 9017.4861 | 1835338.6208 | 1132472.774 | 26 | 2237643.8204 | 772524.5553 | 175 | 835561.0185 | 203420.5188 | 12 | 24337.7491 | 12644.1252 | 5 | 125382.9562 | 5089.3134 | 71315.9615 | 852.7688 | 17635.7146 | 223.558 | 267.7923 | 0 | 27246.4096 | 237.9055 | 0 | 1008643.4524 | 94.71% | 5.287% | 8149.7539 | 13429.9751 | 1421.6806 | 104.838 | 2780.142 | 2254.0498 | 3366.7313 | 1493.2495 | 32039.8012 | 142847.6822 | 366987.6777 | 541875.161 | 7340637.7214 | 7889695.2133 | 7.326% | 8513374.5737
DATA CENTER #289 | TERTIAIRE | DATA CENTER | 12049.0281 | 2020 | 187817.7466 | 394968.2298 | 2500 | 6 | 18535.6869 | 7091.3091 | 2076569.0669 | 1307973.1911 | 20 | 1925926.9633 | 563565.4702 | 176 | 1077583.1269 | 199405.1959 | 15 | 27093.677 | 15918.8578 | 5 | 143346.3143 | 4577.9903 | 106086.1228 | 1162.272 | 17687.9982 | 177.3001 | 210.5423 | 0 | 28345.5496 | 259.0391 | 0 | 1161719.1074 | 95.68% | 4.32% | 6175.1759 | 15781.5379 | 1949.177 | 117.3068 | 2636.4657 | 2188.1123 | 3869.2246 | 1316.812 | 42930.4592 | 214876.1103 | 338778.7374 | 596585.3069 | 7791000.1724 | 8395543.8621 | 5.439% | 8878462.5045
DATA CENTER #290 | TERTIAIRE | DATA CENTER | 8504.3664 | 2011 | 91624.8665 | 246791.6533 | 1600 | 6 | 15739.6004 | 5922.7767 | 1109316.7807 | 750134.7089 | 14 | 1575766.3981 | 372537.4444 | 119 | 653505.1516 | 108753.0432 | 8 | 13794.5186 | 10260.1781 | 5 | 89912.0263 | 2691.807 | 47372.0154 | 560.9003 | 11465.2106 | 123.4661 | 192.9639 | 0 | 23252.5622 | 119.7772 | 0 | 659067.7127 | 90.26% | 9.739% | 4619.6252 | 12794.4881 | 1689.9944 | 79.5455 | 1974.9754 | 1074.8911 | 1744.3804 | 774.8414 | 17275.1591 | 110453.3809 | 217784.025 | 345512.565 | 4893202.3513 | 5243387.4189 | 4.554% | 5493572.1075
DATA CENTER #291 | TERTIAIRE | DATA CENTER | 6510.4061 | 2019 | 106224.5487 | 187957.545 | 1600 | 6 | 15683.0242 | 4746.6584 | 1117869.8186 | 955096.2361 | 11 | 1201689.4203 | 430947.9605 | 101 | 574132.5927 | 95538.6396 | 5 | 14208.3726 | 7459.112 | 3 | 88353.7462 | 1922.4218 | 49276.8067 | 560.9779 | 8698.8968 | 100.9529 | 134.8671 | 0 | 17713.5285 | 114.661 | 0 | 631176.8042 | 96.87% | 3.131% | 5003.1345 | 9270.1845 | 905.4146 | 64.6054 | 1358.2777 | 896.8907 | 1545.6559 | 634.2293 | 20061.0648 | 84303.1018 | 236478.3442 | 340842.5107 | 4315113.3113 | 4659174.6419 | 14.98% | 5479849.9943
DATA CENTER #292 | TERTIAIRE | DATA CENTER | 7692.2221 | 2008 | 92837.9941 | 192406.7599 | 1600 | 6 | 14460.8011 | 5697.3125 | 794089.7813 | 968968.0778 | 13 | 1359216.6221 | 422503.2506 | 125 | 576444.3258 | 117543.9084 | 8 | 15982.3412 | 8173.3458 | 4 | 69710.1936 | 2925.9304 | 43549.3893 | 516.942 | 9890.5157 | 123.6732 | 141.2111 | 0 | 17272.5203 | 128.0091 | 0 | 374970.7055 | 93.93% | 6.075% | 4243.9314 | 10417.4374 | 1135.8915 | 74.2277 | 1510.0053 | 1507.0507 | 2067.6411 | 895.6662 | 24048.064 | 101693.1555 | 192982.1549 | 318723.3745 | 3865981.748 | 4188782.8208 | 11.59% | 4737999.791
DATA CENTER #293 | TERTIAIRE | DATA CENTER | 16319.6079 | 2011 | 237995.8764 | 464135.2259 | 2500 | 6 | 18367.2272 | 8741.7555 | 2088190.7568 | 1736416.7416 | 31 | 2682923.1085 | 834628.4852 | 278 | 1023587.4638 | 316837.4603 | 17 | 36228.213 | 18762.5722 | 10 | 142226.8274 | 6366.8622 | 125549.1682 | 1074.8097 | 20950.9583 | 282.463 | 335.394 | 0 | 35894.9067 | 335.9652 | 0 | 1128927.8064 | 89% | 11% | 12757.3683 | 29038.3867 | 2262.0933 | 102.4091 | 2964.7734 | 3135.7728 | 5033.7902 | 1713.1017 | 48995.803 | 207241.7927 | 593902.9746 | 850140.5703 | 8673926.5312 | 9533359.8496 | 16.06% | 11356827.5338
DATA CENTER #294 | TERTIAIRE | DATA CENTER | 12630.7532 | 2013 | 178747.0408 | 433454.7901 | 2500 | 6 | 17954.601 | 9549.2778 | 2213219.3309 | 1254372.4831 | 28 | 2457928.9529 | 756867.5173 | 210 | 662720.4027 | 208733.4955 | 10 | 26171.9941 | 14432.311 | 8 | 145202.1681 | 4892.9934 | 75367.2804 | 943.2067 | 14251.4006 | 208.3074 | 263.3254 | 0 | 26032.4281 | 207.5973 | 0 | 931466.923 | 90.66% | 9.344% | 9735.6088 | 21928.277 | 2405.9276 | 117.4298 | 2591.9579 | 2442.922 | 3049.3985 | 1388.3306 | 40231.3848 | 144820.1865 | 314496.0156 | 499547.5869 | 7732799.7878 | 8237755.0401 | 16.8% | 9901351.6175
DATA CENTER #295 | TERTIAIRE | DATA CENTER | 9634.2406 | 2012 | 160312.3358 | 317632.284 | 1600 | 6 | 15854.3678 | 4786.5235 | 1585304.8728 | 1002445.2661 | 21 | 1835145.1842 | 500326.2083 | 125 | 803357.423 | 186353.0869 | 12 | 15121.86 | 10400.0363 | 4 | 103733.1002 | 3493.1683 | 77883.6191 | 651.1706 | 13709.3078 | 130.4012 | 191.7866 | 0 | 22877.6985 | 189.6495 | 0 | 563666.4302 | 92.6% | 7.398% | 6982.6208 | 14773.2757 | 1860.4759 | 73.2727 | 1606.0723 | 1526.4947 | 1962.0817 | 1053.9541 | 32255.3449 | 136590.9192 | 290738.7884 | 459585.0526 | 5961267.024 | 6425872.339 | 1.764% | 6541246.8913
DATA CENTER #296 | TERTIAIRE | DATA CENTER | 12687.6313 | 2013 | 199883.7122 | 346697.6341 | 2500 | 6 | 19896.7042 | 6747.0033 | 1691010.7354 | 1560796.6744 | 19 | 1781041.3956 | 683065.5063 | 217 | 954297.3715 | 176619.5983 | 10 | 28648.2273 | 10201.329 | 6 | 118829.7946 | 3986.1324 | 72242.5191 | 1253.0987 | 14984.2278 | 248.7769 | 301.2861 | 0 | 25422.9409 | 175.5641 | 0 | 1074215.919 | 89.38% | 10.62% | 9056.5814 | 17866.0551 | 2163.7107 | 94.1516 | 2355.6338 | 2074.3257 | 2451.023 | 1195.5342 | 41492.0503 | 159277.7943 | 398279.4949 | 599049.3395 | 6848399.6359 | 7454943.0174 | 5.95% | 7926569.5375
DATA CENTER #297 | TERTIAIRE | DATA CENTER | 10373.9982 | 2009 | 163988.9888 | 341360.1324 | 2500 | 6 | 22872.7612 | 7430.2471 | 1326200.66 | 1254960.0366 | 19 | 1339760.33 | 595630.6874 | 178 | 747190.8732 | 133108.9444 | 12 | 22501.4232 | 12119.655 | 4 | 84995.1895 | 3282.466 | 68595.9643 | 1000.8665 | 12790.2672 | 194.3652 | 164.3041 | 0 | 17855.0136 | 135.9228 | 0 | 570456.4004 | 91.83% | 8.17% | 6849.7118 | 17480.7138 | 2056.2832 | 103.0041 | 1851.8092 | 2062.1341 | 2973.2742 | 1493.2804 | 23684.9942 | 88817.6287 | 319795.848 | 432298.471 | 5060492.8614 | 5496680.2302 | 17.57% | 6668610.5838
DATA CENTER #298 | TERTIAIRE | DATA CENTER | 9300.4962 | 2009 | 150707.4844 | 240805.0052 | 1600 | 6 | 15178.3717 | 6119.4927 | 1252350.911 | 952280.6666 | 15 | 1222376.4386 | 370662.5434 | 125 | 516417.7404 | 150186.5135 | 7 | 13864.258 | 7312.5995 | 4 | 72431.2481 | 3980.3979 | 46245.9284 | 817.2836 | 10192.6992 | 127.6995 | 230.9336 | 0 | 17039.6171 | 183.2034 | 0 | 617772.099 | 94.86% | 5.141% | 7059.4971 | 16917.554 | 1418.8687 | 81.9532 | 2137.4766 | 1811.531 | 2545.4413 | 1248.8325 | 18326.0827 | 79248.4257 | 269081.1574 | 366655.6657 | 4482578.6287 | 4854459.3675 | 16.55% | 5817149.5388
DATA CENTER #299 | TERTIAIRE | DATA CENTER | 17553.3567 | 2024 | 338311.2688 | 491754.6482 | 2500 | 6 | 20249.9268 | 12187.5464 | 2451065.6688 | 2863764.8699 | 27 | 3185764.7032 | 1135344.1913 | 302 | 1597496.6892 | 351307.7554 | 18 | 43070.1053 | 22376.2155 | 9 | 221191.8526 | 5773.7015 | 182805.6704 | 1763.6549 | 24225.1564 | 236.5834 | 327.1123 | 0 | 65660.8148 | 300.9354 | 0 | 1917413.659 | 91.01% | 8.992% | 14371.5846 | 21929.8432 | 2694.9794 | 143.8485 | 4330.8471 | 2347.6608 | 4312.9634 | 2510.8141 | 70044.1387 | 321470.1849 | 610198.0755 | 1001712.3991 | 11477407.5482 | 12487522.1719 | 8.284% | 13615460.5637
DATA CENTER #300 | TERTIAIRE | DATA CENTER | 11189.4687 | 2009 | 155721.0331 | 252365.6267 | 2500 | 6 | 20774.85 | 8181.588 | 1726943.9517 | 1178806.0581 | 21 | 1775698.9472 | 598211.7578 | 153 | 742202.0057 | 205071.1475 | 11 | 23315.5936 | 11991.5615 | 4 | 78584.7814 | 3649.9392 | 64872.2853 | 1081.9448 | 14038.9139 | 185.3258 | 197.9131 | 0 | 26958.5995 | 231.3217 | 0 | 572558.7046 | 90.08% | 9.922% | 8647.9729 | 14089.072 | 1984.7517 | 73.7995 | 1788.8847 | 2173.3489 | 3557.6689 | 1326.5277 | 23703.2086 | 111982.5534 | 397225.5232 | 532911.2853 | 5861841.5503 | 6400331.281 | 6.615% | 6853692.256
DATA CENTER #301 | TERTIAIRE | DATA CENTER | 15170.7469 | 2022 | 292760.4447 | 468679.3017 | 2500 | 6 | 21030.0619 | 9645.3838 | 2670414.2135 | 1892911.9795 | 23 | 3718735.038 | 1147358.7415 | 202 | 1105659.2318 | 238785.0281 | 17 | 32517.0961 | 19829.9089 | 9 | 150518.5679 | 5993.5456 | 101874.9652 | 1280.4036 | 19585.0291 | 250.8859 | 278.4386 | 0 | 44710.8453 | 280.5593 | 0 | 1566417.1207 | 93.54% | 6.463% | 8990.5208 | 22388.4112 | 2665.5486 | 106.2962 | 3364.4686 | 2889.0761 | 4665.3322 | 2211.3972 | 45346.8751 | 201487.8992 | 564518.2766 | 811353.051 | 10960040.7305 | 11781175.7982 | 14.97% | 13855920.0189
DATA CENTER #302 | TERTIAIRE | DATA CENTER | 12245.2441 | 2016 | 179095.8665 | 306815.2573 | 2500 | 6 | 18456.4155 | 9954.7744 | 2272177.7469 | 1708241.992 | 21 | 2312544.5853 | 757709.7635 | 233 | 1093685.2716 | 261499.1488 | 12 | 32431.0821 | 13948.7457 | 6 | 139766.2278 | 4945.2179 | 84498.384 | 1204.6359 | 17745.985 | 218.2535 | 299.8205 | 0 | 26761.5923 | 221.6515 | 0 | 782962.2145 | 88.67% | 11.33% | 8504.5914 | 22073.8696 | 2290.9869 | 86.1613 | 3012.53 | 2472.3984 | 3814.8035 | 1175.9334 | 45223.1496 | 178972.0955 | 415727.7118 | 639922.957 | 7863868.999 | 8510556.7698 | 18.54% | 10447867.96
DATA CENTER #303 | TERTIAIRE | DATA CENTER | 11586.1066 | 2010 | 158513.9467 | 257926.0441 | 2500 | 6 | 21776.5175 | 7487.2019 | 1948662.0184 | 1057975.0109 | 28 | 1691235.0969 | 445630.7421 | 204 | 919799.8856 | 192839.4164 | 11 | 20582.8286 | 12216.6832 | 6 | 112207.9625 | 4382.6167 | 65911.1527 | 982.2104 | 12784.0233 | 229.964 | 246.3113 | 0 | 28036.9589 | 168.6497 | 0 | 683289.2244 | 86.61% | 13.39% | 6802.6631 | 18049.2853 | 1834.5553 | 73.3218 | 2415.6654 | 1899.3114 | 3380.7543 | 1343.8748 | 35472.6924 | 142890.217 | 405403.6709 | 583766.5803 | 6394739.9132 | 6983935.729 | 4.21% | 7290901.2756
DATA CENTER #304 | TERTIAIRE | DATA CENTER | 13517.9289 | 2022 | 277353.6959 | 567097.948 | 2500 | 6 | 20931.9746 | 8898.1136 | 2051919.6243 | 1814672.0256 | 20 | 2414579.7664 | 654109.8328 | 202 | 968517.973 | 205132.2037 | 12 | 34992.0299 | 17082.2461 | 6 | 173043.483 | 5494.6735 | 86916.0851 | 1220.2533 | 18482.6795 | 231.5091 | 259.8693 | 0 | 48751.8312 | 258.0193 | 0 | 1362900.918 | 90.27% | 9.731% | 11359.6461 | 17756.5428 | 1859.5 | 124.0263 | 2414.7546 | 1958.0681 | 3819.4568 | 1874.1934 | 56467.6529 | 206596.1501 | 508041.9109 | 771105.714 | 8700845.9316 | 9481953.6294 | 13.32% | 10938764.4569
DATA CENTER #305 | TERTIAIRE | DATA CENTER | 3188.5472 | 2014 | 43962.6319 | 94331.9661 | 1000 | 6 | 7723.8103 | 2302.0696 | 541768.9218 | 307167.3344 | 7 | 448316.8256 | 149333.9516 | 45 | 252410.7538 | 64274.6554 | 4 | 5429.2055 | 4159.8971 | 2 | 28058.527 | 968.2469 | 18974.8137 | 282.1548 | 4695.0322 | 60.8547 | 61.9252 | 0 | 7773.0077 | 58.4323 | 0 | 288439.9512 | 89.81% | 10.19% | 2423.4293 | 4270.7789 | 619.3908 | 28.8908 | 575.4576 | 429.1986 | 692.1913 | 469.4475 | 8587.039 | 30353.786 | 121707.0299 | 160647.8549 | 1865991.9589 | 2028370.4816 | 8.968% | 2228188.8112
DATA CENTER #306 | TERTIAIRE | DATA CENTER | 16568.7104 | 2015 | 295659.2076 | 464872.3087 | 2500 | 6 | 19564.2622 | 8887.1477 | 1891077.341 | 2352745.9266 | 27 | 2293877.6496 | 767005.728 | 254 | 1156589.0738 | 227569.5887 | 15 | 29721.4054 | 21056.1311 | 9 | 143597.9761 | 6881.4424 | 145805.9478 | 1639.8362 | 23782.8026 | 335.7607 | 255.9073 | 0 | 50508.507 | 278.7093 | 0 | 1233993.6256 | 96.51% | 3.495% | 9676.734 | 18714.7364 | 2561.3836 | 132.8189 | 2950.2581 | 2797.8022 | 5140.2361 | 2207.6715 | 38286.5126 | 244756.443 | 554526.9253 | 837569.8809 | 8429489.5446 | 9273728.7577 | 2.559% | 9517282.4703
DATA CENTER #307 | TERTIAIRE | DATA CENTER | 15322.6401 | 2021 | 295209.4406 | 533436.0292 | 2500 | 6 | 21793.545 | 13379.9076 | 2480838.8261 | 2396801.7892 | 27 | 2838824.1686 | 976749.6681 | 195 | 1406520.6149 | 326266.2459 | 12 | 31455.6187 | 21267.8585 | 6 | 161736.0518 | 6100.8731 | 156227.7864 | 1215.3078 | 24161.6469 | 246.5769 | 281.5224 | 0 | 40904.6887 | 243.7849 | 0 | 1612247.0028 | 88.26% | 11.74% | 11080.1783 | 22322.2212 | 2962.0594 | 95.8853 | 3124.0052 | 3048.0812 | 4588.1556 | 1433.2873 | 61509.3082 | 227403.9143 | 475576.5188 | 764489.7413 | 10389726.4043 | 11165338.6687 | 16.59% | 13386252.1293
DATA CENTER #308 | TERTIAIRE | DATA CENTER | 11041.6935 | 2024 | 151979.7089 | 415989.7981 | 2500 | 6 | 24433.3316 | 9800.0416 | 2043168.3833 | 1587659.9183 | 19 | 2559806.8588 | 574033.7022 | 163 | 1046477.5652 | 179313.1213 | 10 | 23896.7552 | 14615.2929 | 5 | 161248.3366 | 4852.2311 | 92004.234 | 1064.5282 | 19041.6238 | 136.2519 | 247.5061 | 0 | 28230.465 | 203.0303 | 0 | 892873.1257 | 94.69% | 5.313% | 6663.0405 | 17849.8975 | 1665.0812 | 85.3266 | 1914.6472 | 1787.4447 | 2558.506 | 1098.0936 | 33948.0828 | 154002.2789 | 384300.4776 | 572250.8393 | 8021808.368 | 8601409.4429 | 9.242% | 9477352.6426
DATA CENTER #309 | TERTIAIRE | DATA CENTER | 5361.0675 | 2008 | 81117.8076 | 107841.8677 | 1600 | 4 | 15939.6799 | 2942.9084 | 730459.2775 | 586160.2079 | 10 | 624527.6512 | 237753.1341 | 63 | 329690.2374 | 84488.1653 | 4 | 9502.1025 | 3776.7549 | 3 | 35696.9483 | 2269.9037 | 39428.5594 | 544.6827 | 5076.8847 | 108.6015 | 110.1371 | 0 | 12409.4454 | 110.4195 | 0 | 312851.5586 | 87.53% | 12.47% | 3615.4811 | 8130.4145 | 702.1981 | 39.7208 | 843.5991 | 879.6838 | 1585.1946 | 697.8018 | 11600.2333 | 71613.4589 | 190763.621 | 273977.3132 | 2495416.1159 | 2771221.2652 | 14.67% | 3247750.1493
DATA CENTER #310 | TERTIAIRE | DATA CENTER | 15398.9055 | 2009 | 171339.4914 | 434983.5153 | 2500 | 6 | 21249.4666 | 7396.9302 | 2034711.7237 | 1866520.4627 | 38 | 2686774.569 | 704132.5226 | 244 | 1106181.7549 | 231914.3805 | 18 | 25274.4184 | 14206.4488 | 7 | 120157.9199 | 5111.2168 | 100622.388 | 1552.7274 | 20319.3319 | 235.5257 | 242.2817 | 0 | 37117.7212 | 214.5609 | 0 | 1173658.0111 | 90.41% | 9.591% | 10662.7627 | 23667.0141 | 1995.5029 | 151.0401 | 3756.0002 | 2520.8999 | 4567.5489 | 2298.2356 | 39045.1905 | 163087.3065 | 513430.9331 | 715563.4301 | 8533944.7356 | 9256404.3083 | 4.727% | 9715668.8733
DATA CENTER #311 | TERTIAIRE | DATA CENTER | 13702.5919 | 2023 | 235264.6023 | 602575.9535 | 2500 | 6 | 21141.0087 | 8539.3127 | 2163130.4212 | 1867053.0725 | 25 | 2316704.9047 | 760939.0329 | 251 | 1343541.3254 | 328215.9656 | 14 | 27225.7965 | 17192.1579 | 6 | 125681.3363 | 5218.9998 | 108378.8302 | 1225.8236 | 19341.8283 | 255.5436 | 282.6845 | 0 | 37985.5956 | 190.99 | 0 | 1307969.6341 | 93.19% | 6.808% | 8277.0601 | 16377.7755 | 2678.6379 | 115.6096 | 3045.1967 | 2719.8537 | 2859.9333 | 1609.3182 | 47481.0897 | 185433.9221 | 346755.504 | 579670.5158 | 8964821.2578 | 9553162.2285 | 13.53% | 11047861.8876
DATA CENTER #312 | TERTIAIRE | DATA CENTER | 9830.2172 | 2011 | 145151.3282 | 326182.991 | 1600 | 6 | 13870.1073 | 6514.8088 | 1620115.249 | 925210.7582 | 20 | 1278428.9834 | 470117.7323 | 168 | 570701.4614 | 161521.9749 | 8 | 23442.6336 | 9017.7821 | 5 | 83621.9109 | 3318.9478 | 55765.3103 | 901.4919 | 14659.1285 | 120.1888 | 202.7926 | 0 | 25466.2481 | 153.5654 | 0 | 783297.2982 | 91% | 8.998% | 6843.9185 | 11334.5807 | 1292.0003 | 71.9081 | 1533.414 | 1939.5921 | 2498.6326 | 1307.0938 | 22197.6679 | 125724.4218 | 368016.1674 | 515938.2571 | 5339809.3561 | 5860010.8922 | 11.33% | 6609078.0938
DATA CENTER #313 | TERTIAIRE | DATA CENTER | 8242.2464 | 2016 | 113037.0933 | 206440.5254 | 1600 | 6 | 12422.982 | 6869.5518 | 1139416.0887 | 1004661.3825 | 15 | 1204128.2273 | 532407.5775 | 120 | 680253.031 | 166869.2253 | 8 | 16260.9346 | 8225.2993 | 4 | 78559.4286 | 3111.3809 | 47748.0337 | 662.4234 | 15321.3269 | 164.8144 | 164.8988 | 0 | 18898.9248 | 149.6116 | 0 | 546847.2679 | 84.78% | 15.22% | 4657.2074 | 14538.9233 | 1582.8681 | 72.8931 | 1338.2965 | 1184.5956 | 1876.1827 | 904.4715 | 28272.7546 | 124964.0517 | 239354.8531 | 392591.6595 | 4442358.0047 | 4838749.571 | 7.135% | 5210543.565
DATA CENTER #314 | TERTIAIRE | DATA CENTER | 14793.1769 | 2010 | 174089.2956 | 350584.4503 | 2500 | 6 | 19264.7045 | 9488.0057 | 1794957.6142 | 2016486.077 | 32 | 1914796.5055 | 750149.5432 | 181 | 1119545.8095 | 195908.3687 | 12 | 29071.9348 | 16538.1252 | 6 | 122914.24 | 5308.862 | 88360.6762 | 1512.0465 | 14973.8263 | 258.7924 | 254.5521 | 0 | 26823.8148 | 297.7587 | 0 | 1122798.6683 | 84.06% | 15.94% | 11348.9771 | 24511.9919 | 2695.5888 | 112.2678 | 2564.9791 | 2316.4396 | 2875.5168 | 2082.8307 | 39503.5954 | 161809.125 | 525553.6695 | 726866.3898 | 7325262.1062 | 8058851.0359 | 14.11% | 9383209.3157
DATA CENTER #315 | TERTIAIRE | DATA CENTER | 9405.4961 | 2010 | 124003.1415 | 204173.5038 | 1600 | 6 | 11765.4941 | 5014.8416 | 1236015.5454 | 782552.3261 | 17 | 1711314.234 | 504467.4353 | 164 | 736653.8719 | 125958.8689 | 10 | 16489.3007 | 8790.7599 | 5 | 98406.7732 | 3148.6576 | 70346.8053 | 869.7105 | 14748.9629 | 139.6333 | 166.5899 | 0 | 21087.1479 | 146.9138 | 0 | 661846.8822 | 92.83% | 7.174% | 7553.7836 | 11826.9111 | 1701.7939 | 85.557 | 2214.9234 | 1178.2824 | 2431.2696 | 878.0945 | 28373.9316 | 120944.5664 | 359251.5083 | 508570.0062 | 5307188.5435 | 5820804.3209 | 17.56% | 7060742.7149
DATA CENTER #316 | TERTIAIRE | DATA CENTER | 13737.6769 | 2011 | 151254.2084 | 358281.0093 | 2500 | 6 | 20639.7379 | 9191.6823 | 1625861.5545 | 1222656.294 | 33 | 2124744.7019 | 612898.5561 | 202 | 1107932.1512 | 194081.9457 | 12 | 20263.9836 | 16389.4607 | 6 | 111864.1923 | 5654.8676 | 111988.362 | 1396.2276 | 20185.6274 | 241.9976 | 288.4635 | 0 | 31109.8334 | 289.3077 | 0 | 725779.6301 | 82.9% | 17.1% | 11562.899 | 24097.6168 | 1743.7614 | 127.9014 | 3252.2402 | 2744.1263 | 2912.7975 | 1583.1395 | 38277.07 | 171570.6696 | 473981.5299 | 683829.2696 | 6947240.3496 | 7639184.3235 | 15.81% | 9073809.9476
DATA CENTER #317 | TERTIAIRE | DATA CENTER | 12970.0259 | 2013 | 195531.6245 | 439173.65 | 2500 | 6 | 17958.8084 | 9709.6814 | 1711603.5638 | 1502542.1032 | 25 | 2244869.3347 | 763382.0919 | 237 | 867688.3409 | 166646.84 | 11 | 20290.4776 | 10016.5383 | 6 | 122452.7927 | 4183.8963 | 99603.5127 | 1153.5484 | 22524.352 | 213.2909 | 210.5926 | 0 | 30931.5161 | 173.8841 | 0 | 769503.0414 | 86.54% | 13.46% | 8193.2125 | 17870.014 | 2037.9461 | 85.7396 | 3162.7949 | 1996.4015 | 3965.7937 | 1492.4193 | 41620.315 | 129079.5052 | 318736.4076 | 489436.2279 | 7045013.1103 | 7539403.9259 | 8.982% | 8283436.6112
DATA CENTER #318 | TERTIAIRE | DATA CENTER | 15537.6571 | 2020 | 254160.081 | 432707.1651 | 2500 | 6 | 17573.0228 | 13450.138 | 2922234.0237 | 1875788.7846 | 24 | 3787987.4735 | 1152879.4487 | 196 | 1325691.061 | 370446.2004 | 12 | 28617.9703 | 19619.1171 | 7 | 216073.7011 | 5019.7226 | 109383.2236 | 1153.676 | 24478.784 | 215.9424 | 327.0774 | 0 | 49267.7589 | 290.1565 | 0 | 1145305.7692 | 92.8% | 7.2% | 9214.5142 | 22244.65 | 2778.0584 | 112.1356 | 2759.8758 | 2559.8308 | 4115.2455 | 1550.9846 | 42304.8921 | 250683.6321 | 474954.9306 | 767943.4548 | 11144087.4606 | 11923101.8708 | 3.315% | 12331915.5162
DATA CENTER #319 | TERTIAIRE | DATA CENTER | 5759.4339 | 2015 | 102291.3787 | 206665.8138 | 1600 | 6 | 15868.2027 | 3242.4177 | 904366.4242 | 760860.518 | 11 | 993670.5748 | 389441.8099 | 102 | 471024.4128 | 102958.8649 | 5 | 11899.2323 | 5034.9965 | 3 | 71956.6315 | 2002.2706 | 50595.1388 | 533.0166 | 7819.798 | 86.6527 | 147.0364 | 0 | 12762.0452 | 100.7935 | 0 | 336917.8534 | 92.95% | 7.047% | 4803.0967 | 10320.2664 | 1058.2513 | 38.269 | 1067.3811 | 797.196 | 1397.9181 | 546.3529 | 18190.2863 | 55860.0964 | 202683.4665 | 276733.8492 | 3412336.7903 | 3691653.0976 | 8.491% | 4034207.996
DATA CENTER #320 | TERTIAIRE | DATA CENTER | 12128.5465 | 2017 | 164119.6947 | 372825.189 | 2500 | 6 | 24174.1071 | 10005.9094 | 1534589.3341 | 1839093.3804 | 27 | 2284526.8918 | 724945.3954 | 229 | 830932.0643 | 176043.0213 | 13 | 30855.2132 | 11245.3353 | 7 | 125423.1432 | 4873.0752 | 72570.0912 | 1163.7646 | 15730.9067 | 175.3283 | 228.5269 | 0 | 34148.7366 | 244.6869 | 0 | 740871.8579 | 89.73% | 10.27% | 6152.7225 | 17479.563 | 2171.8674 | 118.9989 | 1919.8469 | 2228.5194 | 3334.304 | 1536.9407 | 30783.3503 | 134020.6341 | 457879.7714 | 622683.7558 | 6708946.6443 | 7339700.3781 | 7.02% | 7893828.6644
DATA CENTER #321 | TERTIAIRE | DATA CENTER | 8214.7774 | 2019 | 105491.1152 | 276847.869 | 1600 | 6 | 15155.8145 | 5413.5894 | 1104660.0298 | 1039113.8898 | 13 | 1883193.4246 | 494816.6485 | 100 | 680170.4125 | 169539.2006 | 8 | 18915.6124 | 8723.2877 | 4 | 79137.5981 | 3559.9723 | 77493.8193 | 548.3312 | 14045.932 | 137.642 | 171.196 | 0 | 18059.8294 | 168.0342 | 0 | 681036.501 | 92.36% | 7.641% | 5839.857 | 11393.6366 | 1094.3346 | 66.1063 | 1850.2913 | 1035.9461 | 2237.1604 | 1160.8827 | 28854.0893 | 93767.0543 | 322011.8211 | 444632.9647 | 5325170.0787 | 5774306.7183 | 11.91% | 6554868.9082
DATA CENTER #322 | TERTIAIRE | DATA CENTER | 14745.7761 | 2017 | 197934.8414 | 560740.5829 | 2500 | 6 | 17720.9222 | 9741.1721 | 2668691.4881 | 1719500.1227 | 29 | 3082664.4863 | 647495.176 | 243 | 836377.4426 | 280787.3282 | 17 | 26863.2423 | 14151.5269 | 9 | 153271.8295 | 5923.6156 | 135308.8395 | 1519.2156 | 27014.6192 | 243.4916 | 360.0591 | 0 | 34722.0202 | 238.0106 | 0 | 1117551.1585 | 95.62% | 4.384% | 10107.1822 | 18458.7134 | 2763.2748 | 116.9987 | 3446.1424 | 2821.4571 | 4156.9004 | 1742.9044 | 43903.635 | 233075.6907 | 353677.0679 | 630656.3937 | 9594535.0974 | 10234982.9165 | 16.41% | 12244998.1127
DATA CENTER #323 | TERTIAIRE | DATA CENTER | 15673.0683 | 2011 | 250323.9972 | 417771.8793 | 2500 | 6 | 21141.0031 | 7931.0713 | 2469627.2113 | 1358361.4262 | 37 | 2165020.7492 | 947272.4908 | 206 | 856581.5279 | 281964.4645 | 14 | 28467.2877 | 19045.8594 | 6 | 178628.3155 | 5644.617 | 99970.5654 | 1244.1657 | 18421.6922 | 209.7161 | 294.6413 | 0 | 29528.6894 | 304.3745 | 0 | 1332705.2165 | 89.07% | 10.93% | 10779.3429 | 21719.2975 | 2869.9551 | 95.8191 | 2914.4952 | 2590.3037 | 4968.892 | 1553.6455 | 43964.8972 | 187408.121 | 586499.7833 | 817872.8015 | 8498301.272 | 9323443.1114 | 2.205% | 9533708.372
DATA CENTER #324 | TERTIAIRE | DATA CENTER | 15458.205 | 2012 | 163849.7891 | 500657.1528 | 2500 | 6 | 17725.3935 | 11118.978 | 2377546.2854 | 1427420.6749 | 34 | 2987648.5548 | 967651.743 | 177 | 1186539.4089 | 232999.3151 | 15 | 26227.5462 | 16890.8928 | 7 | 152966.9028 | 4678.8297 | 124919.586 | 1290.0089 | 16457.8226 | 308.2256 | 337.9363 | 0 | 43259.578 | 292.9928 | 0 | 857306.4169 | 86.64% | 13.36% | 12379.1589 | 22865.178 | 1869.4251 | 153.2998 | 3594.6657 | 2784.6982 | 4620.6165 | 1834.6706 | 51924.3046 | 224040.3835 | 605670.3598 | 881635.0478 | 9167881.743 | 10056370.0271 | 10.17% | 11194595.8585
DATA CENTER #325 | TERTIAIRE | DATA CENTER | 3906.5595 | 2013 | 57799.4475 | 134519.579 | 1000 | 6 | 9076.4953 | 2271.2127 | 621130.9942 | 383155.1459 | 7 | 651659.3898 | 172219.5936 | 66 | 306017.572 | 68988.5254 | 4 | 7933.3467 | 4217.6213 | 1 | 36350.6146 | 1742.7177 | 26327.55 | 396.5241 | 6433.7931 | 64.7819 | 99.2006 | 0 | 11457.613 | 79.217 | 0 | 293059.1083 | 93.39% | 6.613% | 2745.8262 | 6752.3797 | 641.9258 | 23.8237 | 832.7318 | 662.175 | 1059.8476 | 405.5977 | 10271.1966 | 40305.8151 | 128491.0837 | 179068.0954 | 2317980.9442 | 2499112.7065 | 17.37% | 3024340.6204
DATA CENTER #326 | TERTIAIRE | DATA CENTER | 9590.5778 | 2022 | 175543.4666 | 388159.4656 | 1600 | 6 | 13582.5402 | 7230.7346 | 1581984.3467 | 1534703.6073 | 16 | 2118380.3973 | 748485.6012 | 110 | 862398.7026 | 230901.8418 | 9 | 25070.587 | 12907.3451 | 5 | 118912.2663 | 3223.2502 | 60268.5548 | 832.8549 | 16894.4656 | 159.5252 | 197.6953 | 0 | 26159.2897 | 146.4346 | 0 | 938738.8528 | 90.44% | 9.556% | 5145.1414 | 15955.7472 | 1326.4926 | 81.0502 | 1444.7072 | 1266.6466 | 2854.1694 | 1382.3101 | 34329.8526 | 133574.7059 | 257238.6161 | 425143.1746 | 6817097.4344 | 7247068.6678 | 7.132% | 7803650.9126
DATA CENTER #327 | TERTIAIRE | DATA CENTER | 11235.5463 | 2018 | 198524.6083 | 454095.3733 | 2500 | 6 | 18723.6008 | 9298.1232 | 1732292.4855 | 1121178.2474 | 21 | 1849304.7244 | 748803.9522 | 165 | 794164.7078 | 217822.2421 | 9 | 31731.7291 | 13926.0412 | 5 | 119534.617 | 4025.899 | 92523.6593 | 1031.8098 | 16124.7035 | 182.0685 | 181.1712 | 0 | 32908.02 | 196.3371 | 0 | 1101490.6544 | 94.91% | 5.091% | 7582.7 | 16506.9297 | 1956.2518 | 89.7428 | 1954.4133 | 1515.3424 | 2403.3274 | 1380.3856 | 32974.2352 | 187948.8386 | 282905.5222 | 503828.596 | 6990715.8028 | 7499452.4933 | 5.677% | 7950827.0257
DATA CENTER #328 | TERTIAIRE | DATA CENTER | 5003.3209 | 2014 | 89481.9015 | 184568.1561 | 1600 | 6 | 13050.8943 | 2672.2754 | 694218.7002 | 509459.1644 | 12 | 831984.568 | 222182.477 | 86 | 328413.5653 | 67873.727 | 4 | 10085.8795 | 6324.2657 | 2 | 61745.1727 | 2301.3776 | 41406.6025 | 379.1981 | 7093.8576 | 80.2789 | 81.8126 | 0 | 12814.9546 | 87.0664 | 0 | 381457.7854 | 84.45% | 15.55% | 3786.5771 | 8340.0793 | 758.3914 | 36.6528 | 926.2768 | 645.9443 | 1487.5247 | 642.5435 | 15279.8786 | 75561.7354 | 187371.9724 | 278213.5865 | 2876454.6263 | 3157363.7764 | 2.745% | 3246473.3877
DATA CENTER #329 | TERTIAIRE | DATA CENTER | 12080.6933 | 2018 | 175881.1998 | 478022.1703 | 2500 | 6 | 22831.4524 | 7339.4594 | 1545925.1352 | 1331389.3816 | 27 | 2356582.1241 | 635456.734 | 160 | 977269.9474 | 225925.0631 | 12 | 32701.7319 | 14557.758 | 5 | 160748.1001 | 3463.3325 | 93718.3904 | 1118.9396 | 16758.6314 | 222.1003 | 265.714 | 0 | 26405.8227 | 228.194 | 0 | 1140554.8621 | 86.74% | 13.26% | 6390.6804 | 21284.9513 | 1683.5611 | 74.6572 | 2104.7795 | 1611.094 | 2516.2035 | 1709.527 | 43932.6512 | 197569.4405 | 301491.6057 | 542993.6974 | 7621745.1855 | 8170134.155 | 3.37% | 8455052.9386
DATA CENTER #330 | TERTIAIRE | DATA CENTER | 12247.4291 | 2023 | 184757.2099 | 531865.3187 | 2500 | 6 | 20782.885 | 10699.6223 | 2591260.6617 | 1936609.9998 | 20 | 3145232.6298 | 675322.5472 | 207 | 822250.6837 | 215393.5275 | 15 | 26142.8697 | 12607.0045 | 5 | 111525.2791 | 5382.5073 | 88110.8978 | 1120.4304 | 16454.6822 | 174.8799 | 231.793 | 0 | 32679.056 | 220.8228 | 0 | 1145928.8133 | 95.67% | 4.334% | 8872.4952 | 15853.1552 | 2223.346 | 107.1558 | 3045.9886 | 1771.2136 | 2642.6455 | 1433.103 | 43099.0688 | 144212.8697 | 471218.4091 | 658530.3476 | 9347117.6128 | 10013445.0719 | 13.33% | 11553501.2015
DATA CENTER #331 | TERTIAIRE | DATA CENTER | 16481.9842 | 2023 | 309788.3893 | 621790.8494 | 2500 | 6 | 18484.0245 | 15851.998 | 2293113.0264 | 2128236.4898 | 28 | 3712288.2358 | 1237314.491 | 312 | 1284191.7772 | 350616.8346 | 19 | 38801.7532 | 19751.6259 | 9 | 188516.8173 | 4911.1549 | 105583.2735 | 1076.5382 | 23253.5167 | 277.2251 | 292.0638 | 0 | 44005.2197 | 236.8513 | 0 | 1418982.0546 | 93.54% | 6.459% | 8719.4816 | 21182.1071 | 2857.5974 | 139.4765 | 3714.0978 | 3337.4769 | 4963.5229 | 1491.3507 | 50167.6641 | 300461.996 | 536378.8755 | 887008.5356 | 10936148.5802 | 11831740.1444 | 13.4% | 13662073.7998
DATA CENTER #332 | TERTIAIRE | DATA CENTER | 4442.0871 | 2016 | 71369.4588 | 137687.3994 | 1000 | 6 | 9692.8609 | 3797.0725 | 662658.2846 | 475629.9573 | 7 | 914358.3802 | 255010.1292 | 71 | 318611.1909 | 75704.4095 | 4 | 9328.2678 | 5902.426 | 3 | 41685.3657 | 1661.8541 | 27136.1625 | 309.8177 | 6471.2643 | 61.1512 | 94.7976 | 0 | 10817.4303 | 86.5755 | 0 | 324128.4547 | 87.7% | 12.3% | 3300.0945 | 6897.589 | 662.1416 | 31.3829 | 710.4008 | 678.6177 | 1220.3417 | 537.9144 | 15533.4235 | 59114.0885 | 115594.1055 | 190241.6175 | 2734714.6484 | 2926750.1635 | 11.02% | 3289335.6304
DATA CENTER #333 | TERTIAIRE | DATA CENTER | 10676.0113 | 2024 | 170000.5732 | 413298.4201 | 2500 | 6 | 22648.8491 | 7868.5801 | 2082543.6808 | 1230033.6361 | 24 | 2718685.9111 | 583533.5869 | 155 | 824943.513 | 192708.3331 | 11 | 22065.2361 | 15688.4483 | 6 | 125120.6466 | 4526.8192 | 77743.644 | 963.5839 | 15809.1911 | 168.2169 | 196.0724 | 0 | 31959.6591 | 224.3888 | 0 | 924642.0588 | 88.08% | 11.92% | 8928.6851 | 17536.7485 | 2005.2601 | 101.4881 | 2227.1059 | 1544.9363 | 2931.7773 | 1422.5133 | 32316.6587 | 176421.8089 | 329195.5548 | 537934.0224 | 8012260.2272 | 8557498.6938 | 5.203% | 9027198.8511
DATA CENTER #334 | TERTIAIRE | DATA CENTER | 3412.7377 | 2011 | 53735.1734 | 114777.3644 | 1000 | 6 | 8543.6938 | 2169.7202 | 393223.201 | 404400.658 | 5 | 528277.2706 | 187155.5549 | 61 | 250773.2186 | 64236.6698 | 4 | 6750.5348 | 3975.7275 | 2 | 31678.3046 | 1088.0589 | 22066.102 | 286.8604 | 4009.7215 | 55.3202 | 83.0286 | 0 | 7301.3566 | 52.3581 | 0 | 178992.0864 | 93.18% | 6.816% | 2642.4973 | 5350.4786 | 543.8285 | 31.1143 | 695.5364 | 623.8273 | 916.5441 | 419.4739 | 9179.6504 | 38238.4966 | 128367.8508 | 175785.9977 | 1725325.0546 | 1903105.57 | 15.59% | 2254579.155
DATA CENTER #335 | TERTIAIRE | DATA CENTER | 7155.7623 | 2011 | 116218.2288 | 243003.7078 | 1600 | 6 | 15856.1923 | 4141.3191 | 778873.2221 | 746994.623 | 12 | 1200238.1932 | 389211.7016 | 84 | 418140.7421 | 102152.3351 | 9 | 13383.4565 | 8545.0779 | 3 | 82112.5375 | 2285.193 | 44570.1291 | 631.9811 | 8293.4958 | 141.7233 | 118.532 | 0 | 14692.6407 | 113.197 | 0 | 430152.657 | 90.19% | 9.813% | 4565.4303 | 8861.2886 | 1004.6402 | 70.8295 | 1785.9424 | 915.1091 | 2212.8878 | 774.7049 | 17934.538 | 78135.6297 | 262134.1747 | 358204.3424 | 3625582.7288 | 3986832.5058 | 10.5% | 4454760.856
DATA CENTER #336 | TERTIAIRE | DATA CENTER | 7300.0919 | 2018 | 102975.0163 | 250371.7846 | 1600 | 6 | 11211.1627 | 6294.9398 | 1015214.5827 | 1186452.8698 | 12 | 1397800.1717 | 329634.6836 | 89 | 658701.8368 | 105388.9337 | 6 | 12462.5244 | 8086.613 | 4 | 69869.267 | 2101.6511 | 46424.8599 | 718.2484 | 14135.2654 | 136.7365 | 152.5325 | 0 | 19062.0408 | 95.4063 | 0 | 438723.7078 | 96.17% | 3.83% | 4375.3154 | 12842.4117 | 1082.7687 | 61.5265 | 1784.878 | 1312.2787 | 2063.6687 | 754.6464 | 23357.0006 | 103983.7951 | 254602.6676 | 381943.4632 | 4371286.9544 | 4756984.0575 | 8.258% | 5185147.9705
DATA CENTER #337 | TERTIAIRE | DATA CENTER | 8829.003 | 2020 | 128847.5176 | 296357.5301 | 1600 | 6 | 12856.2338 | 5770.4167 | 1631544.7846 | 1043279.7184 | 18 | 1366842.6983 | 422879.49 | 127 | 786201.4131 | 195480.5406 | 11 | 18862.3352 | 9275.2815 | 5 | 111056.4611 | 3057.3204 | 56226.6777 | 853.2106 | 12723.7723 | 138.0941 | 225.1154 | 0 | 22220.1485 | 147.3073 | 0 | 885986.877 | 88.47% | 11.53% | 5629.8189 | 15044.3716 | 1567.9961 | 70.3652 | 1967.9163 | 1160.4214 | 1824.115 | 881.3768 | 28223.6499 | 145323.0664 | 278767.0529 | 452313.7692 | 5776816.3284 | 6234672.5857 | 7.292% | 6725092.042
DATA CENTER #338 | TERTIAIRE | DATA CENTER | 8656.6798 | 2021 | 166397.7694 | 231288.228 | 1600 | 6 | 15635.3502 | 5858.1933 | 1111950.4007 | 1373233.0611 | 16 | 1966671.0622 | 570513.9362 | 107 | 547942.8534 | 179806.9048 | 7 | 18841.6142 | 11019.858 | 5 | 112027.0065 | 2681.2641 | 60396.6744 | 894.382 | 13394.6816 | 122.3735 | 157.6336 | 0 | 24161.0629 | 153.0758 | 0 | 598928.0065 | 96.02% | 3.981% | 5317.1738 | 14882.1487 | 1084.935 | 80.6706 | 1918.9404 | 1754.9855 | 1690.6736 | 922.6408 | 31701.7794 | 140203.2851 | 328707.6053 | 500612.6698 | 5286500.6767 | 5792113.2781 | 3.873% | 6025482.6855
DATA CENTER #339 | TERTIAIRE | DATA CENTER | 3668.2075 | 2015 | 52903.0248 | 119044.1232 | 1000 | 6 | 7740.1337 | 2332.6694 | 647310.5431 | 504693.6692 | 7 | 782610.5598 | 178468.9502 | 49 | 299309.327 | 71090.9875 | 4 | 6960.5738 | 3546.4018 | 1 | 39517.2257 | 1677.8426 | 32401.9813 | 349.7835 | 4321.0543 | 72.5535 | 77.9378 | 0 | 7322.1654 | 57.6052 | 0 | 278293.2808 | 91.99% | 8.005% | 2078.426 | 4893.2179 | 598.3064 | 36.3899 | 673.326 | 595.3658 | 917.3619 | 448.2028 | 8117.3721 | 56768.4808 | 140789.8758 | 205675.7288 | 2455977.8348 | 2663467.6915 | 6.31% | 2842847.3179
DATA CENTER #340 | TERTIAIRE | DATA CENTER | 15605.5348 | 2015 | 278456.8886 | 598835.1672 | 2500 | 6 | 20023.5374 | 12186.3776 | 2408227.7951 | 1793563.2092 | 24 | 3488963.9859 | 757776.0665 | 284 | 1335875.4165 | 236365.7856 | 13 | 37789.6841 | 14508.4627 | 6 | 189833.0755 | 6726.3515 | 99601.9947 | 1355.1699 | 18226.367 | 311.1004 | 296.1431 | 0 | 39902.4402 | 325.1883 | 0 | 1234503.2821 | 92.89% | 7.108% | 9912.0835 | 27445.707 | 2338.9726 | 102.8444 | 3042.9777 | 2606.2838 | 4205.2013 | 2038.4484 | 49984.5406 | 250065.2341 | 429237.43 | 729287.2048 | 10551048.1668 | 11286500.424 | 18.81% | 13900490.6853
DATA CENTER #341 | TERTIAIRE | DATA CENTER | 8987.3251 | 2016 | 132123.252 | 242746.6176 | 1600 | 6 | 12786.3025 | 7098.8554 | 1137555.2149 | 1161485.2941 | 20 | 1799294.5198 | 569274.0974 | 122 | 585527.0391 | 177461.641 | 7 | 14956.6609 | 10594.9043 | 5 | 72683.9272 | 4090.9204 | 52272.2839 | 737.6597 | 14060.5881 | 125.5317 | 180.3079 | 0 | 23121.4164 | 175.7167 | 0 | 675956.9337 | 85.11% | 14.89% | 4742.4293 | 15654.2352 | 1531.8413 | 86.2512 | 1626.3233 | 1672.6906 | 2600.519 | 965.3247 | 31533.8025 | 130592.9695 | 305708.3693 | 467835.1413 | 5170677.7192 | 5643443.7501 | 2.865% | 5809894.3788
DATA CENTER #342 | TERTIAIRE | DATA CENTER | 4809.7926 | 2018 | 87070.9555 | 194226.85 | 1000 | 6 | 9019.8044 | 3967.4919 | 631874.7363 | 536596.6908 | 8 | 910627.1266 | 268534.9637 | 64 | 432751.9432 | 93857.6933 | 5 | 12706.6945 | 6045.2967 | 3 | 61956.5602 | 1654.8637 | 28645.7514 | 355.3036 | 9094.7267 | 85.3615 | 110.6412 | 0 | 13811.7914 | 91.9438 | 0 | 477610.6369 | 91.81% | 8.194% | 3591.3677 | 5843.7698 | 655.5072 | 31.6761 | 943.8747 | 973.5989 | 1478.7662 | 710.7842 | 16781.9348 | 66881.088 | 150110.886 | 233773.9088 | 3098319.2006 | 3334865.0129 | 16.4% | 3988901.271
DATA CENTER #343 | TERTIAIRE | DATA CENTER | 16023.3918 | 2020 | 256107.9332 | 651454.1524 | 2500 | 6 | 24137.086 | 10776.1355 | 3162612.9013 | 2528700.4237 | 29 | 3876432.6385 | 1051489.6429 | 273 | 1293619.8687 | 291179.9784 | 15 | 42483.9094 | 21040.147 | 9 | 156500.4568 | 4672.2893 | 129718.1614 | 1032.9468 | 26484.7709 | 308.2013 | 258.1074 | 0 | 42147.2091 | 240.3524 | 0 | 1389149.2497 | 95.02% | 4.981% | 11374.4369 | 25450.2039 | 2439.6066 | 152.0944 | 3705.8288 | 2917.067 | 5063.8157 | 1875.4741 | 62201.2999 | 186800.9681 | 484735.183 | 733737.451 | 11860020.2289 | 12602525.3857 | 7.427% | 13613600.7442
DATA CENTER #344 | TERTIAIRE | DATA CENTER | 4639.7535 | 2011 | 49170.7626 | 111828.0511 | 1000 | 6 | 7275.6824 | 2308.6732 | 675623.8531 | 651155.9983 | 10 | 910452.8845 | 179068.5452 | 62 | 292692.6727 | 86598.9775 | 6 | 7153.2771 | 4759.36 | 3 | 46614.5433 | 1467.3834 | 31676.6366 | 311.0416 | 5418.984 | 73.9341 | 104.8598 | 0 | 11201.1048 | 96.9132 | 0 | 376109.0633 | 88.48% | 11.52% | 3418.9354 | 5296.5951 | 645.9622 | 42.3064 | 932.9255 | 679.076 | 1315.5689 | 429.2881 | 11299.3718 | 68279.5321 | 137206.4962 | 216785.4001 | 2732115.4864 | 2951086.2252 | 2.453% | 3025302.7869
DATA CENTER #345 | TERTIAIRE | DATA CENTER | 7504.5027 | 2008 | 87878.8838 | 224987.3885 | 1600 | 6 | 12212.4886 | 4051.0574 | 916533.8842 | 631275.4335 | 18 | 907902.7233 | 297472.9124 | 137 | 438165.9417 | 109588.6408 | 6 | 11558.3421 | 6545.2936 | 4 | 64036.3436 | 3499.17 | 47368.2175 | 475.6993 | 7484.2237 | 110.1586 | 167.5307 | 0 | 16030.6576 | 117.0206 | 0 | 537661.1809 | 85.65% | 14.35% | 6129.079 | 8871.5485 | 1029.6112 | 57.5429 | 1501.1457 | 1183.3131 | 1982.3483 | 892.1255 | 14757.1751 | 89593.5681 | 247506.8965 | 351857.6397 | 3539905.2859 | 3895091.7056 | 3.709% | 4045116.1768
DATA CENTER #346 | TERTIAIRE | DATA CENTER | 8498.1415 | 2014 | 116813.3946 | 198309.1253 | 1600 | 6 | 15976.4079 | 5374.7218 | 1428252.181 | 875329.9305 | 21 | 1184857.3339 | 540691.7563 | 130 | 525461.1743 | 138992.4759 | 10 | 21573.2233 | 8823.8656 | 5 | 73769.1557 | 3315.5364 | 54287.7496 | 558.9868 | 9284.0066 | 142.9093 | 201.1044 | 0 | 17475.0159 | 146.522 | 0 | 520941.918 | 92.88% | 7.121% | 6934.7194 | 15679.2632 | 1289.3339 | 52.8676 | 1824.1084 | 1430.9419 | 2398.61 | 1268.2338 | 28494.4427 | 125312.255 | 314077.2852 | 467883.9829 | 4530311.3173 | 5002571.8095 | 18.55% | 6142113.3806
DATA CENTER #347 | TERTIAIRE | DATA CENTER | 2263.9106 | 2012 | 34896.5946 | 77700.1439 | 800 | 4 | 7870.0453 | 1831.5684 | 271165.3115 | 207489.2497 | 4 | 472125.1025 | 95893.5539 | 27 | 115224.0983 | 29680.6018 | 2 | 4424.3184 | 2289.9424 | 1 | 23664.3859 | 664.0961 | 13188.4834 | 215.8866 | 3031.6929 | 34.7171 | 55.8718 | 0 | 6398.7767 | 36.0884 | 0 | 171116.8984 | 96.29% | 3.709% | 1444.5648 | 3405.6517 | 301.5428 | 15.2962 | 367.4959 | 446.3007 | 672.8843 | 335.2984 | 7564.3141 | 24737.6084 | 63185.138 | 95487.0605 | 1289404.2177 | 1385825.9976 | 7.314% | 1495182.5865
DATA CENTER #348 | TERTIAIRE | DATA CENTER | 5742.589 | 2021 | 106770.4175 | 205560.0643 | 1600 | 6 | 11403.6672 | 3683.2443 | 810157.874 | 733296.5871 | 11 | 1075744.4013 | 293545.2579 | 109 | 348457.7199 | 108238.4475 | 6 | 11091.2785 | 7570.9711 | 3 | 69042.9873 | 1842.4792 | 46112.8034 | 539.2213 | 10830.1548 | 84.2316 | 96.7084 | 0 | 15083.6997 | 75.5543 | 0 | 389474.6941 | 92.57% | 7.432% | 4442.5727 | 8973.1964 | 961.4522 | 41.91 | 892.6817 | 748.1844 | 1168.634 | 753.8619 | 23074.8311 | 95656.7064 | 190448.8039 | 309180.3413 | 3374427.9303 | 3686608.2809 | 12.61% | 4218784.6896
DATA CENTER #349 | TERTIAIRE | DATA CENTER | 10557.9391 | 2022 | 147753.8131 | 446850.7603 | 2500 | 6 | 24216.7943 | 8698.3073 | 1921970.0754 | 1757968.9259 | 24 | 2538831.8619 | 827649.1435 | 200 | 766039.8198 | 242868.1141 | 11 | 30323.6076 | 15540.3748 | 5 | 92536.6558 | 4800.6747 | 90179.0435 | 665.3496 | 15715.3953 | 128.7791 | 233.275 | 0 | 38009.0792 | 161.6041 | 0 | 902533.0428 | 91.24% | 8.763% | 8828.8142 | 12012.2359 | 1285.1539 | 83.9934 | 1678.7852 | 1562.5728 | 3129.5267 | 1292.4245 | 41523.4183 | 177931.6829 | 269433.4385 | 488888.5397 | 7588080.0312 | 8084814.8946 | 10.18% | 9000840.7786
DATA CENTER #350 | TERTIAIRE | DATA CENTER | 10059.247 | 2013 | 133192.5827 | 286294.6249 | 2500 | 6 | 23152.2153 | 7178.2162 | 1771492.9164 | 1010552.3712 | 25 | 1693205.5139 | 454466.4216 | 167 | 767677.1877 | 125127.3359 | 8 | 15925.6913 | 10655.428 | 5 | 98510.6227 | 3117.73 | 77065.5823 | 866.8151 | 11239.3572 | 199.7754 | 222.022 | 0 | 29886.4552 | 155.602 | 0 | 692131.9099 | 95.57% | 4.426% | 6197.9802 | 12636.1084 | 1988.1677 | 77.3081 | 2041.453 | 1843.1428 | 2696.9973 | 1076.1644 | 31914.575 | 150553.9182 | 260595.0018 | 443063.4951 | 6061152.4965 | 6510473.025 | 14.3% | 7596654.322
DATA CENTER #351 | TERTIAIRE | DATA CENTER | 6004.1476 | 2009 | 94937.8449 | 147377.9663 | 1600 | 6 | 13511.1054 | 4118.9664 | 696607.6302 | 764135.3845 | 14 | 752777.9203 | 299173.0527 | 90 | 322786.7203 | 102869.6184 | 5 | 12514.6367 | 5189.2292 | 3 | 43051.189 | 2001.4946 | 45052.5787 | 566.0334 | 6138.8125 | 94.6371 | 149.254 | 0 | 12051.1887 | 120.8564 | 0 | 425301.2974 | 91.13% | 8.873% | 3950.707 | 9999.7151 | 726.9297 | 44.669 | 1279.7758 | 1024.0475 | 1223.8367 | 789.8394 | 18230.1984 | 62749.1214 | 183647.2331 | 264626.553 | 2779089.787 | 3046772.4466 | 6.27% | 3250566.8382
DATA CENTER #352 | TERTIAIRE | DATA CENTER | 9283.0219 | 2019 | 175749.1366 | 351430.0212 | 1600 | 6 | 13037.7713 | 8672.7282 | 1484714.4649 | 1544200.2462 | 19 | 1770849.657 | 666664.0792 | 174 | 542877.1669 | 179159.3477 | 9 | 20429.6286 | 12139.3277 | 6 | 123503.6441 | 3150.1063 | 62394.1819 | 670.4947 | 16010.8831 | 121.943 | 142.8117 | 0 | 20381.6114 | 183.5739 | 0 | 711667.4353 | 90.51% | 9.487% | 4881.1223 | 12415.6535 | 1125.3107 | 80.0736 | 1873.9855 | 1188.3745 | 1869.5415 | 854.7091 | 28096.1048 | 132918.5122 | 319025.8777 | 480040.4947 | 5726777.0807 | 6211195.8093 | 3.136% | 6412293.7097
DATA CENTER #353 | TERTIAIRE | DATA CENTER | 15618.427 | 2010 | 253659.1299 | 499836.1764 | 2500 | 6 | 18095.4297 | 8172.2262 | 1966689.4434 | 1810255.9025 | 32 | 3093223.7897 | 802894.5147 | 206 | 1148819.0939 | 300731.2351 | 16 | 24256.6916 | 13622.3715 | 8 | 127639.7991 | 4461.4173 | 113135.2752 | 1038.8322 | 16771.6147 | 210.5168 | 258.0691 | 0 | 27877.9272 | 282.1426 | 0 | 997592.4714 | 92.26% | 7.741% | 8803.7827 | 20919.0873 | 2166.7254 | 102.5871 | 3624.9244 | 2036.5533 | 3414.2233 | 2302.4062 | 38520.2866 | 149831.9978 | 529924.6502 | 718276.9347 | 8895497.3488 | 9619650.5973 | 17.09% | 11602874.5758
DATA CENTER #354 | TERTIAIRE | DATA CENTER | 10370.2388 | 2021 | 137196.1772 | 304773.0698 | 2500 | 6 | 24835.3523 | 8706.7878 | 1736504.8247 | 1791106.2041 | 18 | 1768338.0457 | 508981.0181 | 146 | 671286.9568 | 212768.8197 | 11 | 29138.2037 | 12705.3071 | 6 | 128062.1197 | 4703.2114 | 85916.1501 | 689.8936 | 20722.2584 | 177.8135 | 200.7263 | 0 | 23631.2558 | 138.0703 | 0 | 850053.019 | 93.36% | 6.637% | 6905.0327 | 12545.3832 | 1333.0846 | 98.1041 | 2020.977 | 1804.891 | 2709.6325 | 1362.1573 | 27247.8566 | 117315.3261 | 307990.6441 | 452553.8268 | 6211405.4373 | 6670691.4387 | 2.317% | 6828939.9459
DATA CENTER #355 | TERTIAIRE | DATA CENTER | 9919.6785 | 2022 | 191858.934 | 305537.3862 | 1600 | 6 | 13036.3631 | 9604.0971 | 1683787.3015 | 1566582.1974 | 18 | 1703903.7867 | 699961.0947 | 188 | 690415.5781 | 185721.0628 | 8 | 27176.1862 | 10560.125 | 6 | 127793.882 | 3345.8377 | 77922.439 | 796.5645 | 12479.814 | 194.1585 | 251.8591 | 0 | 28407.1202 | 161.1697 | 0 | 827107.9837 | 95.34% | 4.657% | 7918.0482 | 14134.854 | 1239.0549 | 96.1236 | 2101.757 | 1531.7915 | 1998.497 | 1407.5365 | 34400.9383 | 159849.8996 | 240822.2269 | 435073.0647 | 6179673.1406 | 6619903.8498 | 1.344% | 6710095.6404
DATA CENTER #356 | TERTIAIRE | DATA CENTER | 2643.0491 | 2016 | 38854.4556 | 95971.7133 | 800 | 6 | 7790.8096 | 1904.9845 | 408167.6602 | 314637.9192 | 5 | 386191.8506 | 125408.7446 | 48 | 224870.1523 | 52430.9047 | 2 | 6411.1718 | 2680.0126 | 2 | 31950.6113 | 1030.0758 | 18190.8107 | 231.3688 | 4837.8667 | 35.5468 | 50.4843 | 0 | 5454.076 | 50.2063 | 0 | 244125.7058 | 93.76% | 6.243% | 2089.8856 | 3370.0278 | 378.4868 | 16.8175 | 507.6702 | 471.7287 | 559.2727 | 238.7994 | 7199.736 | 28560.1252 | 64160.4511 | 99920.3124 | 1579648.5214 | 1681305.077 | 1.935% | 1714471.998
DATA CENTER #357 | TERTIAIRE | DATA CENTER | 16271.2645 | 2008 | 171291.1037 | 449008.8161 | 2500 | 6 | 24719.2022 | 9712.2468 | 1831416.8966 | 1877684.9041 | 36 | 3141245.7494 | 862350.2849 | 195 | 1030060.6696 | 268593.976 | 14 | 24468.8514 | 12917.6649 | 6 | 142471.0538 | 4955.8155 | 103652.7068 | 1322.8866 | 18754.0699 | 309.3781 | 378.9951 | 0 | 44473.0223 | 291.6595 | 0 | 1165446.8005 | 95.22% | 4.776% | 9812.6235 | 22971.8934 | 2707.0996 | 134.705 | 2571.851 | 2604.7118 | 3978.9028 | 2414.3147 | 36524.9037 | 136905.3374 | 446218.0142 | 619648.2552 | 8728912.0811 | 9356377.7094 | 2.038% | 9551024.0612
DATA CENTER #358 | TERTIAIRE | DATA CENTER | 14353.601 | 2009 | 172022.7172 | 300248.7339 | 2500 | 6 | 24123.1718 | 7883.4238 | 1484283.9361 | 1365572.6688 | 34 | 2761344.5816 | 777026.2479 | 212 | 828335.2798 | 258768.9932 | 14 | 30007.48 | 11683.2595 | 8 | 107977.8146 | 4345.9819 | 95050.9577 | 1168.0792 | 14257.7108 | 267.5707 | 260.2409 | 0 | 24640.9929 | 259.7154 | 0 | 737962.2486 | 80.66% | 19.34% | 8573.7501 | 26356.158 | 2725.2974 | 138.8671 | 2183.8205 | 2795.9108 | 3055.7892 | 1547.6488 | 38867.7928 | 140898.3598 | 416534.5613 | 596300.7139 | 7086280.0917 | 7687636.9584 | 11.83% | 8719500.7679
DATA CENTER #359 | TERTIAIRE | DATA CENTER | 16406.8355 | 2018 | 249695.2671 | 504768.8962 | 2500 | 6 | 17591.0076 | 10126.7704 | 2362931.7392 | 1838989.7293 | 29 | 3025398.4261 | 733552.3219 | 262 | 1344913.9008 | 312191.3765 | 13 | 33947.4427 | 18686.3773 | 9 | 178827.7347 | 6519.5964 | 149098.0834 | 1665.5327 | 27718.7927 | 272.5489 | 309.0701 | 0 | 43417.0075 | 311.5225 | 0 | 1635555.7467 | 91.11% | 8.892% | 9786.4905 | 22338.2546 | 3000.1155 | 117.3316 | 4003.7094 | 2305.1076 | 4180.4323 | 2226.8936 | 59704.5837 | 244779.042 | 545128.8396 | 849612.4654 | 10374488.0173 | 11233681.828 | 15.03% | 13220775.9853
DATA CENTER #360 | TERTIAIRE | DATA CENTER | 5087.3923 | 2011 | 53471.9366 | 116245.1265 | 1600 | 4 | 13462.9707 | 3952.5824 | 567318.0113 | 532825.1258 | 9 | 771471.5809 | 297238.3596 | 88 | 262921.7674 | 76748.1589 | 6 | 9147.4055 | 5758.7106 | 3 | 46062.1402 | 1800.9065 | 32755.8708 | 351.3159 | 6618.7766 | 95.2153 | 109.7403 | 0 | 9568.4804 | 107.2361 | 0 | 266209.2656 | 82.95% | 17.05% | 2762.1568 | 7219.4502 | 926.8677 | 47.1357 | 1201.7087 | 1011.3855 | 1329.2146 | 489.0068 | 15203.2191 | 58486.2492 | 187292.9529 | 260982.4211 | 2332323.9276 | 2595134.8198 | 8.835% | 2846648.7529
DATA CENTER #361 | TERTIAIRE | DATA CENTER | 2566.5834 | 2018 | 48893.4851 | 84741.3888 | 800 | 6 | 6184.1192 | 1902.4301 | 321444.466 | 272449.4072 | 5 | 385257.5654 | 120633.8053 | 39 | 193834.7682 | 43808.6091 | 3 | 4485.4947 | 3123.9162 | 2 | 32682.0981 | 893.1999 | 21890.9408 | 170.1903 | 4552.2282 | 38.855 | 39.6976 | 0 | 8034.6744 | 52.176 | 0 | 250972.3822 | 92.21% | 7.787% | 1883.3486 | 4808.0044 | 474.3916 | 22.8021 | 398.6665 | 521.2259 | 676.2672 | 339.9011 | 6401.6205 | 43099.6089 | 94994.2939 | 144495.5233 | 1479761.4351 | 1625360.412 | 12.89% | 1865847.8932
DATA CENTER #362 | TERTIAIRE | DATA CENTER | 2620.0135 | 2017 | 34485.8458 | 75977.3575 | 800 | 6 | 6420.8073 | 2355.9514 | 347222.024 | 354383.4251 | 6 | 472879.5361 | 177380.2299 | 45 | 243720.9606 | 42695.8887 | 2 | 5259.5317 | 3424.4611 | 1 | 32811.3242 | 837.7893 | 19692.8033 | 178.2348 | 4258.3288 | 40.5202 | 64.0694 | 0 | 7894.6613 | 49.4464 | 0 | 185788.4627 | 93.57% | 6.428% | 1908.6926 | 3347.3316 | 503.3274 | 24.2439 | 560.5764 | 491.8655 | 541.5182 | 299.1044 | 8010.7792 | 27527.2145 | 103069.7505 | 138607.7442 | 1543025.9612 | 1683297.4588 | 9.9% | 1868254.519
DATA CENTER #363 | TERTIAIRE | DATA CENTER | 13994.2232 | 2015 | 189944.9251 | 515606.4532 | 2500 | 6 | 23082.3048 | 10223.7062 | 2040105.083 | 1420091.3273 | 22 | 1932997.8603 | 765988.7912 | 167 | 923844.6093 | 198516.8141 | 12 | 24396.4877 | 12566.4238 | 8 | 129992.813 | 6438.804 | 84255.0926 | 893.0897 | 21403.9097 | 182.1554 | 229.8918 | 0 | 30904.7076 | 199.6842 | 0 | 1035324.6356 | 93.84% | 6.159% | 7905.3719 | 23462.8781 | 2798.2485 | 88.4386 | 2779.6997 | 1796.8134 | 3104.2048 | 2081.3842 | 34489.2988 | 191470.1635 | 357564.8595 | 583524.3218 | 7531965.1328 | 8123829.8353 | 6.46% | 8684839.7781
DATA CENTER #364 | TERTIAIRE | DATA CENTER | 2440.5949 | 2012 | 41144.0263 | 88418.2991 | 800 | 6 | 7689.5694 | 1894.6972 | 419275.4434 | 276518.5669 | 5 | 489876.3742 | 120567.3824 | 42 | 124927.5549 | 46384.0551 | 2 | 4668.2988 | 2715.5631 | 1 | 20536.375 | 878.0126 | 19896.0222 | 178.7182 | 3054.972 | 47.1864 | 53.2884 | 0 | 6174.9113 | 40.4801 | 0 | 162966.6327 | 91.15% | 8.85% | 1639.1685 | 3938.1798 | 410.1409 | 21.0022 | 431.8551 | 420.9718 | 572.7316 | 254.1931 | 7680.8202 | 33846.8847 | 78324.8548 | 119852.5597 | 1496972.8371 | 1618152.5011 | 8.553% | 1769494.0146
DATA CENTER #365 | TERTIAIRE | DATA CENTER | 8343.6076 | 2016 | 117873.8479 | 318910.385 | 1600 | 6 | 12604.9974 | 6794.2883 | 1247020.5438 | 903424.6647 | 13 | 1510288.0943 | 381252.3265 | 107 | 741087.0187 | 183811.9781 | 7 | 13883.6242 | 7072.2997 | 4 | 77738.2064 | 2386.3308 | 65128.9389 | 795.483 | 14770.2751 | 122.0567 | 194.3564 | 0 | 17231.3876 | 148.4613 | 0 | 584374.7477 | 94.44% | 5.557% | 5699.4161 | 14504.5785 | 1371.6835 | 53.106 | 1666.961 | 1651.5966 | 1780.3307 | 1166.9585 | 23468.5457 | 102544.5226 | 268141.6987 | 394154.7671 | 5087860.3317 | 5486481.9407 | 9.235% | 6044681.6379
DATA CENTER #366 | TERTIAIRE | DATA CENTER | 15118.8655 | 2016 | 287595.3299 | 580068.9954 | 2500 | 6 | 18265.5881 | 11790.1517 | 2583274.5472 | 1928853.1367 | 23 | 2388012.7541 | 1041113.4871 | 232 | 924954.2341 | 305829.348 | 13 | 31704.7205 | 19218.9813 | 9 | 170403.2227 | 6506.0017 | 100431.656 | 1295.784 | 23526.6123 | 243.3131 | 321.0824 | 0 | 36729.3213 | 319.1774 | 0 | 1128193.8307 | 95.96% | 4.039% | 8278.1648 | 24591.9762 | 2442.4234 | 112.6387 | 3392.3485 | 2730.5946 | 3301.3619 | 1531.9381 | 52558.0873 | 245633.6866 | 541682.4872 | 839874.261 | 9000781.688 | 9847951.8354 | 15.12% | 11602414.8553
DATA CENTER #367 | TERTIAIRE | DATA CENTER | 5989.8218 | 2011 | 95026.236 | 140434.0967 | 1600 | 4 | 15880.8039 | 3409.7813 | 811515.5603 | 823846.8319 | 13 | 1208975.7359 | 355629.574 | 109 | 317003.8832 | 108207.2541 | 6 | 12377.137 | 5891.7912 | 2 | 56390.5817 | 2383.9216 | 46259.0523 | 492.6929 | 6671.6054 | 99.2428 | 134.3977 | 0 | 13999.2117 | 99.8249 | 0 | 435289.5008 | 86.15% | 13.85% | 4734.0022 | 6973.9234 | 858.6824 | 41.9558 | 1300.8745 | 780.2434 | 1548.6486 | 847.8287 | 14074.659 | 85443.3185 | 174619.8946 | 274137.8721 | 3412812.9016 | 3690378.4152 | 17.96% | 4498461.8455
DATA CENTER #368 | TERTIAIRE | DATA CENTER | 7779.5565 | 2014 | 121608.0513 | 268896.2701 | 1600 | 6 | 15600.7307 | 6152.6181 | 1441356.061 | 843343.3081 | 19 | 1075918.4986 | 403625.0972 | 146 | 518204.4286 | 136957.5927 | 7 | 17538.717 | 9420.6113 | 5 | 94455.0125 | 3463.1824 | 60682.6702 | 784.073 | 10155.703 | 132.3817 | 141.2877 | 0 | 20574.5951 | 114.7345 | 0 | 685010.7035 | 96.4% | 3.6% | 4741.9743 | 13000.2061 | 1454.9778 | 51.5901 | 1572.3746 | 1051.1949 | 2286.4966 | 972.1402 | 21014.4854 | 87180.4383 | 186525.1643 | 294720.0881 | 4655099.6584 | 4954499.7397 | 6.678% | 5309036.842
DATA CENTER #369 | TERTIAIRE | DATA CENTER | 9829.934 | 2018 | 143369.715 | 259634.551 | 1600 | 6 | 11866.622 | 6281.4591 | 1978784.6116 | 1148592.9558 | 17 | 1732040.4019 | 472206.3601 | 124 | 877074.5944 | 225584.8619 | 8 | 21541.2789 | 11181.4447 | 5 | 127189.4684 | 3179.6907 | 75509.6194 | 864.7672 | 17648.4221 | 146.8337 | 230.6096 | 0 | 27553.0453 | 186.5183 | 0 | 784342.3507 | 96.52% | 3.479% | 5615.6717 | 16566.503 | 1381.2715 | 82.4376 | 1932.3627 | 1460.4788 | 2179.5404 | 1081.3298 | 27732.9587 | 111332.6292 | 289424.4544 | 428490.0423 | 6505631.0424 | 6939925.0671 | 15.82% | 8243783.2722
DATA CENTER #370 | TERTIAIRE | DATA CENTER | 3721.9265 | 2010 | 57024.1213 | 127827.6005 | 1000 | 6 | 8231.7799 | 2407.8187 | 462917.1791 | 340269.2206 | 7 | 686400.2681 | 214785.3845 | 45 | 249819.05 | 45831.2884 | 3 | 6063.9906 | 3887.0867 | 2 | 40194.3612 | 1096.4353 | 26870.1641 | 245.4649 | 4904.3396 | 46.2304 | 94.7916 | 0 | 7779.2552 | 78.2915 | 0 | 192003.5579 | 84.61% | 15.39% | 2800.1946 | 4878.5596 | 710.3007 | 35.4633 | 725.7421 | 590.7401 | 890.4373 | 465.6491 | 10740.8122 | 52755.5421 | 131795.1453 | 195291.4996 | 2026276.0748 | 2223646.2516 | 13.82% | 2580266.5208
DATA CENTER #371 | TERTIAIRE | DATA CENTER | 14843.6347 | 2010 | 195920.4518 | 349602.2631 | 2500 | 6 | 21635.1341 | 8062.2716 | 1510881.1719 | 1842572.8863 | 23 | 2047128.9301 | 856954.81 | 261 | 1033040.3487 | 262301.3869 | 14 | 22786.1361 | 12995.926 | 9 | 114011.6285 | 4351.4141 | 92638.5964 | 941.6607 | 21145.9501 | 284.7159 | 279.0715 | 0 | 28866.1978 | 238.278 | 0 | 1096594.8928 | 89.61% | 10.39% | 11735.4887 | 17594.4098 | 1955.3443 | 100.6483 | 2256.927 | 2252.0351 | 3510.6333 | 1659.5651 | 44714.3046 | 128502.6506 | 511628.0128 | 684844.968 | 7035463.5407 | 7726854.1819 | 15.5% | 9143790.675
DATA CENTER #372 | TERTIAIRE | DATA CENTER | 8654.6518 | 2021 | 166727.7961 | 351302.2496 | 1600 | 6 | 13953.741 | 6969.3093 | 1720031.8844 | 1292335.2331 | 18 | 1736951.0096 | 627656.1335 | 111 | 771706.2723 | 189398.8609 | 8 | 18915.7457 | 8038.2833 | 3 | 101342.2355 | 3240.6221 | 66356.124 | 578.4471 | 12249.8403 | 133.993 | 187.3097 | 0 | 24716.5908 | 144.1539 | 0 | 583080.9776 | 90.71% | 9.288% | 6703.7037 | 11078.7699 | 1530.2488 | 84.5559 | 1667.451 | 1686.627 | 2779.8725 | 876.6499 | 31551.8579 | 146137.6033 | 214090.8915 | 391780.3527 | 6031361.1232 | 6429255.4303 | 13.33% | 7418490.6045
DATA CENTER #373 | TERTIAIRE | DATA CENTER | 7711.4777 | 2019 | 120183.1676 | 234213.6959 | 1600 | 6 | 14917.3085 | 5978.3812 | 1361470.7903 | 1178240.82 | 14 | 1270564.1878 | 568070.7726 | 97 | 693660.8783 | 157910.6746 | 8 | 14800.6749 | 10343.7622 | 5 | 92618.8093 | 2813.4298 | 64751.116 | 546.3436 | 9732.2714 | 141.9603 | 178.9848 | 0 | 17212.3346 | 139.9205 | 0 | 761746.6108 | 95.58% | 4.422% | 4896.6912 | 10224.1481 | 1072.0702 | 52.098 | 1225.312 | 1126.0728 | 1966.4471 | 893.8491 | 28824.517 | 122285.4161 | 239201.9746 | 390311.9077 | 5041880.7296 | 5435940.9574 | 8.595% | 5947073.7419
DATA CENTER #374 | TERTIAIRE | DATA CENTER | 15802.6534 | 2015 | 228913.0682 | 441026.2245 | 2500 | 6 | 20231.5004 | 12519.3686 | 1987077.6622 | 2089823.2431 | 27 | 2285130.1964 | 895473.2739 | 284 | 1402341.6103 | 327610.5095 | 12 | 35848.6004 | 20097.128 | 8 | 130721.795 | 6348.5772 | 91524.8103 | 1286.8659 | 25367.5723 | 227.7796 | 314.7903 | 0 | 36980.0582 | 289.53 | 0 | 1396697.1083 | 92.83% | 7.17% | 11606.2836 | 23785.9514 | 2083.211 | 119.7712 | 3718.4392 | 2461.2914 | 3905.1811 | 1915.9374 | 53772.6898 | 167973.3382 | 494810.006 | 716556.0339 | 8718251.2011 | 9442009.5145 | 11.9% | 10717681.2326
DATA CENTER #375 | TERTIAIRE | DATA CENTER | 15153.1365 | 2021 | 263388.8757 | 531976.4274 | 2500 | 6 | 23691.9355 | 13170.6795 | 2010433.9537 | 1933666.7803 | 27 | 2898845.7135 | 822550.7409 | 184 | 1009924.9999 | 272633.2043 | 17 | 40466.8276 | 22908.6421 | 7 | 212061.0246 | 6701.4091 | 110001.326 | 1497.9462 | 30470.8272 | 220.9768 | 302.196 | 0 | 47968.6767 | 217.1249 | 0 | 1031324.8415 | 85.82% | 14.18% | 8904.0024 | 24284.6729 | 1852.2585 | 108.9037 | 2608.8729 | 2528.4911 | 3899.5855 | 1802.974 | 48930.1376 | 180884.3229 | 373983.7052 | 603798.1657 | 8862161.6019 | 9476265.0404 | 17.7% | 11514408.6256
DATA CENTER #376 | TERTIAIRE | DATA CENTER | 16789.1842 | 2013 | 280538.9206 | 492739.5698 | 2500 | 6 | 23035.0516 | 13776.3605 | 2854594.9386 | 1903415.8786 | 31 | 2455892.3761 | 725733.5592 | 309 | 1366866.753 | 295396.5672 | 18 | 34670.636 | 16365.8982 | 7 | 139128.7417 | 7290.9656 | 115761.2359 | 1327.3862 | 28643.3078 | 335.2853 | 279.438 | 0 | 47799.5831 | 340.3242 | 0 | 1087676.024 | 92.44% | 7.562% | 12635.4333 | 19825.1015 | 2113.3163 | 109.1417 | 3487.5513 | 2729.5452 | 3961.1356 | 2002.6049 | 42916.492 | 200267.6222 | 415073.4368 | 658257.5511 | 9628065.575 | 10294636.8265 | 9.193% | 11336863.9379
DATA CENTER #377 | TERTIAIRE | DATA CENTER | 5239.8459 | 2015 | 87228.7266 | 128849.4098 | 1600 | 4 | 14517.4647 | 3037.5765 | 738249.5025 | 608472.2593 | 10 | 764640.7702 | 230811.7251 | 64 | 397481.8378 | 104453.0706 | 4 | 8793.4621 | 4471.6041 | 2 | 41883.9271 | 1535.5463 | 44501.247 | 516.3762 | 6405.1045 | 65.2144 | 104.5354 | 0 | 13495.3588 | 68.065 | 0 | 337667.991 | 91.98% | 8.019% | 4315.89 | 6837.9906 | 995.4192 | 39.1799 | 1084.4935 | 826.7744 | 1577.7388 | 561.2938 | 15028.3781 | 64886.4983 | 193292.1214 | 273206.9978 | 2787582.2637 | 3063479.7223 | 10.69% | 3430034.5076
DATA CENTER #378 | TERTIAIRE | DATA CENTER | 11433.2671 | 2023 | 173869.4039 | 485091.965 | 2500 | 6 | 23160.4465 | 7299.6815 | 2155467.0367 | 1683506.8984 | 20 | 1906133.5383 | 822273.8919 | 151 | 1043689.5263 | 269776.9681 | 9 | 26636.1565 | 11101.4634 | 5 | 113810.863 | 5269.248 | 77817.0216 | 1037.4111 | 20825.5475 | 204.6584 | 192.3916 | 0 | 30859.1922 | 186.5931 | 0 | 1247263.0141 | 92.46% | 7.541% | 8880.7179 | 15246.8424 | 2051.1968 | 98.9647 | 2176.4221 | 1980.6508 | 3278.2696 | 1491.8189 | 43215.2198 | 207694.4422 | 416277.6978 | 667187.3597 | 7923086.0854 | 8596397.1085 | 17.93% | 10474295.3914
DATA CENTER #379 | TERTIAIRE | DATA CENTER | 10222.5153 | 2014 | 145276.4981 | 293118.4799 | 2500 | 6 | 24816.8372 | 8431.7825 | 1230662.5547 | 1109378.7584 | 26 | 1914447.6204 | 454864.8363 | 152 | 727596.1575 | 166645.5129 | 10 | 26540.8166 | 11668.8529 | 6 | 92581.9361 | 2993.1042 | 66082.3379 | 1043.3181 | 16272.6469 | 201.8749 | 162.4574 | 0 | 28168.2081 | 187.9307 | 0 | 703767.7098 | 91.88% | 8.122% | 6903.5785 | 17683.5321 | 1278.3159 | 89.2178 | 1974.6997 | 1825.219 | 2639.5556 | 1170.493 | 25627.9265 | 107345.324 | 305354.1285 | 438327.379 | 5659783.9375 | 6102461.734 | 8.668% | 6681657.7082
DATA CENTER #380 | TERTIAIRE | DATA CENTER | 2644.4032 | 2011 | 40085.4577 | 73269.5972 | 800 | 6 | 5768.6971 | 1971.6816 | 306219.4757 | 369297.9311 | 6 | 384575.4897 | 122156.0517 | 42 | 145786.0934 | 44336.659 | 2 | 5404.3638 | 2378.9063 | 2 | 24945.1846 | 1050.3497 | 17935.7439 | 193.9964 | 4355.7666 | 39.9622 | 67.564 | 0 | 6609.9048 | 34.7904 | 0 | 159229.9084 | 95.84% | 4.158% | 1509.4439 | 4260.3402 | 447.9871 | 18.6755 | 424.3679 | 396.1447 | 701.2103 | 239.9343 | 7515.2441 | 36720.4842 | 83698.8988 | 127934.6272 | 1276613.1136 | 1405745.3579 | 16% | 1673561.3788
DATA CENTER #381 | TERTIAIRE | DATA CENTER | 17035.4721 | 2020 | 226564.4756 | 619144.0032 | 2500 | 6 | 24207.5369 | 10208.7174 | 2846966.5736 | 2070661.5948 | 42 | 4186923.4998 | 879027.3436 | 264 | 1197653.0642 | 324771.7004 | 20 | 32875.3237 | 15657.2073 | 9 | 148811.2584 | 6686.5015 | 109747.5075 | 1288.516 | 30519.4686 | 290.8321 | 316.3418 | 0 | 51567.9866 | 359.3537 | 0 | 1416642.7061 | 96.32% | 3.681% | 13903.3709 | 20743.503 | 2301.0001 | 155.6786 | 3268.8327 | 3437.6849 | 4835.854 | 1561.9073 | 52312.5164 | 240145.348 | 452458.1589 | 744916.0233 | 11739378.8715 | 12494573.2756 | 15.78% | 14835355.6573
DATA CENTER #382 | TERTIAIRE | DATA CENTER | 17051.1951 | 2018 | 274326.6488 | 635751.4389 | 2500 | 6 | 19909.9954 | 10507.4117 | 2439279.7949 | 2352026.4572 | 27 | 2793557.4069 | 1167723.1798 | 270 | 1034876.6619 | 335473.4871 | 18 | 46032.061 | 19978.1654 | 10 | 222548.5554 | 4898.5577 | 119978.7639 | 1433.6355 | 31751.4677 | 208.721 | 314.5799 | 0 | 40956.5622 | 261.2539 | 0 | 1097421.2589 | 92.03% | 7.971% | 10279.6867 | 25859.393 | 2887.8847 | 135.4983 | 3333.7262 | 2306.4967 | 4886.3186 | 1887.6528 | 42932.8489 | 228987.4017 | 597128.185 | 869048.4357 | 9479300.6916 | 10357346.2649 | 2.157% | 10585732.99
DATA CENTER #383 | TERTIAIRE | DATA CENTER | 8211.4391 | 2016 | 133939.167 | 218071.6903 | 1600 | 6 | 11337.3182 | 5618.7435 | 1304518.6028 | 923074.1444 | 20 | 1150645.8109 | 422540.6995 | 116 | 716375.8337 | 166076.5075 | 10 | 14887.1471 | 8840.8702 | 5 | 68600.4847 | 2984.4685 | 62518.479 | 643.1487 | 9893.4273 | 141.9736 | 189.0422 | 0 | 22917.3588 | 143.8764 | 0 | 644683.6877 | 87.21% | 12.79% | 5627.792 | 9477.2574 | 1160.0329 | 51.692 | 1469.6081 | 1366.0219 | 2451.0226 | 1134.3213 | 28290.3591 | 105798.7243 | 209349.5271 | 343438.6106 | 4715772.9159 | 5063664.3112 | 8.979% | 5563177.0876
DATA CENTER #384 | TERTIAIRE | DATA CENTER | 11909.8735 | 2012 | 130669.1212 | 368783.8605 | 2500 | 6 | 19881.9097 | 9193.6906 | 1706209.3798 | 1238747.5196 | 24 | 2224555.2672 | 500380.9764 | 206 | 695458.7764 | 219621.0615 | 14 | 19472.5272 | 9807.442 | 4 | 111501.4057 | 4239.2718 | 62236.3859 | 778.2002 | 17465.0981 | 212.9982 | 286.8646 | 0 | 27091.5103 | 223.312 | 0 | 652828.3682 | 91.93% | 8.066% | 6751.4787 | 21159.1841 | 2187.72 | 115.9064 | 2832.4441 | 1825.4447 | 3603.335 | 1558.4691 | 34706.0391 | 175541.7269 | 435142.8556 | 645390.6217 | 6552943.1845 | 7203518.9201 | 10.25% | 8026065.8827
DATA CENTER #385 | TERTIAIRE | DATA CENTER | 1726.6972 | 2017 | 21366.6766 | 50958.5745 | 800 | 4 | 7261.3909 | 1141.7214 | 251490.0505 | 190731.6796 | 4 | 250244.585 | 112417.8269 | 25 | 137168.9561 | 27948.2797 | 2 | 3003.588 | 1700.5975 | 1 | 16267.7064 | 659.484 | 11807.8817 | 148.3671 | 3044.6893 | 33.722 | 26.8952 | 0 | 3950.3965 | 37.0859 | 0 | 110600.8807 | 90.03% | 9.973% | 926.681 | 2872.5171 | 310.2875 | 12.6889 | 398.0448 | 290.8687 | 434.837 | 167.3957 | 5336.1704 | 26894.124 | 61301.4658 | 93531.7602 | 938710.2858 | 1032975.8408 | 8.575% | 1129860.5908
DATA CENTER #386 | TERTIAIRE | DATA CENTER | 3168.4083 | 2022 | 60548.4865 | 113188.8042 | 1000 | 6 | 8807.1723 | 2536.3354 | 664379.7023 | 522584.978 | 6 | 575754.8703 | 238053.0804 | 58 | 251599.493 | 67563.3117 | 3 | 9094.0513 | 3410.9785 | 2 | 46036.7125 | 1376.7203 | 29546.6328 | 240.3367 | 5477.6995 | 59.2629 | 51.939 | 0 | 10337.5826 | 44.5182 | 0 | 294810.1899 | 88.46% | 11.54% | 1700.0404 | 4698.9404 | 470.2742 | 20.0054 | 616.6421 | 636.3759 | 672.4028 | 371.5814 | 9278.6149 | 53142.2824 | 92995.6257 | 155416.523 | 2234141.1096 | 2391579.6127 | 9.019% | 2628669.1455
DATA CENTER #387 | TERTIAIRE | DATA CENTER | 6896.916 | 2012 | 79372.9486 | 188187.5544 | 1600 | 6 | 14989.851 | 3888.4828 | 878386.2221 | 714956.3313 | 11 | 1256777.4457 | 267854.7722 | 129 | 560977.0775 | 129362.7243 | 8 | 16019.1457 | 7451.2203 | 3 | 56743.7114 | 2471.4335 | 48355.8773 | 542.4529 | 10341.3923 | 105.8739 | 137.2125 | 0 | 17995.0895 | 106.325 | 0 | 523706.7199 | 87.49% | 12.51% | 3696.6329 | 8968.7856 | 1351.3668 | 62.5431 | 1117.2942 | 1181.4986 | 2202.1483 | 658.0534 | 17445.4597 | 88233.5334 | 241729.1422 | 347408.1353 | 3937077.2094 | 4287652.0265 | 10.48% | 4789842.8756
DATA CENTER #388 | TERTIAIRE | DATA CENTER | 10935.1802 | 2011 | 157285.0955 | 354468.1908 | 2500 | 6 | 20114.1625 | 6823.3614 | 1463482.9207 | 1188596.6145 | 17 | 1682006.8065 | 509311.8595 | 146 | 860701.8503 | 165869.5648 | 13 | 16585.06 | 13262.4802 | 7 | 78044.818 | 4650.57 | 59371.5762 | 1054.7526 | 13371.1838 | 208.0051 | 243.7403 | 0 | 27700.0769 | 224.5786 | 0 | 905456.351 | 88.64% | 11.36% | 9028.6694 | 20332.2551 | 1449.8145 | 67.9939 | 2542.221 | 1713.6943 | 2392.4097 | 1134.2571 | 23572.6125 | 147893.2833 | 403252.1049 | 574718.0006 | 6092225.3552 | 6672299.5549 | 8.797% | 7315854.5501
DATA CENTER #389 | TERTIAIRE | DATA CENTER | 6175.5685 | 2012 | 93333.5256 | 223631.3214 | 1600 | 6 | 15268.3633 | 4732.8016 | 830915.8835 | 866609.121 | 15 | 907564.5432 | 381722.844 | 84 | 400043.2073 | 111531.7001 | 5 | 14353.9394 | 5893.1932 | 2 | 46312.1119 | 2284.2272 | 47423.568 | 450.3021 | 9653.1869 | 99.388 | 138.4851 | 0 | 17890.3835 | 132.1885 | 0 | 418491.3784 | 84.13% | 15.87% | 4705.7937 | 9768.9145 | 790.9458 | 54.2621 | 1537.8288 | 946.7406 | 1367.7925 | 917.3575 | 19066.327 | 83445.8061 | 151924.5109 | 254436.644 | 3276600.4527 | 3534750.9727 | 3.504% | 3663103.9589
DATA CENTER #390 | TERTIAIRE | DATA CENTER | 9007.6876 | 2015 | 164503.9113 | 293016.4155 | 1600 | 6 | 11367.791 | 7245.0625 | 1557799.5739 | 1221510.8819 | 19 | 1971906.1991 | 550670.0532 | 156 | 660623.9394 | 166778.0608 | 10 | 17745.1594 | 7959.2373 | 4 | 98951.2776 | 4034.7946 | 51388.6645 | 654.5069 | 11204.2821 | 138.267 | 225.0128 | 0 | 24083.6119 | 143.8762 | 0 | 572795.3818 | 88.53% | 11.47% | 6520.8305 | 11472.6837 | 1682.4301 | 71.9359 | 1884.2133 | 1501.0945 | 2444.3812 | 1332.1 | 32883.6852 | 105614.0822 | 354849.5235 | 493347.2909 | 5853709.5604 | 6352257.0911 | 7.303% | 6852746.2269
DATA CENTER #391 | TERTIAIRE | DATA CENTER | 5389.4259 | 2012 | 63639.0182 | 193586.5543 | 1600 | 6 | 11605.6675 | 3236.9288 | 651799.4492 | 676243.4971 | 13 | 788949.304 | 227671.1107 | 72 | 389215.9624 | 67262.0898 | 5 | 8719.4081 | 4332.7582 | 3 | 59961.087 | 2062.8117 | 34160.9359 | 390.6114 | 8019.6625 | 87.4003 | 113.8514 | 0 | 16386.6054 | 84.344 | 0 | 290070.0352 | 93.72% | 6.283% | 3938.4683 | 8927.0836 | 898.4343 | 36.3605 | 1127.4465 | 695.6886 | 1136.0381 | 679.4721 | 15081.6994 | 51488.9746 | 214088.653 | 280659.327 | 2705170.0803 | 2987866.2397 | 9.593% | 3304903.0855
DATA CENTER #392 | TERTIAIRE | DATA CENTER | 4154.4189 | 2014 | 62891.9781 | 148109.2818 | 1000 | 6 | 9255.7316 | 3282.961 | 662349.8707 | 549568.1171 | 8 | 564089.0599 | 234751.6966 | 52 | 271831.8229 | 68155.1776 | 4 | 9539.1233 | 3293.3538 | 2 | 50671.5066 | 1759.8687 | 28381.0288 | 283.5593 | 5860.5795 | 81.1651 | 95.2834 | 0 | 11240.1239 | 88.949 | 0 | 287841.6526 | 84.38% | 15.62% | 2757.3135 | 7768.1645 | 726.5674 | 29.2813 | 628.5071 | 571.7066 | 862.3547 | 589.7448 | 12574.2191 | 47711.574 | 142049.5493 | 202335.3424 | 2276748.7386 | 2481041.4311 | 10.97% | 2786795.5025
DATA CENTER #393 | TERTIAIRE | DATA CENTER | 16421.6311 | 2018 | 285839.2155 | 512167.5541 | 2500 | 6 | 22426.7658 | 11648.8559 | 2856838.73 | 1712732.2684 | 28 | 3393376.1387 | 802022.3104 | 197 | 1425084.2064 | 330928.249 | 15 | 43146.8007 | 16000.7039 | 8 | 182685.4128 | 7263.7696 | 144293.245 | 1523.828 | 23258.6052 | 208.4107 | 278.1421 | 0 | 47818.8953 | 223.961 | 0 | 1174101.0834 | 93.32% | 6.683% | 10039.6618 | 29360.5659 | 3041.9182 | 144.2951 | 2518.5182 | 2126.9159 | 4888.888 | 2373.6842 | 55827.2989 | 218354.7373 | 431182.5359 | 705364.572 | 10901571.4769 | 11614944.2953 | 14.4% | 13569051.6816
DATA CENTER #394 | TERTIAIRE | DATA CENTER | 14343.0256 | 2015 | 198516.3062 | 374460.6805 | 2500 | 6 | 21463.1309 | 12042.3002 | 2331362.6854 | 1526851.0965 | 34 | 2129305.1677 | 843302.0999 | 250 | 1112739.5521 | 196908.0238 | 13 | 26774.3371 | 16161.8065 | 9 | 125586.9103 | 4689.9514 | 129857.2839 | 1094.3645 | 23251.9245 | 279.043 | 271.588 | 0 | 42864.8562 | 272.8176 | 0 | 1086333.7663 | 94.93% | 5.073% | 11175.8004 | 26246.4818 | 2185.7788 | 127.2557 | 2388.3075 | 2262.6526 | 3804.2726 | 1460.936 | 44926.4426 | 221838.9264 | 424062.4123 | 690827.7814 | 8261031.5221 | 8959647.2327 | 13.11% | 10311296.4449
DATA CENTER #395 | TERTIAIRE | DATA CENTER | 8477.3691 | 2017 | 101239.0748 | 209715.3814 | 1600 | 6 | 11685.7925 | 5597.3707 | 1024714.3595 | 1048327.9813 | 21 | 1774536.5376 | 373843.3916 | 158 | 624984.5373 | 171456.2209 | 8 | 15219.2206 | 8150.2095 | 4 | 102194.3599 | 3028.2387 | 67539.2066 | 667.4742 | 10251.9239 | 159.8407 | 181.9538 | 0 | 21407.5309 | 173.7219 | 0 | 729469.4318 | 86.65% | 13.35% | 6972.8143 | 12614.7453 | 1348.9993 | 64.1463 | 2087.2324 | 1557.5513 | 2048.2291 | 866.3824 | 23288.1471 | 98953.4767 | 249233.5242 | 371475.148 | 5053783.2207 | 5429274.6869 | 8.316% | 5921747.6972
DATA CENTER #396 | TERTIAIRE | DATA CENTER | 16310.3829 | 2022 | 213786.7049 | 614269.4701 | 2500 | 6 | 17507.6364 | 14019.9917 | 2766265.447 | 1773107.5854 | 33 | 3373346.8835 | 1053093.7478 | 253 | 1034160.4418 | 278358.8571 | 19 | 45032.3084 | 21947.0535 | 9 | 168557.2666 | 5789.0755 | 141337.8218 | 1185.8012 | 29238.0319 | 303.4944 | 352.1644 | 0 | 45743.8725 | 222.7427 | 0 | 1213975.3158 | 94.63% | 5.368% | 10411.1235 | 23559.8381 | 2145.392 | 101.6529 | 2539.1398 | 2374.3107 | 4894.5439 | 2334.8306 | 44272.9691 | 227005.3875 | 569556.7595 | 840835.1161 | 10438876.3515 | 11290486.5564 | 10.78% | 12654399.7785
DATA CENTER #397 | TERTIAIRE | DATA CENTER | 7966.025 | 2015 | 133466.9466 | 263554.2614 | 1600 | 6 | 14463.3866 | 5693.2249 | 1027057.7588 | 1185390.8484 | 16 | 1494914.6839 | 352382.4929 | 119 | 462282.2143 | 116376.2084 | 9 | 15164.9026 | 9200.2333 | 4 | 96245.2822 | 2838.4103 | 67197.2859 | 736.9651 | 14378.3217 | 99.5108 | 162.5515 | 0 | 22792.401 | 105.7208 | 0 | 455246.3376 | 88.6% | 11.4% | 4486.4775 | 10869.7082 | 1567.3214 | 54.854 | 1317.7944 | 1266.3083 | 1876.554 | 962.0268 | 18895.578 | 98862.1107 | 203260.6748 | 321018.3635 | 4388537.3674 | 4713363.8188 | 5.043% | 4963667.5731
DATA CENTER #398 | TERTIAIRE | DATA CENTER | 2459.3709 | 2022 | 49400.9277 | 70462.5606 | 800 | 4 | 7206.8656 | 1552.4481 | 370369.3459 | 294890.1223 | 5 | 390578.9765 | 131746.4446 | 38 | 163292.4038 | 53088.8256 | 2 | 6760.728 | 3090.1798 | 1 | 33350.057 | 968.0436 | 18243.8557 | 209.6675 | 3191.4314 | 47.2301 | 47.9995 | 0 | 6672.3179 | 45.2237 | 0 | 160938.0982 | 96.05% | 3.949% | 1515.4156 | 3366.4474 | 370.3734 | 16.4612 | 437.5726 | 489.901 | 709.4554 | 305.1773 | 9465.4885 | 41846.7997 | 63445.7645 | 114758.0527 | 1393604.3571 | 1509479.2157 | 11.39% | 1703599.5381
DATA CENTER #399 | TERTIAIRE | DATA CENTER | 5388.2857 | 2018 | 85833.2947 | 210068.3719 | 1600 | 6 | 14584.371 | 3832.8434 | 822770.7487 | 800133.4532 | 10 | 942785.3258 | 243929.9072 | 62 | 412097.1065 | 96448.4783 | 6 | 11098.6119 | 6394.0234 | 2 | 49852.7538 | 1853.2298 | 46831.8892 | 343.7964 | 9051.489 | 105.0459 | 134.2642 | 0 | 15520.2964 | 98.6469 | 0 | 350030.8173 | 87.45% | 12.55% | 3876.4509 | 7450.4843 | 700.5716 | 32.7915 | 1057.6823 | 707.0595 | 1338.8784 | 785.0985 | 17669.9275 | 69067.9664 | 190101.7178 | 276839.6117 | 3202582.5517 | 3482989.3414 | 8.635% | 3812184.3946
DATA CENTER #400 | TERTIAIRE | DATA CENTER | 2214.9974 | 2011 | 23926.4765 | 55432.7831 | 800 | 4 | 7502.792 | 1078.3735 | 245688.6851 | 255966.9879 | 4 | 275974.5475 | 114601.0487 | 30 | 148271.728 | 41785.4203 | 3 | 5237.4997 | 2316.6365 | 1 | 19038.8764 | 816.383 | 15307.1411 | 214.6121 | 2356.9451 | 37.8161 | 54.4245 | 0 | 5286.8929 | 36.633 | 0 | 127643.2434 | 85.45% | 14.55% | 1525.6568 | 2948.8818 | 394.5597 | 14.3096 | 392.4196 | 394.6201 | 658.2094 | 202.4778 | 6792.3448 | 25171.2788 | 84522.7534 | 116486.377 | 1006385.098 | 1124126.6571 | 10.77% | 1259839.2888
DATA CENTER #401 | TERTIAIRE | DATA CENTER | 10474.5847 | 2019 | 182139.7035 | 420791.0046 | 2500 | 6 | 23273.83 | 8111.9311 | 1807545.5999 | 1237774.4147 | 24 | 1615780.3663 | 574019.3833 | 139 | 874366.4242 | 190285.5058 | 12 | 20463.5487 | 9931.602 | 6 | 105931.5981 | 3409.3138 | 70589.4198 | 684.5238 | 17616.5977 | 186.4067 | 255.4985 | 0 | 24494.5922 | 191.7423 | 0 | 726951.6963 | 86.66% | 13.34% | 6307.373 | 17749.6439 | 2082.6919 | 71.5286 | 1903.92 | 1916.3853 | 3123.8837 | 1141.4067 | 31196.4454 | 158097.7417 | 277213.9292 | 466508.1163 | 6372874.1172 | 6844709.4851 | 7.554% | 7404026.9164
DATA CENTER #402 | TERTIAIRE | DATA CENTER | 2697.9232 | 2016 | 40227.7458 | 107610.6147 | 800 | 6 | 6107.6686 | 2268.4615 | 410056.2875 | 348063.2954 | 5 | 616519.4338 | 185170.4129 | 46 | 229753.173 | 47003.4349 | 2 | 4789.2136 | 2912.6285 | 1 | 34081.0984 | 1048.1595 | 16216.7952 | 242.0031 | 4717.6782 | 42.5192 | 62.7224 | 0 | 6313.9404 | 51.281 | 0 | 161708.9819 | 88.97% | 11.03% | 1716.2009 | 3114.0917 | 359.8777 | 23.3346 | 634.2693 | 541.3611 | 574.5149 | 381.1516 | 9109.8355 | 39226.3638 | 68009.1041 | 116345.3033 | 1768407.8202 | 1886351.4241 | 14.06% | 2194878.1381
DATA CENTER #403 | TERTIAIRE | DATA CENTER | 13784.5693 | 2018 | 245466.5903 | 563335.0762 | 2500 | 6 | 20173.9081 | 9939.837 | 1669559.8064 | 2136010.877 | 23 | 2770805.5283 | 679809.4482 | 209 | 1148591.5527 | 313619.0043 | 14 | 29607.5268 | 12025.2402 | 7 | 160167.8018 | 5124.5342 | 108186.2717 | 1241.2618 | 20938.6957 | 214.0621 | 328.4848 | 0 | 41353.8916 | 193.0562 | 0 | 1058435.1727 | 90.69% | 9.311% | 7997.0471 | 25710.4915 | 2296.055 | 130.58 | 3277.8997 | 1816.6095 | 4356.5205 | 1810.3483 | 38828.4423 | 143621.3728 | 444398.4618 | 626848.2768 | 8418412.514 | 9053958.9523 | 13.44% | 10460343.201
DATA CENTER #404 | TERTIAIRE | DATA CENTER | 10166.6489 | 2023 | 199028.8536 | 296155.993 | 2500 | 6 | 24291.4457 | 10150.1722 | 1926270.546 | 1613632.261 | 24 | 1715296.991 | 635926.1389 | 167 | 935799.0472 | 222556.8123 | 8 | 29589.6576 | 11063.0775 | 4 | 132821.5072 | 3537.518 | 70757.7707 | 732.8334 | 15694.2903 | 194.2501 | 248.629 | 0 | 34703.3661 | 175.4116 | 0 | 756304.5322 | 92.26% | 7.742% | 5177.7262 | 16418.6651 | 1653.2939 | 75.4315 | 1686.7328 | 1420.32 | 3024.2894 | 1440.3946 | 38329.9837 | 186028.73 | 401355.3227 | 625714.0364 | 6670945.1206 | 7303008.7836 | 7% | 7852715.3041
DATA CENTER #405 | TERTIAIRE | DATA CENTER | 2394.8782 | 2008 | 32875.0839 | 51335.7799 | 800 | 4 | 7910.2343 | 1237.7291 | 382385.714 | 280056.7719 | 4 | 340075.3032 | 138934.3503 | 41 | 181430.3838 | 43425.3412 | 2 | 5324.7938 | 2525.1759 | 1 | 21899.7883 | 967.8604 | 14564.6031 | 168.2723 | 3672.7066 | 48.5652 | 48.5292 | 0 | 4991.1268 | 37.9306 | 0 | 138685.7279 | 93.65% | 6.349% | 1689.105 | 4274.2086 | 353.3093 | 21.6287 | 506.5343 | 478.1474 | 535.0597 | 254.0455 | 6792.0851 | 32072.3146 | 76433.5215 | 115297.9212 | 1279591.7452 | 1396205.3313 | 14.59% | 1634680.5137
DATA CENTER #406 | TERTIAIRE | DATA CENTER | 3543.842 | 2011 | 52699.2696 | 84987.3126 | 1000 | 4 | 8889.7134 | 2374.1682 | 547919.9818 | 382310.463 | 8 | 482848.6673 | 213592.1583 | 60 | 201485.8286 | 51063.641 | 3 | 7454.1049 | 4013.3019 | 2 | 38337.0736 | 1204.1162 | 23473.65 | 228.718 | 4646.5358 | 62.9054 | 88.6546 | 0 | 6939.0043 | 47.6461 | 0 | 229542.0273 | 86.43% | 13.57% | 2646.137 | 4930.6474 | 647.3828 | 32.7018 | 846.5206 | 690.8301 | 815.2093 | 459.8068 | 7588.9032 | 38949.1917 | 139750.8324 | 186288.9273 | 1817673.9958 | 2005835.2953 | 15.55% | 2375232.8396
DATA CENTER #407 | TERTIAIRE | DATA CENTER | 8378.3044 | 2015 | 106312.8904 | 196982.9912 | 1600 | 6 | 13931.2774 | 5946.3892 | 1563522.8559 | 1142695.966 | 20 | 1793965.2403 | 378020.6535 | 100 | 739685.9111 | 134270.2348 | 8 | 15396.1352 | 10868.0968 | 3 | 80970.3741 | 2576.0493 | 64684.8343 | 798.6922 | 14409.6206 | 151.8056 | 136.4366 | 0 | 20603.4228 | 163.4989 | 0 | 510807.8359 | 89.72% | 10.28% | 5761.6094 | 11771.9 | 1311.7688 | 83.6901 | 1837.3493 | 1192.4608 | 2032.388 | 913.3104 | 24957.3876 | 109520.1397 | 250453.9228 | 384931.4502 | 5513680.3311 | 5901969.8777 | 1.263% | 5977454.8274
DATA CENTER #408 | TERTIAIRE | DATA CENTER | 5762.6438 | 2021 | 99760.0463 | 208081.436 | 1600 | 6 | 14513.0117 | 4172.0076 | 958128.3949 | 940782.7549 | 12 | 1446492.3328 | 353826.6473 | 100 | 426341.0774 | 116198.2425 | 5 | 15325.5633 | 7783.405 | 3 | 55695.0901 | 1700.1896 | 58846.4733 | 375.3468 | 10051.792 | 111.7561 | 94.7801 | 0 | 13507.0316 | 118.8088 | 0 | 561100.4582 | 90.67% | 9.328% | 3366.1579 | 6612.6238 | 1069.5339 | 52.8571 | 1424.1569 | 807.4944 | 1755.0132 | 549.5821 | 18918.3671 | 100735.0094 | 186311.0974 | 305964.4739 | 4179619.3375 | 4489018.5767 | 10.05% | 4990687.028
DATA CENTER #409 | TERTIAIRE | DATA CENTER | 13136.5257 | 2018 | 219673.2135 | 432016.6362 | 2500 | 6 | 18448.5026 | 12136.4825 | 1645535.7943 | 1870529.2119 | 29 | 1925833.1385 | 681208.3756 | 189 | 976143.5531 | 247453.0734 | 13 | 28411.1584 | 17333.7585 | 8 | 122158.8995 | 4460.1384 | 116414.4004 | 943.0677 | 19214.1195 | 166.6712 | 294.9494 | 0 | 28224.1002 | 203.8609 | 0 | 913932.4172 | 95.93% | 4.069% | 10077.0152 | 20653.5855 | 1618.1558 | 104.0011 | 3193.0227 | 2428.5496 | 3726.3035 | 1673.981 | 47672.3953 | 208363.6547 | 319064.3939 | 575100.4439 | 7038072.7296 | 7620369.6195 | 3.685% | 7911883.7715
DATA CENTER #410 | TERTIAIRE | DATA CENTER | 6537.5072 | 2012 | 79240.8669 | 173612.3622 | 1600 | 6 | 11521.4892 | 3978.8038 | 877033.3614 | 618914.6097 | 11 | 1226322.0758 | 351740.9879 | 109 | 535615.2286 | 128555.8374 | 5 | 15187.4726 | 6775.1953 | 3 | 52549.976 | 3037.3818 | 48151.0956 | 668.8986 | 7281.74 | 103.4945 | 135.0474 | 0 | 19333.6355 | 123.489 | 0 | 502693.2821 | 91.4% | 8.605% | 4955.691 | 11733.8989 | 819.7485 | 55.3117 | 1375.8529 | 1014.9538 | 1769.613 | 817.564 | 22276.9254 | 82268.8 | 252983.4738 | 357529.1991 | 3831972.2494 | 4193453.2029 | 7.093% | 4513608.3468
DATA CENTER #411 | TERTIAIRE | DATA CENTER | 3071.3484 | 2020 | 51706.786 | 122136.6184 | 1000 | 6 | 9390.4717 | 1866.8122 | 395438.4117 | 492749.9315 | 7 | 480988.4702 | 159586.0393 | 37 | 195117.4299 | 54348.3763 | 4 | 8832.2559 | 3868.4418 | 2 | 37187.8566 | 963.4231 | 20785.4317 | 306.8581 | 4053.9318 | 50.0917 | 66.3042 | 0 | 8168.3487 | 41.7391 | 0 | 242190.2817 | 92.77% | 7.233% | 2284.0643 | 5292.2966 | 391.7245 | 22.224 | 487.5586 | 519.3223 | 792.4885 | 393.2803 | 9102.757 | 42417.5664 | 109233.469 | 160753.7924 | 1702604.7069 | 1864893.8333 | 7.478% | 2015624.5371
DATA CENTER #412 | TERTIAIRE | DATA CENTER | 14296.7638 | 2024 | 265717.0796 | 415118.5616 | 2500 | 6 | 19081.1723 | 9765.7984 | 2596664.554 | 2308475.0305 | 35 | 2435977.0838 | 920971.1285 | 251 | 988973.7173 | 309134.2333 | 16 | 39824.9749 | 14160.0485 | 7 | 159344.5621 | 4879.6026 | 130231.9073 | 1386.1831 | 25805.5354 | 279.6523 | 341.4496 | 0 | 46849.8975 | 218.485 | 0 | 1310598.7582 | 95.45% | 4.551% | 10336.1252 | 23808.9191 | 2607.9057 | 138.6343 | 3315.696 | 1991.6842 | 4297.6605 | 1990.2286 | 60117.0887 | 198709.3872 | 375248.0703 | 634074.5461 | 9125242.9891 | 9766326.238 | 3.985% | 10171622.2268
DATA CENTER #413 | TERTIAIRE | DATA CENTER | 15291.8224 | 2009 | 229689.9949 | 416585.1182 | 2500 | 6 | 24994.3422 | 10399.778 | 1807474.0264 | 1400442.6686 | 29 | 2642127.6216 | 863166.8677 | 211 | 1112743.3735 | 282349.3934 | 14 | 22091.5285 | 14913.6236 | 9 | 106289.0082 | 5104.8814 | 82714.8598 | 1370.1668 | 16331.4008 | 297.3079 | 257.8967 | 0 | 36923.2734 | 293.8369 | 0 | 1168284.3375 | 92.06% | 7.937% | 12834.0589 | 22762.1489 | 2664.955 | 119.381 | 3344.616 | 2234.311 | 4695.8741 | 1665.1764 | 45451.287 | 204591.6184 | 381644.2187 | 631687.124 | 8303267.9697 | 8941132.1243 | 1.368% | 9065138.0717
DATA CENTER #414 | TERTIAIRE | DATA CENTER | 15540.3339 | 2010 | 159110.305 | 403172.8452 | 2500 | 6 | 18897.1896 | 8356.6227 | 2093269.7196 | 2098341.908 | 27 | 3123429.6653 | 749647.5445 | 211 | 1095627.0469 | 287207.8508 | 12 | 32610.0741 | 15004.1277 | 8 | 125983.5396 | 5833.9634 | 110493.6356 | 977.6082 | 18371.6096 | 219.644 | 370.5379 | 0 | 32617.9848 | 212.0198 | 0 | 1003569.7761 | 94.93% | 5.073% | 9926.0096 | 28613.1787 | 2131.0814 | 154.7192 | 3665.9683 | 3098.1237 | 3792.8982 | 1531.8088 | 48014.4015 | 173111.6659 | 508735.2242 | 729861.2916 | 8856729.8611 | 9593833.081 | 13.2% | 11053133.6799
DATA CENTER #415 | TERTIAIRE | DATA CENTER | 1850.6039 | 2012 | 28166.035 | 51901.3026 | 800 | 4 | 6260.8372 | 1006.7284 | 318584.5461 | 239675.3276 | 4 | 309946.1102 | 105628.8521 | 33 | 119943.6788 | 31994.9045 | 2 | 3237.0675 | 1401.3719 | 1 | 21001.144 | 693.3953 | 11768.1555 | 184.9484 | 2059.1392 | 33.7193 | 44.2079 | 0 | 4318.5771 | 38.3022 | 0 | 103944.1143 | 86.05% | 13.95% | 1513.7193 | 2310.2178 | 224.5216 | 14.2769 | 427.7891 | 245.1972 | 534.9015 | 172.1278 | 5406.4607 | 27391.1485 | 70168.4652 | 102966.0744 | 1060289.1698 | 1164380.2455 | 10.31% | 1298225.1164
DATA CENTER #416 | TERTIAIRE | DATA CENTER | 12669.5644 | 2021 | 196630.3695 | 403640.3562 | 2500 | 6 | 19352.3656 | 11871.9099 | 1959127.6598 | 1975664.0244 | 23 | 2039866.9155 | 690262.8611 | 220 | 785318.7099 | 192283.0063 | 12 | 29918.0631 | 18333.2747 | 7 | 173100.3458 | 5608.7417 | 83440.363 | 870.8801 | 22428.216 | 196.7118 | 296.1849 | 0 | 32871.6485 | 242.2057 | 0 | 1210134.8025 | 95.95% | 4.046% | 9160.8574 | 15875.0233 | 2355.154 | 105.7301 | 2452.4484 | 1763.8546 | 3145.9273 | 1593.6034 | 35084.036 | 139086.1285 | 469551.6064 | 643721.7708 | 7487995.0684 | 8140621.1898 | 11.14% | 9161328.7617
DATA CENTER #417 | TERTIAIRE | DATA CENTER | 9510.1162 | 2022 | 178510.57 | 369183.3606 | 1600 | 6 | 13121.9534 | 8461.4464 | 2012261.4677 | 1080158.6202 | 24 | 1493690.891 | 633922.6324 | 123 | 709294.0142 | 151901.9451 | 12 | 22903.5 | 12344.9488 | 4 | 93125.3628 | 4008.9355 | 69053.5827 | 902.6984 | 19082.6153 | 121.6837 | 186.5035 | 0 | 25754.1606 | 127.4819 | 0 | 765232.227 | 91.21% | 8.787% | 6846.3549 | 16545.8895 | 1808.2325 | 68.4245 | 2332.5646 | 1825.9835 | 1865.5917 | 1341.726 | 26131.9992 | 171244.5931 | 236848.2433 | 434224.8357 | 6268835.5356 | 6709450.1384 | 14.47% | 7844387.8269
DATA CENTER #418 | TERTIAIRE | DATA CENTER | 6343.9504 | 2011 | 67698.5585 | 186355.2302 | 1600 | 6 | 11367.3872 | 4496.5953 | 818672.7756 | 563944.36 | 12 | 873814.331 | 281424.8294 | 111 | 508752.3343 | 84236.5685 | 6 | 14987.0043 | 5784.886 | 4 | 47658.9454 | 2862.7038 | 48268.9515 | 491.5881 | 7569.1799 | 118.1429 | 154.3868 | 0 | 12690.7847 | 91.0031 | 0 | 344566.4044 | 87.71% | 12.29% | 4682.5375 | 11359.5997 | 1244.6668 | 52.9946 | 1237.9994 | 985.1161 | 1422.773 | 930.0465 | 20772.6538 | 93143.5658 | 239704.5411 | 353620.7607 | 3205200.5256 | 3561945.9008 | 11.77% | 4037051.2563
DATA CENTER #419 | TERTIAIRE | DATA CENTER | 6739.6549 | 2010 | 101153.6434 | 170928.32 | 1600 | 6 | 12801.2133 | 3162.8557 | 907691.3704 | 821158.3459 | 12 | 1068621.4932 | 369141.2509 | 104 | 393133.6072 | 88648.3131 | 7 | 11578.9885 | 7124.9133 | 4 | 63833.7883 | 3088.8606 | 53469.9872 | 466.3207 | 8457.5782 | 89.6234 | 135.1459 | 0 | 19322.9745 | 104.9219 | 0 | 420147.4654 | 95.55% | 4.454% | 4880.1561 | 8619.2321 | 1028.1787 | 62.6416 | 1389.8845 | 1103.8346 | 1560.2099 | 972.6884 | 16800.2666 | 71627.2642 | 196550.6311 | 284978.1619 | 3478826.2387 | 3767042.644 | 1.366% | 3819199.3159
DATA CENTER #420 | TERTIAIRE | DATA CENTER | 13139.9938 | 2008 | 172852.0481 | 430951.4046 | 2500 | 6 | 19949.0825 | 8229.2272 | 2011292.3417 | 1247160.9053 | 29 | 2526935.6251 | 596031.9083 | 211 | 959249.8308 | 188952.4113 | 10 | 28519.4793 | 13633.1967 | 5 | 90632.7783 | 3746.3103 | 76212.1213 | 915.8291 | 16891.4057 | 211.5098 | 282.194 | 0 | 27704.9719 | 237.2095 | 0 | 738879.1683 | 95.98% | 4.021% | 10425.6818 | 18803.8037 | 2541.0642 | 88.2608 | 2501.9642 | 1631.5365 | 4032.4301 | 1753.0886 | 38429.2953 | 143203.9783 | 436974.9586 | 618608.2322 | 7640388.2183 | 8265572.9826 | 11.82% | 9373939.395
DATA CENTER #421 | TERTIAIRE | DATA CENTER | 11340.0684 | 2013 | 198989.8231 | 349655.6731 | 2500 | 6 | 19080.834 | 8167.7234 | 1773433.6 | 1438050.1461 | 22 | 1868528.7881 | 620104.6247 | 143 | 771704.8084 | 147069.6835 | 12 | 28813.7898 | 12164.6057 | 6 | 132414.8665 | 4787.7372 | 83806.0194 | 1149.1307 | 12471.4427 | 225.1382 | 258.8871 | 0 | 25248.7661 | 243.1462 | 0 | 912990.7806 | 92.02% | 7.976% | 5910.3703 | 18223.3963 | 1417.7232 | 68.0517 | 2128.4612 | 2226.3333 | 3442.929 | 1681.1275 | 24559.2188 | 117733.407 | 271204.5106 | 413497.1365 | 6628520.5991 | 7046375.7894 | 8.293% | 7683558.983
DATA CENTER #422 | TERTIAIRE | DATA CENTER | 16008.3024 | 2021 | 239156.5696 | 593011.8405 | 2500 | 6 | 22348.0394 | 15637.3445 | 3197179.9125 | 1769840.7885 | 30 | 3796440.6168 | 1014279.3417 | 194 | 1451851.7845 | 264765.8704 | 17 | 41220.925 | 15059.6852 | 9 | 215598.537 | 5694.2703 | 163472.9077 | 1325.6238 | 24770.8133 | 261.2241 | 332.7991 | 0 | 52296.3461 | 254.7444 | 0 | 1536429.3291 | 90.51% | 9.493% | 12520.5692 | 26999.1586 | 2959.4513 | 145.7584 | 2716.5626 | 2336.0099 | 4889.9302 | 1603.6405 | 55291.7733 | 261959.669 | 517985.2859 | 835236.7281 | 12234564.0387 | 13077448.149 | 4.221% | 13653721.7262
DATA CENTER #423 | TERTIAIRE | DATA CENTER | 7837.4365 | 2024 | 127435.3944 | 266386.0054 | 1600 | 6 | 13588.8968 | 5091.3028 | 1251181.6421 | 1108220.5433 | 13 | 1583798.1421 | 600678.0587 | 144 | 737429.2307 | 126535.9106 | 8 | 24084.7863 | 12036.3088 | 5 | 103682.2068 | 2732.3173 | 67866.0557 | 537.1661 | 15485.5262 | 145.0231 | 192.7959 | 0 | 20124.7492 | 167.3296 | 0 | 751452.4018 | 92.19% | 7.815% | 4773.9055 | 13216.4737 | 943.1298 | 76.9161 | 1364.0838 | 1091.4845 | 2078.6066 | 1154.7194 | 28459.3692 | 149779.7889 | 276547.2338 | 454786.3919 | 5393256.5156 | 5852221.0827 | 2.657% | 6011930.0937
DATA CENTER #424 | TERTIAIRE | DATA CENTER | 3548.8451 | 2019 | 60329.4569 | 139287.5478 | 1000 | 6 | 9935.9854 | 2903.7168 | 536365.3097 | 446877.1451 | 8 | 843515.7927 | 191377.6153 | 46 | 227230.3549 | 80134.1979 | 3 | 6627.8874 | 4283.8759 | 2 | 34343.2768 | 1062.5051 | 31030.0585 | 297.3993 | 6973.9676 | 58.6906 | 58.8482 | 0 | 11954.6312 | 50.8732 | 0 | 349890.1258 | 91.24% | 8.76% | 2141.9582 | 5594.175 | 594.4463 | 33.7411 | 699.5067 | 463.8155 | 976.2039 | 503.1752 | 12274.4803 | 39800.5329 | 86008.3166 | 138083.3298 | 2419927.8912 | 2560177.3116 | 10.69% | 2866689.9834
DATA CENTER #425 | TERTIAIRE | DATA CENTER | 14834.6638 | 2018 | 227651.7356 | 462491.4666 | 2500 | 6 | 24458.3326 | 10977.0424 | 2494133.7402 | 2182708.1822 | 28 | 2897565.401 | 682383.2315 | 201 | 1031964.6036 | 208152.1527 | 13 | 30905.4189 | 13294.9105 | 6 | 176124.4488 | 6070.7807 | 130575.0764 | 1534.876 | 22077.3531 | 265.656 | 228.6783 | 0 | 36292.0829 | 244.4535 | 0 | 1330293.8849 | 90.67% | 9.331% | 11707.4138 | 19286.1463 | 2329.5606 | 101.4008 | 2891.7684 | 2236.3297 | 4622.5586 | 1502.2746 | 37600.9865 | 204588.0535 | 509980.9024 | 752169.9425 | 9558669.335 | 10321092.5879 | 17.8% | 12555411.5895
DATA CENTER #426 | TERTIAIRE | DATA CENTER | 13939.0587 | 2010 | 170904.806 | 374807.6101 | 2500 | 6 | 22308.4049 | 10336.5994 | 1812457.9495 | 1192824.0183 | 23 | 2297627.0854 | 758324.8016 | 242 | 719878.9839 | 265431.1013 | 16 | 29808.615 | 12833.9355 | 6 | 138689.1406 | 5042.215 | 85948.9346 | 1378.5476 | 14101.2494 | 190.2571 | 341.7944 | 0 | 24841.8723 | 244.1956 | 0 | 1061647.987 | 86.98% | 13.02% | 9680.2957 | 17253.3997 | 2381.3373 | 107.9814 | 3259.7213 | 2564.9909 | 4044.3956 | 1532.5438 | 29056.2568 | 150856.7693 | 526693.5867 | 706606.6127 | 7273466.0063 | 7986219.2418 | 10.99% | 8972407.8773
DATA CENTER #427 | TERTIAIRE | DATA CENTER | 6987.7282 | 2014 | 81143.5984 | 170186.0356 | 1600 | 6 | 12990.882 | 4790.0109 | 1212401.778 | 826622.416 | 12 | 1546109.1611 | 390922.0952 | 115 | 480426.2867 | 107532.3516 | 5 | 16015.2838 | 6668.8224 | 3 | 75405.1834 | 2069.0094 | 59433.5278 | 435.8167 | 10015.7247 | 137.0873 | 125.8052 | 0 | 19726.114 | 120.2306 | 0 | 423272.8038 | 90.46% | 9.538% | 5538.4701 | 11219.2367 | 1108.377 | 53.9286 | 1696.7033 | 1281.6875 | 1399.2316 | 973.2983 | 17266.598 | 94607.29 | 240935.9787 | 352809.8668 | 4424549.5447 | 4780416.7244 | 2.736% | 4914875.3847
DATA CENTER #428 | TERTIAIRE | DATA CENTER | 14534.6032 | 2016 | 190601.3209 | 439739.1382 | 2500 | 6 | 18254.6006 | 9506.9769 | 2752630.8646 | 1903178.1602 | 34 | 3161657.4787 | 871734.9559 | 215 | 1139567.4031 | 294154.1378 | 15 | 24848.5688 | 16582.006 | 8 | 174408.3998 | 4460.6548 | 84627.9868 | 1033.471 | 16611.5689 | 188.0137 | 260.9862 | 0 | 31774.776 | 296.5007 | 0 | 1329545.2667 | 91.51% | 8.491% | 11176.7638 | 16995.5599 | 2288.1099 | 144.6535 | 3069.6694 | 2012.8817 | 4082.0033 | 1607.5425 | 52313.1593 | 202990.1157 | 467585.2714 | 722888.5463 | 10100539.7604 | 10832166.9591 | 14.27% | 12634851.6497
DATA CENTER #429 | TERTIAIRE | DATA CENTER | 8631.097 | 2011 | 122695.4676 | 241955.7683 | 1600 | 6 | 13644.7992 | 4738.9626 | 1002515.0398 | 1019619.4786 | 19 | 1329730.6944 | 435125.6712 | 157 | 465569.8585 | 167266.0061 | 8 | 19020.5346 | 6556.5337 | 4 | 63329.7819 | 2859.3413 | 62395.3089 | 634.2223 | 13685.9249 | 169.9313 | 185.6128 | 0 | 18931.5415 | 174.2275 | 0 | 624848.3773 | 83.89% | 16.11% | 6869.7217 | 12111.4655 | 1045.1642 | 68.9145 | 2153.0844 | 1463.1646 | 2467.8325 | 822.14 | 28969.319 | 114213.1227 | 316202.1447 | 459384.5864 | 4322625.0852 | 4786195.7652 | 3.324% | 4950765.0905
DATA CENTER #430 | TERTIAIRE | DATA CENTER | 1709.2983 | 2020 | 33151.9666 | 47623.1371 | 800 | 4 | 6407.8463 | 1596.9292 | 279267.0136 | 257724.2701 | 3 | 296834.1864 | 117021.6978 | 24 | 159884.8627 | 26221.4663 | 2 | 3995.5839 | 2284.758 | 1 | 17247.8807 | 704.7718 | 13458.5919 | 120.4627 | 2623.4765 | 28.5547 | 38.0538 | 0 | 4883.5401 | 28.2643 | 0 | 163913.5021 | 89.2% | 10.8% | 1425.2969 | 2180.2917 | 270.5229 | 16.517 | 296.4265 | 294.6477 | 529.3919 | 254.3313 | 6745.6071 | 19305.9017 | 64506.3762 | 90557.885 | 1104258.787 | 1195959.5279 | 4.08% | 1246831.0557
DATA CENTER #431 | TERTIAIRE | DATA CENTER | 2227.7032 | 2012 | 29909.7122 | 68688.3065 | 800 | 4 | 6659.3151 | 1332.1184 | 270796.5102 | 273891.1952 | 5 | 295475.4894 | 96752.3738 | 28 | 163348.841 | 30897.474 | 3 | 4943.5176 | 2300.9194 | 1 | 24535.3501 | 678.8446 | 18793.1144 | 215.027 | 2858.6904 | 39.4781 | 35.5055 | 0 | 5762.8594 | 47.2941 | 0 | 171720.0755 | 94.32% | 5.679% | 1197.4432 | 2924.456 | 282.8293 | 20.4672 | 524.3464 | 333.1389 | 660.5686 | 305.5104 | 4621.7499 | 32397.5242 | 76509.594 | 113528.8681 | 1150847.3737 | 1265237.5005 | 9.321% | 1395298.7599
DATA CENTER #432 | TERTIAIRE | DATA CENTER | 6717.4171 | 2024 | 146390.3778 | 285397.2386 | 1600 | 6 | 15763.9617 | 5914.6219 | 1449700.0855 | 1148854.4121 | 15 | 1263070.9347 | 373117.3444 | 100 | 675724.6109 | 163182.4086 | 7 | 21003.6837 | 8834.3005 | 3 | 82528.8199 | 2179.7874 | 46987.2177 | 612.4573 | 11028.0961 | 131.8337 | 164.7051 | 0 | 23783.6608 | 141.8845 | 0 | 751902.5612 | 89.85% | 10.15% | 5306.7228 | 8865.6797 | 1287.5609 | 40.9465 | 1366.7601 | 1142.8452 | 2121.1151 | 686.5789 | 22700.0173 | 120643.803 | 265936.1117 | 409279.9321 | 5155686.137 | 5568367.6133 | 16.58% | 6674728.4304
DATA CENTER #433 | TERTIAIRE | DATA CENTER | 11921.3483 | 2011 | 139654.9133 | 382151.1271 | 2500 | 6 | 18756.0356 | 8325.5516 | 1979106.8447 | 1064893.6129 | 21 | 1666765.1607 | 581287.9647 | 196 | 866294.0591 | 176176.3194 | 14 | 18226.4603 | 9179.6146 | 5 | 115262.6849 | 3696.5818 | 66462.988 | 1151.8215 | 17954.8538 | 239.2291 | 238.0994 | 0 | 32051.9124 | 161.7943 | 0 | 679210.3107 | 87.15% | 12.85% | 8356.5291 | 22060.2088 | 2084.5715 | 113.9398 | 2977.346 | 2369.1108 | 2583.598 | 1348.3293 | 26622.918 | 152321.1361 | 455821.9338 | 634765.9879 | 6463839.2086 | 7104231.6174 | 13.44% | 8206842.1496
DATA CENTER #434 | TERTIAIRE | DATA CENTER | 14913.9995 | 2015 | 169059.6626 | 384276.2914 | 2500 | 6 | 18525.5496 | 12674.0594 | 2097265.9942 | 1455056.123 | 36 | 2622574.2917 | 966032.6441 | 221 | 882646.0517 | 321096.0447 | 14 | 32624.7121 | 13956.2763 | 9 | 136105.4668 | 5517.4162 | 94011.1492 | 1378.3879 | 21035.0048 | 270.3754 | 271.7974 | 0 | 29430.9963 | 283.7182 | 0 | 869923.949 | 86.75% | 13.25% | 11887.4785 | 20102.969 | 2625.9921 | 118.3524 | 3520.1178 | 1968.834 | 2885.1762 | 1559.055 | 37441.6005 | 198258.83 | 443567.8847 | 679268.3152 | 7975053.9957 | 8662283.771 | 4.604% | 9080322.1
DATA CENTER #435 | TERTIAIRE | DATA CENTER | 3131.5876 | 2021 | 47483.9621 | 93790.4995 | 1000 | 6 | 7707.7557 | 2219.5268 | 527202.4511 | 529971.4617 | 6 | 556842.3746 | 165449.3575 | 44 | 254682.935 | 49639.2933 | 3 | 8561.6277 | 3554.3856 | 2 | 42011.2437 | 1154.6428 | 23869.5291 | 242.6308 | 4102.9173 | 42.4818 | 79.1626 | 0 | 9132.8422 | 64.1685 | 0 | 229671.9418 | 87.29% | 12.71% | 2057.7162 | 5187.2968 | 583.4298 | 20.3142 | 577.323 | 389.6444 | 646.7196 | 397.9694 | 11595.9763 | 49184.4607 | 88483.4158 | 149263.8529 | 1955047.685 | 2105909.4262 | 8.676% | 2305964.3083
DATA CENTER #436 | TERTIAIRE | DATA CENTER | 6875.7635 | 2012 | 106993.4186 | 205268.4688 | 1600 | 6 | 14128.2027 | 3495.5331 | 1063655.2814 | 655020.3728 | 15 | 1249283.1178 | 425986.8833 | 117 | 402328.2385 | 120154.0519 | 7 | 12682.4989 | 6504.9088 | 3 | 59564.7625 | 2074.8283 | 47183.4785 | 457.9666 | 9283.6048 | 126.2247 | 107.7175 | 0 | 14825.6934 | 133.3342 | 0 | 403626.355 | 92.49% | 7.513% | 3710.0482 | 9884.3161 | 1139.5903 | 52.8938 | 1175.1351 | 921.8602 | 2127.7426 | 665.5912 | 21492.6634 | 79896.5384 | 186687.1715 | 288076.3733 | 3867227.5824 | 4158798.1906 | 17.42% | 5036082.7124
DATA CENTER #437 | TERTIAIRE | DATA CENTER | 6302.8193 | 2021 | 112780.2418 | 192135.9321 | 1600 | 6 | 11857.1811 | 3863.3999 | 1061287.3542 | 814121.6008 | 10 | 1332499.5685 | 465445.513 | 88 | 432254.5524 | 148044.9692 | 7 | 18330.5357 | 7087.3457 | 4 | 61222.4364 | 2602.2427 | 58130.8798 | 626.597 | 12916.2307 | 119.434 | 115.757 | 0 | 20406.5847 | 83.1479 | 0 | 595956.9549 | 95.45% | 4.553% | 3213.1842 | 11128.4396 | 1061.5684 | 57.5555 | 955.1048 | 783.7286 | 1575.7006 | 811.0553 | 15743.738 | 74093.1377 | 198740.7034 | 288577.5791 | 4195967.6728 | 4489083.3936 | 14.6% | 5256264.712
DATA CENTER #438 | TERTIAIRE | DATA CENTER | 13937.1863 | 2017 | 171184.3382 | 363065.2287 | 2500 | 6 | 20610.5442 | 7769.107 | 2114270.8479 | 1426429.9383 | 27 | 2223319.5845 | 921542.7605 | 247 | 1195881.8825 | 298179.851 | 16 | 37321.9926 | 12884.5736 | 6 | 136235.9904 | 4163.0363 | 104573.6015 | 1338.9535 | 21093.2663 | 227.5519 | 346.0118 | 0 | 46982.9267 | 249.3982 | 0 | 947191.8707 | 87.94% | 12.06% | 11654.4989 | 21770.5557 | 2766.9428 | 135.7891 | 2696.6661 | 2512.4761 | 4131.4879 | 1734.6762 | 50441.6873 | 170545.6847 | 440527.5083 | 661514.8803 | 7976928.795 | 8645640.7089 | 10.5% | 9659619.0667
DATA CENTER #439 | TERTIAIRE | DATA CENTER | 9428.9212 | 2020 | 129532.7762 | 327289.1149 | 1600 | 6 | 12975.0294 | 7529.1803 | 1893691.3072 | 966282.1645 | 21 | 2151873.841 | 676823.7171 | 116 | 664026.5974 | 162754.2109 | 9 | 18041.2451 | 9395.0371 | 4 | 111778.1213 | 3230.0175 | 86256.4412 | 937.6234 | 12970.7204 | 118.676 | 221.8398 | 0 | 24578.254 | 124.3772 | 0 | 762471.4164 | 90.83% | 9.165% | 7709.675 | 16828.415 | 1775.5107 | 57.4512 | 1778.2383 | 1348.556 | 2320.9227 | 938.945 | 35955.4337 | 145413.4824 | 340093.7631 | 521462.6792 | 6696224.0414 | 7223635.019 | 17.22% | 8725837.4321
DATA CENTER #440 | TERTIAIRE | DATA CENTER | 6904.4159 | 2009 | 104654.8157 | 197764.3972 | 1600 | 6 | 14355.9049 | 4300.284 | 798680.6999 | 764595.0792 | 16 | 1240871.5887 | 291423.6867 | 84 | 327067.1694 | 87263.1503 | 6 | 10718.2214 | 5753.6858 | 3 | 51560.8017 | 2882.7334 | 34527.4737 | 506.6786 | 9372.8554 | 120.6996 | 155.2146 | 0 | 16826.49 | 109.6818 | 0 | 525373.8974 | 84.84% | 15.16% | 4506.7381 | 10126.2673 | 929.6845 | 58.3209 | 1567.4993 | 1330.6756 | 2081.5496 | 1006.9126 | 20192.1631 | 61700.6033 | 215552.1432 | 297444.9096 | 3576773.6574 | 3877058.2084 | 1.456% | 3934360.5999
DATA CENTER #441 | TERTIAIRE | DATA CENTER | 9290.1744 | 2009 | 91681.9755 | 238864.7687 | 1600 | 6 | 13636.4482 | 5760.3543 | 959908.4732 | 1027769.806 | 21 | 1344146.2807 | 349547.3355 | 144 | 597251.812 | 145530.346 | 11 | 16438.4499 | 9844.9915 | 5 | 97269.5124 | 4198.6079 | 51501.9738 | 608.7017 | 14468.2769 | 144.6605 | 184.5906 | 0 | 19468.2644 | 122.9292 | 0 | 462104.7792 | 87.13% | 12.87% | 7696.0905 | 17165.4176 | 1184.0598 | 75.5594 | 2279.2865 | 1159.9211 | 1862.4827 | 1049.2502 | 21256.1665 | 96801.8515 | 334693.8864 | 452751.9044 | 4221736.7239 | 4678267.3312 | 9.622% | 5176321.9858
DATA CENTER #442 | TERTIAIRE | DATA CENTER | 15528.9647 | 2009 | 241400.4063 | 434106.0322 | 2500 | 6 | 22722.6417 | 11143.921 | 2152748.5373 | 1590087.6352 | 34 | 2229548.2717 | 798508.8399 | 191 | 782145.7073 | 238305.4401 | 18 | 25343.8774 | 15712.7953 | 9 | 144847.8816 | 5910.1883 | 103237.236 | 1083.8816 | 19333.2813 | 242.2228 | 294.8199 | 0 | 43307.2665 | 254.3417 | 0 | 942807.3471 | 86.43% | 13.57% | 9620.1838 | 19434.4308 | 3084.8048 | 105.0646 | 2901.7638 | 2748.7832 | 3235.4491 | 2035.2774 | 34711.5642 | 158344.7973 | 427709.7016 | 620766.0631 | 7696777.4161 | 8324781.5577 | 15.84% | 9891378.6769
DATA CENTER #443 | TERTIAIRE | DATA CENTER | 2994.5427 | 2013 | 37901.4859 | 101932.9946 | 800 | 6 | 7298.1074 | 1517.4935 | 363927.8046 | 337431.9288 | 6 | 650321.684 | 138384.9768 | 48 | 245554.6965 | 38956.0031 | 2 | 6446.3638 | 3319.0711 | 1 | 29750.2246 | 1116.2164 | 18904.1853 | 292.6066 | 4612.6195 | 52.7774 | 68.3918 | 0 | 8278.8258 | 41.2651 | 0 | 170892.9651 | 89.38% | 10.62% | 1666.0214 | 4527.3063 | 401.097 | 24.9887 | 689.9074 | 497.6685 | 615.5308 | 349.4603 | 7568.6865 | 40801.1802 | 95566.0682 | 143935.9349 | 1774042.181 | 1919130.8881 | 10.85% | 2152747.24
DATA CENTER #444 | TERTIAIRE | DATA CENTER | 2828.5056 | 2014 | 40057.6507 | 106874.8966 | 800 | 6 | 5888.1861 | 1515.5222 | 474236.9811 | 286206.8081 | 5 | 515878.1575 | 118862.6756 | 46 | 219611.4223 | 57178.9648 | 2 | 5116.9571 | 3703.9918 | 1 | 23063.5083 | 870.6932 | 24397.6362 | 233.056 | 3627.7018 | 35.2593 | 69.6383 | 0 | 6445.5243 | 53.9136 | 0 | 219512.1804 | 93.91% | 6.09% | 2011.3355 | 4177.8793 | 465.9152 | 20.8939 | 556.554 | 433.6022 | 589.3012 | 354.4769 | 7735.5239 | 39581.0545 | 102489.9594 | 149806.5378 | 1773928.8772 | 1925536.7716 | 7.638% | 2084762.2877
DATA CENTER #445 | TERTIAIRE | DATA CENTER | 5036.7131 | 2020 | 89587.1717 | 153356.4698 | 1600 | 6 | 12780.777 | 4688.9517 | 828055.0318 | 662005.5305 | 8 | 872306.67 | 349380.6145 | 91 | 372903.9598 | 94989.8266 | 6 | 12976.9155 | 7161.509 | 3 | 49234.2509 | 1462.4491 | 33624.0067 | 365.0708 | 7743.7612 | 72.8497 | 84.9005 | 0 | 11469.6572 | 100.4498 | 0 | 342087.3885 | 89.51% | 10.49% | 2572.9491 | 6061.9893 | 856.8567 | 33.2901 | 848.3917 | 1032.6384 | 1413.2714 | 686.1103 | 16034.5081 | 60101.7819 | 157676.5488 | 233812.8388 | 2999336.2528 | 3235489.2836 | 8.9% | 3551574.0156
DATA CENTER #446 | TERTIAIRE | DATA CENTER | 8826.5404 | 2015 | 120817.2555 | 211184.8616 | 1600 | 6 | 13543.4018 | 7380.004 | 1437808.9582 | 1238624.4483 | 18 | 1659829.0381 | 581486.7705 | 134 | 520419.4961 | 168874.942 | 10 | 20599.0005 | 9332.026 | 5 | 111152.3348 | 3067.3156 | 72418.7523 | 898.1514 | 12856.8853 | 139.0988 | 168.7427 | 0 | 23997.454 | 145.2167 | 0 | 695251.5207 | 88.15% | 11.85% | 5387.9716 | 13403.7506 | 1075.5793 | 60.035 | 1541.224 | 1707.7339 | 2752.7072 | 959.4554 | 25449.6107 | 140085.5642 | 338547.9485 | 504083.1234 | 5315887.088 | 5823469.083 | 4.203% | 6078986.5029
DATA CENTER #447 | TERTIAIRE | DATA CENTER | 5258.7717 | 2022 | 78483.0546 | 211005.2397 | 1600 | 6 | 12779.6229 | 4933.8997 | 756124.0336 | 616081.545 | 12 | 1331246.0445 | 394768.9839 | 93 | 379312.4529 | 90226.995 | 5 | 10257.8822 | 7798.2561 | 3 | 57217.8461 | 2208.1531 | 44912.8622 | 346.6863 | 8175.1845 | 73.6432 | 112.0369 | 0 | 12244.7273 | 107.7526 | 0 | 419249.0613 | 95.66% | 4.34% | 3809.6195 | 7621.2972 | 761.7678 | 38.0664 | 858.9105 | 1068.6913 | 1157.2981 | 595.0249 | 16985.8093 | 63507.638 | 156862.6624 | 237356.1098 | 3566174.8613 | 3806232.246 | 14.66% | 4460081.8348
DATA CENTER #448 | TERTIAIRE | DATA CENTER | 2044.9241 | 2023 | 30257.5464 | 87958.6172 | 800 | 6 | 7765.5663 | 1838.8455 | 306536.2474 | 266918.6557 | 4 | 360342.3958 | 151136.302 | 34 | 204409.248 | 51083.418 | 2 | 4292.3846 | 2401.8557 | 1 | 29649.2492 | 598.7503 | 14155.6801 | 192.0291 | 2979.9109 | 32.5103 | 35.9752 | 0 | 7676.7564 | 32.1531 | 0 | 208271.9199 | 94.31% | 5.69% | 1075.1585 | 2752.5524 | 314.452 | 17.6627 | 483.1328 | 260.4631 | 422.9245 | 243.4375 | 6396.3759 | 30463.4759 | 68859.4663 | 105719.3181 | 1361227.1646 | 1468124.653 | 9.337% | 1619313.7522
DATA CENTER #449 | TERTIAIRE | DATA CENTER | 15760.6928 | 2024 | 212173.888 | 728230.908 | 2500 | 6 | 19991.1792 | 14794.6091 | 2189658.5465 | 2826043.3382 | 30 | 2978229.2928 | 887050.3358 | 286 | 1668586.4614 | 343771.0961 | 14 | 48050.0751 | 20116.1265 | 8 | 187394.2433 | 4694.2588 | 146580.5392 | 1056.5616 | 32579.2351 | 220.9603 | 271.4313 | 0 | 47989.2957 | 303.4017 | 0 | 1552583.0216 | 89.92% | 10.08% | 12691.4985 | 26451.4719 | 2309.8253 | 121.8034 | 2929.8139 | 2676.8628 | 3149.813 | 2265.2346 | 60882.1917 | 233985.3817 | 501621.2473 | 796488.8206 | 10618239.7513 | 11425620.1699 | 8.149% | 12439258.0683
DATA CENTER #450 | TERTIAIRE | DATA CENTER | 14997.1375 | 2019 | 298986.9362 | 509279.0286 | 2500 | 6 | 18030.206 | 8673.726 | 2070021.4978 | 1745175.5994 | 32 | 2723847.474 | 1081714.8382 | 277 | 929723.1014 | 326711.3686 | 14 | 39014.8332 | 18939.1463 | 9 | 165466.6204 | 6345.1201 | 136463.3054 | 1417.7489 | 23153.2597 | 194.2986 | 303.4788 | 0 | 45048.3418 | 247.1969 | 0 | 1482280.2659 | 88.69% | 11.31% | 8388.3201 | 18091.3497 | 2770.3078 | 117.7957 | 2560.754 | 2297.7968 | 4134.5378 | 1899.4673 | 44406.3888 | 182712.3655 | 498805.9603 | 725924.7147 | 9103078.7698 | 9839525.1681 | 3.366% | 10182255.5097
DATA CENTER #451 | TERTIAIRE | DATA CENTER | 4869.5743 | 2016 | 83815.2171 | 194169.1561 | 1000 | 6 | 8416.2499 | 3827.6529 | 756656.4174 | 491933.6895 | 9 | 867250.5725 | 251515.116 | 89 | 396389.4002 | 94990.095 | 5 | 8707.0517 | 6313.9524 | 2 | 57721.7398 | 2084.6326 | 28094.9468 | 307.002 | 6611.9524 | 63.9686 | 98.5051 | 0 | 13851.4328 | 103.5326 | 0 | 292388.5248 | 89.13% | 10.87% | 3272.3494 | 7874.1444 | 886.4822 | 41.8602 | 974.8402 | 900.0476 | 1308.298 | 653.8332 | 12822.9275 | 64237.5502 | 185066.3547 | 262126.8325 | 2929250.8244 | 3194595.8047 | 13.73% | 3703014.6254
DATA CENTER #452 | TERTIAIRE | DATA CENTER | 3213.8154 | 2012 | 50222.9187 | 111281.1779 | 1000 | 6 | 9934.8912 | 1745.8466 | 563105.6224 | 412768.6309 | 6 | 416656.0298 | 178429.4017 | 56 | 177274.0198 | 46377.2567 | 4 | 5939.2302 | 3328.4527 | 2 | 25314.7343 | 1080.8763 | 20578.569 | 225.9439 | 4175.872 | 43.4543 | 73.3021 | 0 | 7048.2961 | 48.9676 | 0 | 240272.1635 | 87.78% | 12.22% | 2667.172 | 4507.0858 | 504.1604 | 27.5831 | 658.9289 | 580.1181 | 799.9475 | 399.4579 | 6832.3336 | 31296.7026 | 96576.367 | 134705.4033 | 1746112.2272 | 1882038.1398 | 7.213% | 2028349.0795
DATA CENTER #453 | TERTIAIRE | DATA CENTER | 8465.2594 | 2022 | 177680.9479 | 243750.8791 | 1600 | 6 | 13457.8459 | 6957.8625 | 1119451.2979 | 1253439.0998 | 16 | 1840802.4516 | 662651.6171 | 103 | 730044.0478 | 144311.2088 | 8 | 18765.5219 | 9012.9072 | 4 | 109191.3233 | 3711.1959 | 61016.5702 | 682.2243 | 16334.4452 | 142.5774 | 150.5036 | 0 | 22781.9468 | 180.0952 | 0 | 830982.2283 | 86.82% | 13.18% | 5431.8249 | 14923.9821 | 1324.1029 | 72.7111 | 1613.9561 | 1085.3044 | 1825.2316 | 1035.4652 | 25504.5579 | 143776.3451 | 254467.8926 | 423748.7957 | 5620437.581 | 6049943.6474 | 17.38% | 7322498.4625
DATA CENTER #454 | TERTIAIRE | DATA CENTER | 5363.2318 | 2020 | 75374.6772 | 155265.0833 | 1600 | 6 | 12684.8817 | 4152.2439 | 1124698.5828 | 748566.68 | 10 | 906443.5075 | 343266.2383 | 87 | 477818.1636 | 112763.7076 | 4 | 13385.77 | 5199.8924 | 2 | 61610.2087 | 1672.162 | 39012.4063 | 534.848 | 10285.454 | 92.0408 | 107.2124 | 0 | 14762.1806 | 72.0485 | 0 | 487690.7134 | 85.47% | 14.53% | 4056.0706 | 9776.9273 | 982.9568 | 43.9035 | 1121.6855 | 807.6018 | 1127.0999 | 674.4331 | 20015.4828 | 65036.9693 | 168768.4904 | 253820.9425 | 3631214.0784 | 3887782.6999 | 2.354% | 3981512.3935
DATA CENTER #455 | TERTIAIRE | DATA CENTER | 10865.4486 | 2013 | 121540.5109 | 285576.2289 | 2500 | 6 | 17842.2321 | 9028.6345 | 1439511.936 | 1190700.9924 | 24 | 1899566.8443 | 551400.4473 | 173 | 837694.8375 | 189978.5763 | 13 | 20859.5981 | 10463.2871 | 6 | 98668.5432 | 4354.7948 | 73340.9122 | 1091.0654 | 17663.5389 | 197.8502 | 241.1639 | 0 | 27832.9958 | 164.9275 | 0 | 607963.4849 | 87.99% | 12.01% | 7786.3447 | 16704.7841 | 2028.7116 | 100.0726 | 1889.2028 | 1723.0898 | 2162.6316 | 1413.0254 | 26291.3655 | 165870.7964 | 351475.8617 | 543638.0237 | 5918006.2082 | 6466430.3932 | 11.24% | 7285508.5277
DATA CENTER #456 | TERTIAIRE | DATA CENTER | 7194.98 | 2018 | 104097.26 | 239550.1576 | 1600 | 6 | 14272.1538 | 5768.3946 | 911614.1118 | 1003497.5546 | 12 | 1569608.8739 | 449157.108 | 114 | 588733.4815 | 159174.4539 | 6 | 20247.1623 | 10002.8901 | 3 | 81326.9708 | 3127.172 | 50217.0804 | 661.323 | 10962.7552 | 110.0228 | 111.8908 | 0 | 21889.0741 | 112.3623 | 0 | 669245.8144 | 88.52% | 11.48% | 3894.6671 | 11401.0378 | 1220.5147 | 58.5262 | 1317.4758 | 954.8499 | 1950.4012 | 677.0478 | 18509.2626 | 109379.9038 | 225296.7349 | 353185.9013 | 4625114.9103 | 4982021.8516 | 18.33% | 6099851.8681
DATA CENTER #457 | TERTIAIRE | DATA CENTER | 7478.9423 | 2008 | 100732.1954 | 208060.8737 | 1600 | 6 | 11897.8928 | 4830.1983 | 758862.6309 | 881406.0954 | 18 | 943866.5585 | 423658.9829 | 141 | 501841.302 | 84531.1743 | 9 | 14319.197 | 7216.4536 | 4 | 73329.0194 | 2565.8181 | 55517.4567 | 620.5674 | 9032.3924 | 115.1784 | 121.777 | 0 | 15219.2769 | 104.5467 | 0 | 531715.194 | 88.85% | 11.15% | 5102.3021 | 13074.3524 | 1099.158 | 47.3074 | 1149.4996 | 1509.4308 | 2193.9857 | 1095.6757 | 18358.8184 | 79799.1772 | 285420.5147 | 383578.5102 | 3484916.0014 | 3871977.8411 | 10.4% | 4321462.7185
DATA CENTER #458 | TERTIAIRE | DATA CENTER | 14989.6018 | 2019 | 239255.3273 | 593849.1373 | 2500 | 6 | 18981.1916 | 10153.9733 | 2713297.2713 | 2017262.3474 | 23 | 3541115.2548 | 998855.7482 | 193 | 1191787.5067 | 249993.1767 | 18 | 29435.6133 | 17638.3243 | 6 | 152421.6774 | 4642.7772 | 107183.8538 | 1414.9697 | 24444.4948 | 183.5636 | 264.15 | 0 | 39346.9183 | 222.7153 | 0 | 1397979.7371 | 95.33% | 4.67% | 8336.285 | 21772.4252 | 2549.5117 | 91.3599 | 3427.8498 | 2115.9247 | 3540.1361 | 1793.6479 | 59561.0877 | 207730.9876 | 486455.7405 | 753747.8158 | 10834078.7245 | 11598433.9134 | 3.474% | 12015802.951
DATA CENTER #459 | TERTIAIRE | DATA CENTER | 6720.0537 | 2010 | 91359.9109 | 160289.8135 | 1600 | 6 | 14320.9417 | 5026.6706 | 777819.1997 | 846161.0743 | 15 | 980344.2118 | 366298.3186 | 78 | 526599.3356 | 100340.2477 | 5 | 14225.5479 | 7758.6383 | 3 | 65584.6001 | 1920.4834 | 42347.3283 | 485.3617 | 7434.0924 | 126.5851 | 155.5887 | 0 | 18544.3743 | 143.2949 | 0 | 472042.6003 | 84.98% | 15.02% | 3629.429 | 8801.0664 | 871.5968 | 46.6473 | 1428.7427 | 1268.4738 | 2118.2999 | 608.7692 | 14459.0015 | 87496.3809 | 223205.7794 | 325161.1618 | 3429695.0147 | 3757659.3132 | 2.382% | 3849369.6946
DATA CENTER #460 | TERTIAIRE | DATA CENTER | 1702.666 | 2019 | 33788.3285 | 62162.1687 | 800 | 4 | 6448.9073 | 1016.4729 | 264893.0426 | 257083.344 | 4 | 379834.4261 | 92238.1973 | 32 | 152576.1232 | 33170.185 | 2 | 3592.9342 | 2089.0262 | 1 | 17488.3685 | 655.1119 | 10990.5859 | 168.4123 | 2716.808 | 33.6212 | 30.0014 | 0 | 4574.2553 | 29.5761 | 0 | 116185.942 | 85.75% | 14.25% | 1011.8152 | 3150.4523 | 262.0086 | 11.7336 | 358.1165 | 258.8414 | 334.4989 | 202.8225 | 4984.1635 | 25983.7895 | 62902.0532 | 93870.0062 | 1135933.9782 | 1230858.4596 | 11.34% | 1388319.1092
DATA CENTER #461 | TERTIAIRE | DATA CENTER | 5220.5156 | 2022 | 67599.532 | 161602.2215 | 1600 | 6 | 12680.6468 | 4733.593 | 931602.0082 | 761451.5173 | 9 | 822029.2777 | 386703.2257 | 92 | 395165.7573 | 100798.1109 | 4 | 10507.2607 | 5441.9808 | 3 | 73084.9621 | 1601.3681 | 42923.1854 | 500.8168 | 7003.7809 | 85.0805 | 108.4611 | 0 | 15066.2966 | 104.0486 | 0 | 532177.3316 | 96.23% | 3.766% | 3274.0461 | 8930.8602 | 983.1303 | 45.47 | 1241.58 | 876.2898 | 1488.326 | 775.9522 | 15660.3883 | 83467.8202 | 130296.3055 | 229424.514 | 3323642.7843 | 3555817.9633 | 11.19% | 4003688.1341
DATA CENTER #462 | TERTIAIRE | DATA CENTER | 5127.8712 | 2017 | 79432.4045 | 131368.1556 | 1600 | 4 | 12743.3496 | 3789.9325 | 796811.607 | 813267.4316 | 8 | 753094.7505 | 340544.5664 | 86 | 386706.7781 | 90259.644 | 6 | 11086.2282 | 5633.374 | 2 | 49312.1655 | 1658.0877 | 38867.2297 | 345.761 | 9094.2077 | 70.0684 | 121.888 | 0 | 17076.4894 | 101.4073 | 0 | 446760.1528 | 94.07% | 5.933% | 3067.0249 | 8704.0868 | 913.2586 | 40.1507 | 1078.8312 | 652.9165 | 1322.5348 | 619.0172 | 17178.9168 | 57771.7776 | 169673.8337 | 244624.5281 | 2940828.2751 | 3187890.8407 | 9.315% | 3515360.523
DATA CENTER #463 | TERTIAIRE | DATA CENTER | 10044.4649 | 2013 | 115213.7101 | 286423.1284 | 2500 | 6 | 24094.2554 | 6684.9458 | 1529341.1582 | 1204223.3972 | 24 | 2166274.4847 | 468977.9625 | 167 | 559111.5083 | 160984.9592 | 9 | 17824.4133 | 8535.2602 | 6 | 108210.8554 | 3708.8555 | 68760.2198 | 656.0045 | 17345.2403 | 183.0371 | 192.0526 | 0 | 22044.7334 | 180.728 | 0 | 843237.2417 | 85.34% | 14.66% | 7245.4688 | 17525.2895 | 1679.8195 | 78.8797 | 2403.6103 | 1675.6212 | 2568.4708 | 1123.0147 | 31709.9882 | 143948.6175 | 275572.7237 | 451231.3294 | 6216822.266 | 6672706.4607 | 11.59% | 7547729.4835
DATA CENTER #464 | TERTIAIRE | DATA CENTER | 1879.6566 | 2021 | 36696.6224 | 68561.1809 | 800 | 4 | 7042.5743 | 1536.6872 | 387352.4841 | 228355.3288 | 4 | 338565.8712 | 124998.0201 | 26 | 142015.6697 | 36634.0779 | 2 | 4105.3134 | 2443.1653 | 1 | 19373.4356 | 599.0852 | 17601.7875 | 121.666 | 2729.7791 | 27.4902 | 46.693 | 0 | 6477.1813 | 32.918 | 0 | 170952.3693 | 88.62% | 11.38% | 1097.5981 | 3091.5008 | 288.819 | 16.6105 | 399.0561 | 377.2955 | 588.7739 | 184.1622 | 7335.2205 | 28610.5659 | 48078.3012 | 84024.0876 | 1294607.0236 | 1379676.0131 | 11.63% | 1561207.5887
DATA CENTER #465 | TERTIAIRE | DATA CENTER | 17173.1263 | 2011 | 225602.4946 | 599283.8992 | 2500 | 6 | 23456.1439 | 9031.086 | 2948676.1925 | 1943891.2985 | 37 | 2751684.8809 | 781590.3667 | 231 | 1168092.8036 | 251975.1022 | 20 | 38892.0117 | 20827.1095 | 10 | 150044.4779 | 4828.1479 | 139926.7824 | 1358.9178 | 19314.6311 | 227.1314 | 403.7552 | 0 | 34385.5865 | 249.2907 | 0 | 1070739.9288 | 86.51% | 13.49% | 13828.0751 | 21697.1788 | 2342.7614 | 120.9439 | 3373.4754 | 3277.1772 | 4337.124 | 1702.4144 | 41307.0957 | 156131.2063 | 417645.6591 | 615083.961 | 9831374.3203 | 10456558.8428 | 1.854% | 10654129.85
DATA CENTER #466 | TERTIAIRE | DATA CENTER | 15914.7691 | 2023 | 240098.0044 | 628022.143 | 2500 | 6 | 23077.1778 | 11904.8667 | 2371985.1049 | 1730957.8595 | 37 | 3923417.6442 | 1033936.3235 | 191 | 1454185.7835 | 299622.801 | 13 | 32462.8902 | 16405.7522 | 7 | 142858.7394 | 7218.6623 | 105135.4271 | 1329.138 | 29105.8726 | 196.5497 | 382.7773 | 0 | 38503.5307 | 299.6467 | 0 | 1429589.2822 | 87.82% | 12.18% | 8683.343 | 28515.8963 | 2124.8926 | 147.939 | 2561.3821 | 2646.3863 | 4024.1239 | 1833.5668 | 49218.6677 | 197840.7642 | 550236.0707 | 797295.5026 | 11195976.5341 | 12001778.1103 | 9.057% | 13196965.3054
DATA CENTER #467 | TERTIAIRE | DATA CENTER | 11536.5796 | 2020 | 182842.0964 | 431261.4022 | 2500 | 6 | 18388.1009 | 10723.0999 | 2392198.1049 | 1759199.7111 | 21 | 2451697.3142 | 779389.53 | 155 | 694365.1731 | 266552.6618 | 12 | 22272.0339 | 16751.65 | 6 | 144194.3502 | 5287.5676 | 113347.3474 | 1109.2854 | 17433.3365 | 218.5232 | 231.4012 | 0 | 39240.2189 | 213.8751 | 0 | 915934.7906 | 88.32% | 11.68% | 7824.5464 | 18420.083 | 1998.4246 | 98.5157 | 2686.4956 | 1612.2543 | 2530.0093 | 1547.7241 | 30340.715 | 170932.2338 | 323801.0649 | 525074.0138 | 8005702.0007 | 8538471.8934 | 1.469% | 8665771.0021
DATA CENTER #468 | TERTIAIRE | DATA CENTER | 8784.3596 | 2021 | 116114.4223 | 368289.2811 | 1600 | 6 | 15109.2345 | 5821.4429 | 1657361.2827 | 988005.1094 | 21 | 1819819.436 | 605728.684 | 151 | 553874.4669 | 171104.7907 | 9 | 18003.4241 | 8656.0129 | 5 | 117047.1415 | 3758.4115 | 81761.1775 | 614.8392 | 14613.6849 | 145.2863 | 163.1804 | 0 | 29576.0967 | 115.0112 | 0 | 614006.8357 | 90.9% | 9.104% | 5248.8986 | 11891.8279 | 1563.0254 | 83.2901 | 1765.3196 | 1639.5454 | 2751.015 | 992.57 | 33208.8899 | 106739.9049 | 241846.8712 | 381795.666 | 5817315.4248 | 6203174.0083 | 6.605% | 6641887.7396
DATA CENTER #469 | TERTIAIRE | DATA CENTER | 8448.1929 | 2018 | 141668.0241 | 269595.8345 | 1600 | 6 | 13313.3038 | 5821.9428 | 1703005.2763 | 1027415.1044 | 18 | 1342614.662 | 481160.7164 | 123 | 797876.8057 | 166182.4987 | 8 | 18470.6644 | 10306.0582 | 4 | 93842.8926 | 2577.7182 | 56985.5298 | 685.7028 | 14836.0178 | 168.7354 | 138.5421 | 0 | 28108.3505 | 160.283 | 0 | 745386.1747 | 91.78% | 8.222% | 4985.6529 | 12928.6863 | 1617.663 | 58.6871 | 1519.1937 | 1091.841 | 1830.1515 | 887.5775 | 31409.6565 | 92668.9253 | 311150.9525 | 435229.5342 | 5614954.9467 | 6055469.8637 | 9.95% | 6724588.2925
DATA CENTER #470 | TERTIAIRE | DATA CENTER | 5471.5758 | 2008 | 77163.3828 | 140231.9692 | 1600 | 6 | 11787.2428 | 3757.7479 | 875572.759 | 700877.5993 | 10 | 779620.2143 | 273926.1433 | 97 | 346950.9158 | 99215.9601 | 6 | 8275.6265 | 4611.7174 | 2 | 51359.9101 | 1930.5127 | 39230.1967 | 536.3651 | 6183.8348 | 100.4797 | 132.8526 | 0 | 11486.7112 | 87.6548 | 0 | 275922.5811 | 89.94% | 10.06% | 4462.5232 | 8988.4258 | 804.4567 | 50.6681 | 896.2932 | 1091.9664 | 1472.8599 | 576.3178 | 12427.6249 | 54339.3814 | 192288.3249 | 259055.3312 | 2818963.9491 | 3080223.9953 | 10.39% | 3437520.7519
DATA CENTER #471 | TERTIAIRE | DATA CENTER | 3658.8527 | 2010 | 56927.6404 | 103240.9222 | 1000 | 6 | 7357.8009 | 2457.7992 | 477111.0344 | 452473.0024 | 7 | 461655.2426 | 182613.5359 | 52 | 260397.3215 | 51574.185 | 4 | 6046.6762 | 2907.3493 | 1 | 25384.5305 | 1636.1433 | 17951.0159 | 278.705 | 4970.6916 | 58.1377 | 58.735 | 0 | 7612.3325 | 73.029 | 0 | 275417.7717 | 95.81% | 4.189% | 2595.3406 | 4476.9159 | 504.4501 | 23.8825 | 850.0443 | 641.4512 | 818.0774 | 503.7955 | 7689.9945 | 32443.6808 | 88116.5539 | 128250.2293 | 1828383.8415 | 1958645.3611 | 2.698% | 2012955.1341
DATA CENTER #472 | TERTIAIRE | DATA CENTER | 15756.8407 | 2018 | 191018.5256 | 630473.0515 | 2500 | 6 | 19090.1805 | 11094.8126 | 2405006.588 | 2174111.1127 | 33 | 3193877.694 | 725716.0154 | 187 | 1379645.7439 | 301946.6959 | 18 | 40392.9479 | 16598.6935 | 10 | 191718.8048 | 5035.4506 | 138883.3463 | 1224.4573 | 21033.2564 | 257.954 | 385.4269 | 0 | 54491.7297 | 303.6887 | 0 | 1549139.4825 | 90% | 9.997% | 10945.5354 | 27169.2664 | 2796.3441 | 129.9185 | 2397.7108 | 2157.9645 | 3724.4891 | 1965.8608 | 60551.9151 | 199680.7614 | 496327.9527 | 756560.6292 | 10580686.6761 | 11347083.0991 | 8.737% | 12433342.8831
DATA CENTER #473 | TERTIAIRE | DATA CENTER | 4997.5108 | 2010 | 70093.7703 | 151437.4355 | 1000 | 6 | 9491.1279 | 3742.6653 | 652036.1086 | 517825.1154 | 10 | 619263.9799 | 281012.8796 | 82 | 248212.9196 | 64706.5741 | 4 | 9943.9569 | 5640.788 | 2 | 50634.1343 | 1438.4243 | 33198.3714 | 374.7578 | 5856.7201 | 65.4604 | 117.7177 | 0 | 14217.1245 | 71.3715 | 0 | 398748.9576 | 94.02% | 5.976% | 2997.3483 | 5856.0867 | 850.0569 | 45.0744 | 820.7131 | 867.8328 | 1234.5803 | 490.799 | 13468.6201 | 46551.0787 | 124680.9212 | 184700.6199 | 2435209.9348 | 2621752.2687 | 7.438% | 2832422.8223
DATA CENTER #474 | TERTIAIRE | DATA CENTER | 7272.8786 | 2010 | 99030.3056 | 249120.9215 | 1600 | 6 | 11950.7841 | 3499.7767 | 742842.5466 | 923967.6308 | 17 | 1376089.6121 | 348780.9442 | 118 | 558232.7819 | 123752.14 | 8 | 15797.5165 | 8404.4612 | 4 | 55090.87 | 2073.3184 | 36574.0078 | 729.2295 | 11363.9669 | 101.2424 | 133.2987 | 0 | 14948.5342 | 109.8388 | 0 | 607022.3934 | 90.38% | 9.624% | 3688.2738 | 9129.0217 | 1082.2868 | 48.4844 | 1373.2758 | 1145.0355 | 1450.0201 | 795.6809 | 17876.4437 | 71762.4308 | 230883.5383 | 320522.4127 | 4056310.7453 | 4380734.1411 | 12.4% | 5000965.578
DATA CENTER #475 | TERTIAIRE | DATA CENTER | 11802.828 | 2023 | 158965.7169 | 429419.3281 | 2500 | 6 | 19371.3854 | 9087.4279 | 2215307.5924 | 1931613.3056 | 23 | 2559963.9829 | 720925.3603 | 178 | 927287.8019 | 259438.7058 | 12 | 26955.7363 | 17176.0261 | 6 | 125515.9074 | 4426.8707 | 82782.5419 | 765.7083 | 18370.5708 | 173.4474 | 237.6142 | 0 | 31808.1014 | 193.7466 | 0 | 1215267.2033 | 90.54% | 9.459% | 6313.7215 | 14839.1269 | 2089.726 | 112.6574 | 2725.6762 | 2292.8799 | 2300.4005 | 1381.037 | 31215.9867 | 143283.4795 | 363597.6908 | 538097.157 | 8381074.2871 | 8925915.578 | 7.203% | 9618727.499
DATA CENTER #476 | TERTIAIRE | DATA CENTER | 13802.2937 | 2012 | 154516.2408 | 318011.9766 | 2500 | 6 | 22486.5138 | 8271.6025 | 1890268.0376 | 1493044.4907 | 24 | 1813306.3136 | 747606.015 | 182 | 723823.4373 | 276647.1509 | 14 | 21802.4296 | 12519.313 | 8 | 102641.9668 | 5849.749 | 82018.6438 | 932.5702 | 17646.2288 | 169.6718 | 295.4515 | 0 | 37332.62 | 254.1984 | 0 | 992513.94 | 83.12% | 16.88% | 11263.4848 | 22002.312 | 1995.6805 | 96.3814 | 3002.6436 | 2714.9632 | 2837.0599 | 1713.5153 | 30889.1425 | 145877.2618 | 356730.4082 | 533496.8125 | 6662096.1073 | 7201526.5137 | 14.38% | 8411191.0261
DATA CENTER #477 | TERTIAIRE | DATA CENTER | 17572.2265 | 2012 | 287800.2993 | 576833.8135 | 2500 | 6 | 22861.4206 | 12015.0081 | 2442486.6688 | 2204324.4775 | 30 | 2523789.8455 | 872678.8952 | 335 | 1390153.9721 | 237569.6983 | 16 | 35091.4991 | 20804.1197 | 8 | 177572.8017 | 5230.7149 | 117689.1294 | 1482.9472 | 21645.7623 | 226.0872 | 385.7107 | 0 | 47062.5579 | 245.8273 | 0 | 1478322.7849 | 95.17% | 4.833% | 12078.4121 | 23458.3366 | 2168.6911 | 120.5868 | 3770.6385 | 2858.2317 | 4065.6548 | 2510.2057 | 41749.1645 | 254362.1399 | 698160.1847 | 994271.4891 | 9887306.7598 | 10891485.4303 | 1.734% | 11083731.3599
DATA CENTER #478 | TERTIAIRE | DATA CENTER | 10093.814 | 2022 | 207632.996 | 311924.4546 | 2500 | 6 | 18525.388 | 6924.7663 | 2102689.688 | 1114964.7605 | 15 | 2520636.5465 | 682629.9645 | 189 | 848452.5467 | 236663.7307 | 11 | 27771.5618 | 15118.7191 | 4 | 139736.1172 | 4355.5264 | 102588.5117 | 1037.9237 | 15182.2744 | 190.8004 | 228.346 | 0 | 29824.5013 | 196.3992 | 0 | 700615.2079 | 92.45% | 7.551% | 5532.4614 | 14465.2008 | 1801.2746 | 63.3243 | 1789.2252 | 1850.1731 | 2592.1803 | 1324.1502 | 31609.664 | 118341.2535 | 367867.8556 | 517818.7731 | 7529394.218 | 8054134.5375 | 8.613% | 8813221.3804
DATA CENTER #479 | TERTIAIRE | DATA CENTER | 2629.3809 | 2024 | 52047.9833 | 97339.8764 | 800 | 6 | 6832.725 | 2286.955 | 553263.4586 | 428884.66 | 4 | 604356.0346 | 155975.8107 | 40 | 233132.7762 | 53306.1108 | 2 | 5863.8031 | 4133.5982 | 2 | 27761.5535 | 1078.9205 | 26182.5913 | 179.6629 | 4503.7345 | 49.5826 | 63.6513 | 0 | 6987.5894 | 34.7446 | 0 | 287938.963 | 92.42% | 7.579% | 1613.2556 | 3765.5729 | 330.3226 | 26.1811 | 615.8911 | 499.0177 | 595.9736 | 376.6062 | 9571.071 | 42609.4706 | 85098.4474 | 137278.9889 | 2053633.6771 | 2192908.403 | 12.06% | 2493528.4346
DATA CENTER #480 | TERTIAIRE | DATA CENTER | 17015.2564 | 2016 | 232043.0926 | 590170.9487 | 2500 | 6 | 19690.418 | 13419.4236 | 2489862.4551 | 2116427.849 | 33 | 2907680.2078 | 723166.0897 | 317 | 1171378.5044 | 301112.7113 | 21 | 39504.9228 | 15409.4014 | 9 | 190236.7137 | 6423.1101 | 126568.8595 | 1154.5749 | 19342.0115 | 278.4926 | 280.7276 | 0 | 49770.289 | 270.5189 | 0 | 1426429.8575 | 91.79% | 8.213% | 13723.6776 | 28835.7515 | 3204.7193 | 132.048 | 3779.8652 | 3303.4784 | 5261.8879 | 2360.5426 | 49123.1348 | 240689.5851 | 473437.1301 | 763249.85 | 10033734.2658 | 10806701.5057 | 13.01% | 12422541.213
DATA CENTER #481 | TERTIAIRE | DATA CENTER | 1740.9504 | 2023 | 24014.5618 | 56709.0629 | 800 | 4 | 6798.4887 | 1169.6949 | 336411.1313 | 211255.937 | 4 | 454774.5916 | 113853.3948 | 33 | 135301.5065 | 41175.0547 | 2 | 5219.2413 | 2299.4343 | 1 | 17935.9439 | 492.0253 | 14577.2028 | 137.0885 | 2909.1706 | 27.6858 | 36.6134 | 0 | 5938.8565 | 25.9771 | 0 | 145374.7238 | 92.63% | 7.368% | 1185.5957 | 2993.3898 | 340.0104 | 13.6329 | 284.927 | 300.7033 | 553.7815 | 162.0924 | 5394.2426 | 29107.2055 | 42805.5512 | 77306.9992 | 1297576.8602 | 1375834.2093 | 3.39% | 1424108.1512
DATA CENTER #482 | TERTIAIRE | DATA CENTER | 17289.6751 | 2017 | 271430.3738 | 548954.0543 | 2500 | 6 | 19769.6761 | 14969.23 | 2182988.5303 | 2373174.5169 | 35 | 3103358.5438 | 1150800.2337 | 247 | 1262307.2542 | 285638.1724 | 20 | 35319.4015 | 15990.0221 | 10 | 166334.644 | 5657.3527 | 117228.3644 | 1770.5579 | 20489.8208 | 267.0129 | 418.1808 | 0 | 44641.5068 | 363.242 | 0 | 1616822.3994 | 95.39% | 4.61% | 10933.3027 | 20377.9685 | 2130.4047 | 105.6266 | 3444.1454 | 3318.6251 | 4262.8162 | 1735.3821 | 42131.1092 | 198968.4893 | 679192.3634 | 920291.9619 | 10119183.7365 | 11050849.8211 | 10.6% | 12360458.1834
DATA CENTER #483 | TERTIAIRE | DATA CENTER | 6611.4963 | 2022 | 138627.0275 | 232710.9296 | 1600 | 6 | 13431.0511 | 5339.3657 | 1251630.2785 | 885312.1706 | 14 | 1190740.5986 | 395972.3999 | 124 | 496292.2056 | 138403.9051 | 7 | 13861.6282 | 7484.8089 | 3 | 79215.4251 | 2303.4994 | 53532.3471 | 449.5343 | 10175.8641 | 91.0639 | 137.7257 | 0 | 19202.5878 | 118.6871 | 0 | 554474.9352 | 91.24% | 8.763% | 4122.1703 | 9106.9618 | 885.847 | 53.5065 | 1325.9952 | 1157.1495 | 2092.3362 | 936.6539 | 19724.7296 | 87628.9458 | 159398.5852 | 266752.2606 | 4365802.1563 | 4637304.3641 | 14.59% | 5429309.6575
DATA CENTER #484 | TERTIAIRE | DATA CENTER | 2308.9454 | 2014 | 28101.2497 | 62362.286 | 800 | 4 | 6409.2066 | 1915.8128 | 412381.2366 | 319188.1981 | 6 | 318656.4367 | 107572.1646 | 40 | 128169.436 | 32428.4788 | 2 | 4574.8135 | 2813.9194 | 1 | 28260.1755 | 783.3811 | 13021.5772 | 178.9407 | 3057.4748 | 38.8416 | 40.4551 | 0 | 5306.8423 | 46.6298 | 0 | 208199.0131 | 94.93% | 5.069% | 1892.7266 | 3953.6828 | 405.9066 | 15.9913 | 356.7569 | 288.0107 | 452.9543 | 257.6341 | 6223.1547 | 31421.6059 | 86791.4033 | 124436.1639 | 1315625.5115 | 1441387.2383 | 4.445% | 1508434.8772
DATA CENTER #485 | TERTIAIRE | DATA CENTER | 4117.4142 | 2011 | 42813.2002 | 131862.3188 | 1000 | 6 | 8082.702 | 1974.2311 | 587414.7653 | 444811.8631 | 7 | 554219.1159 | 159010.3408 | 58 | 258621.8527 | 74372.2253 | 5 | 7069.9894 | 4781.3799 | 2 | 30446.3857 | 1878.4444 | 29572.5801 | 390.7766 | 4610.4097 | 57.2173 | 76.8975 | 0 | 7743.7314 | 86.245 | 0 | 246523.9919 | 91.99% | 8.009% | 3452.6614 | 5682.9595 | 713.221 | 39.0847 | 873.3753 | 543.1758 | 957.0013 | 452.5992 | 12536.1879 | 43941.8259 | 153957.6532 | 210435.667 | 2059257.3808 | 2271539.9672 | 3.753% | 2360122.4544
DATA CENTER #486 | TERTIAIRE | DATA CENTER | 16251.9175 | 2013 | 218473.8719 | 560333.5914 | 2500 | 6 | 21622.1035 | 9302.9921 | 2933654.6145 | 1708126.6502 | 29 | 2931712.446 | 821043.0196 | 263 | 1243965.5595 | 281541.0476 | 17 | 30809.6421 | 15136.4039 | 7 | 185961.3428 | 5212.2905 | 118553.4882 | 1413.2621 | 19827.2966 | 307.6282 | 395.0617 | 0 | 48991.8908 | 252.5712 | 0 | 1404794.4728 | 90.5% | 9.505% | 8294.8777 | 19157.8551 | 2573.6596 | 154.5969 | 3482.3801 | 2756.5178 | 5026.5556 | 2077.7392 | 34458.3813 | 159516.0694 | 422862.9675 | 616837.4182 | 10403137.0414 | 11027368.3633 | 12.84% | 12652427.7423
DATA CENTER #487 | TERTIAIRE | DATA CENTER | 4793.5653 | 2022 | 70129.684 | 145005.1847 | 1000 | 6 | 9183.7993 | 4221.0546 | 772174.7115 | 824337.5301 | 9 | 1076108.1697 | 225592.8399 | 81 | 440457.6959 | 117475.4497 | 6 | 14264.1574 | 6840.8402 | 3 | 65673.8393 | 1859.5207 | 35553.9812 | 337.2782 | 7361.4845 | 80.0736 | 116.1209 | 0 | 15606.449 | 78.7875 | 0 | 417017.4993 | 87.23% | 12.77% | 3693.301 | 8948.7561 | 788.7458 | 40.2116 | 1184.4083 | 669.0367 | 989.1458 | 453.5531 | 18226.9051 | 87659.2093 | 139083.4231 | 244969.5375 | 3331468.4948 | 3579805.1448 | 9.536% | 3957155.5316
DATA CENTER #488 | TERTIAIRE | DATA CENTER | 13437.8307 | 2010 | 139897.391 | 407238.2599 | 2500 | 6 | 18265.6904 | 6593.0562 | 1971294.7801 | 1298442.2304 | 25 | 2449897.9304 | 623735.4248 | 190 | 838076.4749 | 168804.2805 | 15 | 19173.5924 | 13506.6522 | 7 | 122047.825 | 3876.7039 | 79132.4014 | 1048.8557 | 13689.2586 | 168.6562 | 294.462 | 0 | 38269.345 | 229.2143 | 0 | 800765.313 | 86.23% | 13.77% | 9623.7159 | 19663.3075 | 1693.228 | 103.8693 | 3152.5628 | 2396.4086 | 4324.7104 | 2004.0295 | 32784.0043 | 163700.8506 | 405508.2558 | 601993.1106 | 7444130.363 | 8053210.9558 | 15.84% | 9569204.5227
DATA CENTER #489 | TERTIAIRE | DATA CENTER | 4359.0845 | 2021 | 82251.1661 | 132004.5337 | 1000 | 6 | 8998.2425 | 4066.9432 | 868273.9078 | 471846.7971 | 10 | 856916.3298 | 280489.5379 | 57 | 368165.5174 | 101339.9744 | 4 | 10715.5541 | 4992.6242 | 2 | 58820.2236 | 1944.7223 | 34056.3401 | 360.0098 | 8706.114 | 78.4825 | 103.3758 | 0 | 13474.1595 | 87.0835 | 0 | 293640.921 | 90.27% | 9.73% | 2587.7032 | 7900.9963 | 685.9917 | 41.9645 | 858.4623 | 727.3412 | 1229.5795 | 632.5366 | 16031.9752 | 59221.798 | 119024.8069 | 194278.58 | 2949902.0889 | 3147265.7465 | 17.42% | 3811212.4737
DATA CENTER #490 | TERTIAIRE | DATA CENTER | 10510.9245 | 2022 | 220527.7937 | 427733.877 | 2500 | 6 | 17629.6537 | 9783.7332 | 2068720.1634 | 1572916.5226 | 19 | 2673780.786 | 611666.0514 | 138 | 705744.4947 | 228128.1549 | 10 | 28296.2394 | 14424.9317 | 7 | 142140.2254 | 3723.6978 | 77643.0249 | 1019.3137 | 16562.2209 | 192.1563 | 231.6391 | 0 | 28493.5323 | 201.418 | 0 | 995203.108 | 92.66% | 7.338% | 5619.3796 | 17260.0602 | 1426.9526 | 102.3907 | 2503.3786 | 2089.2835 | 3272.1705 | 1498.3281 | 34817.472 | 194309.6738 | 303855.8436 | 532982.9893 | 8012463.0745 | 8552606.9329 | 14.95% | 10055925.0378
DATA CENTER #491 | TERTIAIRE | DATA CENTER | 5123.1832 | 2013 | 73192.0762 | 166865.9855 | 1600 | 6 | 14890.3773 | 3180.5019 | 691046.1256 | 522826.4997 | 12 | 1059226.1289 | 206778.5496 | 67 | 297940.6176 | 104604.6907 | 5 | 12789.8974 | 4437.6014 | 3 | 45792.4239 | 2000.7406 | 35702.3723 | 456.2126 | 6257.1687 | 82.5881 | 97.0997 | 0 | 13700.7155 | 87.7055 | 0 | 322940.0206 | 93.75% | 6.254% | 2908.7848 | 6802.578 | 665.0251 | 33.7862 | 1240.7994 | 702.851 | 1625.0176 | 556.6623 | 16641.6541 | 68391.4291 | 164491.5036 | 249524.5868 | 2957228.2769 | 3209493.6293 | 11.08% | 3609246.3396
DATA CENTER #492 | TERTIAIRE | DATA CENTER | 12380.53 | 2015 | 159726.6356 | 436551.0847 | 2500 | 6 | 24849.7058 | 6946.2824 | 1557486.2038 | 1394896.2938 | 26 | 2406839.2213 | 671756.9092 | 184 | 957330.5934 | 256351.7647 | 14 | 26753.6048 | 11909.9961 | 8 | 113889.9251 | 3670.8617 | 72538.9218 | 847.4286 | 19911.8063 | 231.6178 | 289.7373 | 0 | 37794.6539 | 170.3577 | 0 | 1070640.3856 | 89.22% | 10.78% | 9994.8105 | 18899.3727 | 2308.0545 | 95.8616 | 2092.1453 | 2455.4728 | 3242.0184 | 1583.1384 | 41951.0408 | 183868.653 | 349859.9506 | 575679.6443 | 7453508.0587 | 8035537.7941 | 2.341% | 8228164.873
DATA CENTER #493 | TERTIAIRE | DATA CENTER | 12956.2702 | 2017 | 212919.2992 | 456361.5307 | 2500 | 6 | 23245.4685 | 7499.4636 | 2213954.5018 | 1886384.2616 | 28 | 2646621.7633 | 712451.9218 | 194 | 1126710.6194 | 239883.1531 | 14 | 28209.8089 | 13575.3685 | 7 | 115823.5667 | 5174.6353 | 102262.1819 | 1270.5261 | 23353.8001 | 182.9668 | 299.001 | 0 | 43770.0387 | 239.5099 | 0 | 923525.9359 | 93.36% | 6.645% | 6761.0327 | 21109.0196 | 2220.7407 | 80.0759 | 2436.6454 | 2021.3971 | 4083.8596 | 1363.3777 | 30603.7923 | 164970.7992 | 500478.3386 | 696052.9301 | 8506989.5816 | 9208350.2497 | 18.84% | 11345720.8059
DATA CENTER #494 | TERTIAIRE | DATA CENTER | 15545.9403 | 2013 | 187857.9278 | 464326.9625 | 2500 | 6 | 23673.0348 | 9871.26 | 2469177.5025 | 2217199.1129 | 38 | 2694487.044 | 809863.3321 | 282 | 1012723.6612 | 294747.0707 | 17 | 29335.2083 | 14770.3481 | 7 | 155357.3501 | 5391.4771 | 104319.1327 | 1340.8359 | 19050.7788 | 271.2189 | 242.2432 | 0 | 42691.5051 | 257.9303 | 0 | 1362309.1681 | 88.25% | 11.75% | 11811.2064 | 22073.081 | 2516.4742 | 149.6399 | 3223.2701 | 2237.0019 | 4101.305 | 2165.7439 | 43462.7829 | 146022.6472 | 380736.1153 | 570221.5453 | 9184249.0062 | 9760381.4358 | 14.4% | 11402380.8977
DATA CENTER #495 | TERTIAIRE | DATA CENTER | 7725.1471 | 2023 | 142757.2953 | 295081.5508 | 1600 | 6 | 12465.4952 | 6193.8972 | 1277409.8794 | 920522.8332 | 15 | 1564003.3398 | 609716.8428 | 115 | 578797.3082 | 124443.5156 | 7 | 15249.6636 | 8853.4514 | 4 | 102770.3377 | 3346.711 | 79478.9854 | 781.9798 | 11022.0148 | 119.1108 | 160.2938 | 0 | 17985.5103 | 161.474 | 0 | 642281.5651 | 94.47% | 5.533% | 4285.376 | 12351.3399 | 1254.9815 | 59.783 | 1609.0711 | 1228.5404 | 2327.4682 | 1086.1295 | 25520.8956 | 110765.1372 | 253708.2981 | 389994.3308 | 5117897.3172 | 5512762.1888 | 9.417% | 6085842.7318
DATA CENTER #496 | TERTIAIRE | DATA CENTER | 9908.7922 | 2015 | 183857.4403 | 270927.7119 | 1600 | 6 | 14602.7036 | 8212.0464 | 1775972.5981 | 1208002.2645 | 24 | 2116495.3123 | 668639.1821 | 173 | 860671.507 | 138599.1746 | 9 | 21775.4728 | 12383.1379 | 6 | 81879.6053 | 4180.0948 | 89715.3229 | 844.4329 | 11950.018 | 199.3549 | 172.6132 | 0 | 20664.4108 | 172.7857 | 0 | 652157.1952 | 94.91% | 5.09% | 8057.4385 | 12848.8259 | 1955.9736 | 73.1825 | 1857.25 | 1310.5581 | 2371.0364 | 1177.1005 | 29954.4836 | 118305.5898 | 243001.8852 | 391261.9587 | 6560901.1416 | 6958101.6637 | 15.05% | 8190449.3129
DATA CENTER #497 | TERTIAIRE | DATA CENTER | 11077.5173 | 2016 | 127484.6292 | 406364.3485 | 2500 | 6 | 20572.377 | 8137.7438 | 1443447.0174 | 1419373.2598 | 22 | 1956862.5411 | 544320.6655 | 179 | 663837.0371 | 183955.3956 | 11 | 18237.542 | 12751.8071 | 6 | 104284.7078 | 4100.4897 | 76548.7548 | 1011.8917 | 13952.2215 | 224.8785 | 191.1353 | 0 | 26033.2048 | 158.8033 | 0 | 650310.7784 | 92.94% | 7.063% | 6065.6932 | 18489.2229 | 1936.467 | 76.8551 | 2299.2979 | 1515.0086 | 2509.3121 | 1496.3162 | 32102.2623 | 179784.003 | 329701.4208 | 541587.6861 | 5997416.7184 | 6543443.059 | 13.44% | 7559100.4095
DATA CENTER #498 | TERTIAIRE | DATA CENTER | 4554.6859 | 2012 | 50700.4891 | 150958.6733 | 1000 | 6 | 9777.6867 | 3608.7321 | 591183.5167 | 449687.9012 | 11 | 902691.2438 | 230955.7233 | 54 | 368939.8483 | 91048.1608 | 4 | 8313.4287 | 5575.9456 | 2 | 35798.9953 | 1527.1523 | 38492.4099 | 339.5649 | 7151.2496 | 58.8203 | 73.3266 | 0 | 8543.7236 | 68.4473 | 0 | 365092.992 | 88.63% | 11.37% | 3334.655 | 5249.0246 | 566.1091 | 39.7705 | 814.3628 | 757.3255 | 892.4825 | 510.9707 | 10486.4994 | 54187.6659 | 142553.9739 | 207228.1393 | 2728123.0866 | 2937414.2216 | 12% | 3338089.5246
DATA CENTER #499 | TERTIAIRE | DATA CENTER | 9990.9396 | 2012 | 168417.0317 | 293253.9708 | 1600 | 6 | 14991.1543 | 5872.768 | 1571460.5144 | 1268487.7654 | 17 | 1415561.7016 | 498810.6274 | 136 | 676530.8504 | 167720.229 | 11 | 18241.4897 | 10760.968 | 6 | 109231.0359 | 4526.8005 | 70985.987 | 851.7033 | 12326.3971 | 200.7297 | 250.2843 | 0 | 24352.4326 | 134.5553 | 0 | 643532.2771 | 87.14% | 12.86% | 8144.7749 | 13722.0915 | 1408.0243 | 62.9157 | 2419.4108 | 1895.851 | 1980.7153 | 1394.8003 | 21393.8441 | 131552.3836 | 333766.8133 | 486713.041 | 5426188.2408 | 5917986.9222 | 1.739% | 6022718.7815
DATA CENTER #500 | TERTIAIRE | DATA CENTER | 4868.7752 | 2010 | 80466.3616 | 107153.1819 | 1000 | 6 | 9953.5476 | 3295.9562 | 590580.2024 | 417284.0604 | 9 | 927013.7538 | 203846.1351 | 63 | 388401.6434 | 58044.2083 | 5 | 10282.8055 | 4529.3257 | 3 | 45427.363 | 1506.0636 | 36129.8208 | 419.4398 | 6145.727 | 79.6859 | 110.7079 | 0 | 13912.7309 | 85.0765 | 0 | 309344.1528 | 87.22% | 12.78% | 3538.5098 | 6683.5763 | 779.7324 | 32.3974 | 1026.6694 | 706.0612 | 1461.5033 | 620.9924 | 10549.6168 | 63853.3445 | 163553.8182 | 237956.7794 | 2724404.393 | 2964475.3624 | 18.28% | 3627730.0824
PLATEFORME LOGISTIQUE #1 | INDUSTRIEL | PLATEFORME LOGISTIQUE | 30000 | 2008 | 32300 | 47774 | 1000 | 4 | 11920 | 3354 | 31895 | 22334 | 1 | 59778 | 69108 | 8 | 0 | 0 | 0 | 5050 | 2661 | 1 | 155431 | 1070 | 121751 | 1223 | 27212 | 77 | 121 | 29 | 83388 | 440 | 15442 | 142498 | 99% | 1% | 384 | 0 | 200 | 16 | 850 | 560 | 850 | 37 | 520 | 28416 | 203119 | 232055 | 708900 | 940955 | 10.56% | 1052000
PLATEFORME LOGISTIQUE #2 | INDUSTRIEL | PLATEFORME LOGISTIQUE | 24671.0917 | 2014 | 27655.9407 | 36855.7343 | 2500 | 2 | 20940.2469 | 1932.9275 | 20322.6829 | 16005.6553 | 1 | 43064.5905 | 47046.439 | 7 | 0 | 0 | 0 | 4723.4765 | 2135.6503 | 1 | 143418.116 | 864.7731 | 102404.9081 | 698.2671 | 17390.6394 | 58.2825 | 62.6059 | 17.0806 | 77702.2235 | 252.8532 | 0 | 116164.4449 | 98.34% | 1.665% | 235.2185 | 0 | 126.6854 | 11.7335 | 651.217 | 409.9054 | 660.7134 | 30.2699 | 343.0164 | 16196.9968 | 147853.5158 | 164393.5291 | 675921.1762 | 875873.4611 | 2.99% | 902873.4905
PLATEFORME LOGISTIQUE #3 | INDUSTRIEL | PLATEFORME LOGISTIQUE | 29835.1552 | 2012 | 31327.8971 | 44856.8754 | 2500 | 2 | 22835.3107 | 3560.9701 | 26783.0995 | 20527.0423 | 1 | 57020.625 | 57973.5195 | 5 | 0 | 0 | 0 | 4713.9932 | 2491.3893 | 1 | 102954.2456 | 788.5386 | 86986.1724 | 991.9538 | 28996.3848 | 51.8062 | 113.8974 | 19.6441 | 88161.5464 | 285.0518 | 0 | 96678.3582 | 98.02% | 1.979% | 293.4996 | 0 | 136.4978 | 14.084 | 734.2124 | 516.2944 | 540.0914 | 34.1654 | 470.8021 | 22129.7058 | 159904.3993 | 182504.9073 | 666328.7705 | 888791.8311 | 11.98% | 1009747.7464
PLATEFORME LOGISTIQUE #4 | INDUSTRIEL | PLATEFORME LOGISTIQUE | 33954.3065 | 2011 | 24317.6691 | 35581.6119 | 2500 | 2 | 24942.481 | 2508.8941 | 36636.6222 | 20399.6177 | 1 | 45983.9096 | 57501.6751 | 6 | 0 | 0 | 0 | 4771.3029 | 3116.5687 | 1 | 161212.6054 | 740.712 | 139952.3212 | 1178.4215 | 21878.0554 | 62.0526 | 103.0411 | 32.0619 | 90325.8653 | 363.3114 | 0 | 126258.3285 | 94.02% | 5.978% | 303.752 | 0 | 212.1096 | 15.95 | 877.5238 | 383.2659 | 813.4749 | 38.0658 | 455.8292 | 26921.1457 | 226724.5997 | 254101.5747 | 797988.4961 | 1095274.9542 | 7.748% | 1187262.7805
PLATEFORME LOGISTIQUE #5 | INDUSTRIEL | PLATEFORME LOGISTIQUE | 17454.6513 | 2017 | 15845.8837 | 21648.4137 | 2500 | 2 | 21417.0148 | 1446.1529 | 20957.9049 | 10419.7956 | 0 | 30608.679 | 46223.7287 | 4 | 0 | 0 | 0 | 2852.0183 | 1326.2193 | 0 | 73172.3372 | 515.5831 | 63561.4529 | 663.2129 | 17166.7479 | 35.7831 | 49.8278 | 13.3637 | 52185.7921 | 235.2825 | 0 | 83372.982 | 98.35% | 1.647% | 204.8442 | 0 | 73.7837 | 7.3846 | 330.62 | 305.5853 | 313.3521 | 14.7369 | 287.9905 | 16787.2184 | 114812.9771 | 131888.186 | 449284.2807 | 609168.6845 | 3.197% | 629288.9643
PLATEFORME LOGISTIQUE #6 | INDUSTRIEL | PLATEFORME LOGISTIQUE | 58835.628 | 2021 | 71688.8969 | 117022.6942 | 2500 | 4 | 21781.5377 | 6293.5366 | 55319.0242 | 57656.1076 | 2 | 145556.7976 | 139759.7514 | 9 | 0 | 0 | 0 | 9875.885 | 5381.809 | 2 | 299186.7355 | 1852.5368 | 264031.6696 | 1684.3859 | 64617.9233 | 128.0286 | 171.8011 | 56.537 | 192561.282 | 520.1288 | 0 | 361225.1789 | 96.45% | 3.554% | 511.2791 | 0 | 305.3575 | 29.1467 | 1508.0637 | 847.5362 | 1373.412 | 65.8318 | 1096.3067 | 54264.2503 | 276621.0454 | 331981.6024 | 1817502.0822 | 2237697.8677 | 3.075% | 2308682.9693
PLATEFORME LOGISTIQUE #7 | INDUSTRIEL | PLATEFORME LOGISTIQUE | 49605.2664 | 2019 | 49921.3762 | 77140.0958 | 2500 | 2 | 24093.8726 | 4583.2805 | 47011.4901 | 34727.5875 | 1 | 110168.6013 | 143647.9265 | 12 | 0 | 0 | 0 | 9804.9539 | 4730.6843 | 1 | 302462.8595 | 1593.7217 | 227296.0926 | 1689.1241 | 46826.4901 | 88.0695 | 163.5176 | 40.9923 | 138250.7767 | 515.1994 | 0 | 271232.1661 | 94.7% | 5.303% | 609.3556 | 0 | 243.0599 | 21.6044 | 1119.2029 | 729.7274 | 1119.829 | 54.206 | 765.5958 | 46389.5519 | 325293.8743 | 372449.022 | 1479439.614 | 1929025.4142 | 13.13% | 2220567.8422
PLATEFORME LOGISTIQUE #8 | INDUSTRIEL | PLATEFORME LOGISTIQUE | 67702.5876 | 2021 | 87327.0501 | 91787.9501 | 2500 | 2 | 21640.3765 | 10028.491 | 61186.3519 | 66700.6109 | 2 | 113487.4051 | 156463.2849 | 17 | 0 | 0 | 0 | 13827.8005 | 6289.2579 | 2 | 302263.3587 | 1566.9491 | 331904.3103 | 2062.339 | 50606.4864 | 172.0129 | 208.6332 | 58.3981 | 151371.9823 | 894.1156 | 0 | 357568.1877 | 97.89% | 2.108% | 525.8727 | 0 | 277.4968 | 22.2619 | 1252.1363 | 1060.3026 | 1351.9064 | 78.8606 | 1086.2624 | 55486.8927 | 452494.6817 | 509067.8367 | 1821297.2265 | 2437001.3213 | 12.06% | 2771119.0566
PLATEFORME LOGISTIQUE #9 | INDUSTRIEL | PLATEFORME LOGISTIQUE | 32127.3061 | 2021 | 33197.1743 | 45710.8883 | 2500 | 2 | 18555.0094 | 4078.5719 | 30279.7472 | 25234.2989 | 1 | 68767.7732 | 77999.8952 | 6 | 0 | 0 | 0 | 4407.6023 | 3099.4147 | 1 | 132874.7431 | 786.6077 | 141874.7353 | 884.4625 | 28487.7953 | 81.6909 | 81.2458 | 26.1563 | 78500.4702 | 433.7115 | 0 | 175957.0761 | 95.73% | 4.266% | 318.3659 | 0 | 166.8848 | 10.5146 | 714.8474 | 536.208 | 736.9106 | 36.6947 | 717.639 | 24877.4781 | 192193.256 | 217788.3731 | 852198.0038 | 1111871.8291 | 14.02% | 1293108.2545
PLATEFORME LOGISTIQUE #10 | INDUSTRIEL | PLATEFORME LOGISTIQUE | 50311.3181 | 2022 | 45145.5333 | 94850.1153 | 2500 | 2 | 24979.6812 | 7318.0265 | 48650.0484 | 45966.1653 | 1 | 126322.5477 | 100126.0244 | 12 | 0 | 0 | 0 | 10082.318 | 5501.4029 | 1 | 238610.1544 | 1376.9083 | 174819.6364 | 1632.132 | 39196.1153 | 84.34 | 186.0337 | 44.8646 | 148413.8442 | 600.3522 | 0 | 230274.1546 | 94.55% | 5.452% | 469.8034 | 0 | 315.8679 | 22.3655 | 1113.3666 | 756.395 | 1303.8392 | 49.8226 | 1074.5413 | 42451.1352 | 307919.5725 | 351445.249 | 1328802.8548 | 1738566.4615 | 6.529% | 1860002.3653
PLATEFORME LOGISTIQUE #11 | INDUSTRIEL | PLATEFORME LOGISTIQUE | 54222.6045 | 2008 | 46432.82 | 51826.6987 | 2500 | 2 | 23375.3204 | 5969.6261 | 48608.9304 | 31460.1279 | 1 | 83787.483 | 118153.88 | 12 | 0 | 0 | 0 | 6523.5363 | 3816.1927 | 1 | 231260.3937 | 1620.1288 | 150135.8293 | 1752.3852 | 34027.0442 | 132.3589 | 155.844 | 50.3159 | 107848.2055 | 524.6434 | 0 | 177790.5054 | 95.06% | 4.938% | 516.1532 | 0 | 300.1252 | 25.9555 | 927.978 | 753.0374 | 1332.3884 | 58.87 | 595.9544 | 40129.3037 | 260603.1626 | 301328.4207 | 1107135.3832 | 1477942.1239 | 6.436% | 1579600.0957
PLATEFORME LOGISTIQUE #12 | INDUSTRIEL | PLATEFORME LOGISTIQUE | 54586.1488 | 2022 | 47761.2357 | 113515.4488 | 2500 | 4 | 19939.3297 | 5200.0026 | 47995.0718 | 52383.4127 | 2 | 102565.0913 | 114701.0044 | 14 | 0 | 0 | 0 | 11007.8983 | 5010.2434 | 2 | 323687.7416 | 1690.4903 | 216718.5876 | 1575.2209 | 54757.9608 | 138.7006 | 197.1789 | 35.0288 | 129159.6631 | 524.0335 | 0 | 344088.1693 | 97.31% | 2.694% | 443.7152 | 0 | 226.5069 | 23.8608 | 1355.1727 | 1000.1897 | 1451.8269 | 65.6885 | 960.9627 | 69178.894 | 348189.8284 | 418329.6851 | 1607409.3229 | 2090008.3022 | 15.7% | 2479151.2241
PLATEFORME LOGISTIQUE #13 | INDUSTRIEL | PLATEFORME LOGISTIQUE | 63239.673 | 2009 | 52729.5385 | 75973.9395 | 2500 | 2 | 17615.8013 | 7024.2993 | 48047.2263 | 45663.2982 | 1 | 100582.8585 | 112849.6228 | 17 | 0 | 0 | 0 | 8569.1189 | 5120.6574 | 2 | 249928.487 | 1723.5583 | 165039.6428 | 1843.2371 | 54099.0748 | 114.5716 | 202.0516 | 55.1521 | 176748.8142 | 671.8131 | 0 | 207965.4558 | 95.22% | 4.782% | 647.6724 | 0 | 366.5565 | 21.7872 | 1166.3755 | 956.3537 | 1128.565 | 62.3019 | 857.8348 | 38333.9549 | 286500.4186 | 325692.2083 | 1308766.0278 | 1695001.8268 | 12.82% | 1944291.7089
PLATEFORME LOGISTIQUE #14 | INDUSTRIEL | PLATEFORME LOGISTIQUE | 39423.6255 | 2023 | 45789.4993 | 52679.5778 | 2500 | 2 | 20300.5999 | 3779.3411 | 36171.5834 | 29417.604 | 1 | 101080.4557 | 98062.8638 | 7 | 0 | 0 | 0 | 8998.4676 | 2930.6913 | 1 | 198305.7946 | 1368.0929 | 203960.7211 | 1199.6451 | 49161.8582 | 69.4067 | 131.1712 | 37.1112 | 149329.0001 | 406.0692 | 0 | 186966.7841 | 96.76% | 3.238% | 482.6262 | 0 | 238.621 | 15.4241 | 949.6911 | 482.396 | 1051.9161 | 36.8374 | 596.2047 | 45096.0574 | 260941.1518 | 306633.4139 | 1189473.5613 | 1547023.5934 | 15.37% | 1828088.8383
PLATEFORME LOGISTIQUE #15 | INDUSTRIEL | PLATEFORME LOGISTIQUE | 25127.9217 | 2010 | 17226.1526 | 40282.6611 | 2500 | 2 | 22257.6849 | 2430.3421 | 21102.1913 | 13807.7863 | 1 | 35892.9253 | 59517.4321 | 7 | 0 | 0 | 0 | 3981.1256 | 1965.1153 | 1 | 122485.729 | 685.729 | 71761.4937 | 990.5554 | 22231.6266 | 39.1054 | 88.4298 | 14.7157 | 68928.6702 | 258.8448 | 0 | 79869.4366 | 95.46% | 4.54% | 232.5346 | 0 | 129.8083 | 11.3506 | 464.5993 | 329.2493 | 517.1044 | 19.6691 | 306.4956 | 16823.9771 | 141430.5825 | 158561.0552 | 551712.1279 | 732390.4781 | 4.96% | 770615.1627
PLATEFORME LOGISTIQUE #16 | INDUSTRIEL | PLATEFORME LOGISTIQUE | 67263.0583 | 2016 | 85654.679 | 82094.1118 | 2500 | 2 | 23639.9786 | 6211.601 | 56127.232 | 52646.4105 | 2 | 132569.8124 | 140230.0203 | 13 | 0 | 0 | 0 | 8298.1017 | 6037.7667 | 2 | 309179.7759 | 1933.846 | 316578.325 | 2305.0118 | 70342.1793 | 112.6648 | 226.7341 | 48.4877 | 173355.7369 | 964.7398 | 0 | 373842.2608 | 98.44% | 1.558% | 771.3475 | 0 | 295.3078 | 26.7833 | 1229.7663 | 866.4538 | 1151.0259 | 70.8106 | 946.4146 | 57129.7505 | 395082.141 | 453158.3061 | 1828343.0432 | 2350450.4573 | 1.831% | 2394277.8162
PLATEFORME LOGISTIQUE #17 | INDUSTRIEL | PLATEFORME LOGISTIQUE | 60510.603 | 2010 | 57424.3388 | 61882.9713 | 2500 | 2 | 18268.1427 | 4920.1517 | 49442.8722 | 29318.5005 | 1 | 103732.758 | 132209.6962 | 11 | 0 | 0 | 0 | 9314.1047 | 4189.7711 | 2 | 267389.0704 | 1533.8522 | 173422.5807 | 1581.5851 | 43679.0389 | 137.8913 | 163.5545 | 50.8965 | 113538.8294 | 557.9966 | 0 | 228618.8502 | 94.41% | 5.591% | 718.5245 | 0 | 245.7845 | 29.1551 | 1228.3218 | 742.8561 | 1239.1733 | 73.8321 | 810.7584 | 44063.7411 | 349285.544 | 394160.0434 | 1290947.7148 | 1756341.7065 | 1.086% | 1775633.6876
PLATEFORME LOGISTIQUE #18 | INDUSTRIEL | PLATEFORME LOGISTIQUE | 24318.8358 | 2009 | 20805.9687 | 27262.7022 | 2500 | 2 | 23286.4219 | 2035.6098 | 17123.5774 | 17046.2177 | 1 | 46208.4225 | 46640.0794 | 5 | 0 | 0 | 0 | 3765.2038 | 1506.7175 | 1 | 120674.8307 | 762.4351 | 70425.4193 | 806.3539 | 18505.0379 | 51.2473 | 75.4644 | 22.6064 | 54179.8519 | 316.4419 | 0 | 95256.7831 | 92.58% | 7.415% | 297.0114 | 0 | 131.3368 | 9.9374 | 598.5415 | 398.0613 | 502.3219 | 22.6795 | 407.8954 | 15236.427 | 102353.6806 | 117998.003 | 538444.1898 | 677358.4534 | 3.025% | 698488.6366
PLATEFORME LOGISTIQUE #19 | INDUSTRIEL | PLATEFORME LOGISTIQUE | 45598.5103 | 2023 | 56947.7555 | 85358.4041 | 2500 | 2 | 22821.8078 | 5988.3494 | 48406.5388 | 42086.8824 | 1 | 90284.6071 | 114783.6622 | 11 | 0 | 0 | 0 | 9644.6808 | 5551.2035 | 1 | 281085.6403 | 1238.1728 | 222415.9043 | 1295.2664 | 55078.4742 | 95.5586 | 118.7685 | 32.0149 | 125654.8914 | 490.9064 | 0 | 246927.9578 | 98.53% | 1.47% | 533.8361 | 0 | 293.7655 | 17.0702 | 1137.4745 | 581.0596 | 961.5983 | 37.2375 | 961.1921 | 49982.6081 | 254707.829 | 305651.6292 | 1427309.456 | 1813566.4203 | 5.376% | 1916608.7746
PLATEFORME LOGISTIQUE #20 | INDUSTRIEL | PLATEFORME LOGISTIQUE | 21315.1207 | 2021 | 24889.1477 | 35286.4469 | 2500 | 2 | 19473.9103 | 2329.266 | 29733.9404 | 16769.4263 | 0 | 49533.7234 | 45745.6994 | 6 | 0 | 0 | 0 | 3435.4432 | 2357.4291 | 1 | 90915.1827 | 575.9882 | 69256.8903 | 558.9749 | 21747.8638 | 33.5978 | 59.159 | 19.592 | 76825.585 | 233.9926 | 0 | 96559.2582 | 94.81% | 5.19% | 217.6056 | 0 | 129.1512 | 7.8922 | 432.8447 | 307.5025 | 463.1522 | 20.3227 | 344.0328 | 25032.2304 | 115715.8602 | 141092.1234 | 588996.7058 | 765149.0621 | 10.17% | 851821.594
PLATEFORME LOGISTIQUE #21 | INDUSTRIEL | PLATEFORME LOGISTIQUE | 69958.2486 | 2021 | 85790.133 | 116725.0117 | 2500 | 4 | 21117.0812 | 6723.9401 | 74625.2103 | 47667.3342 | 2 | 160692.5442 | 140701.8091 | 18 | 0 | 0 | 0 | 10794.2636 | 7705.084 | 2 | 427335.5859 | 2020.3203 | 239410.1372 | 1935.5777 | 62705.8369 | 151.0831 | 226.8309 | 62.3604 | 243598.7847 | 934.9299 | 0 | 335452.4902 | 96.27% | 3.727% | 725.0828 | 0 | 291.0982 | 23.7281 | 1296.4868 | 1301.6598 | 1820.974 | 72.5082 | 1369.399 | 73259.6803 | 297104.483 | 371733.5623 | 2022568.7303 | 2482075.2093 | 6.14% | 2644441.9798
PLATEFORME LOGISTIQUE #22 | INDUSTRIEL | PLATEFORME LOGISTIQUE | 73591.6397 | 2014 | 80074.1028 | 111128.0706 | 2500 | 4 | 24176.7172 | 6466.1439 | 69529.4649 | 49351.8209 | 2 | 167922.5976 | 160885.8212 | 17 | 0 | 0 | 0 | 14150.971 | 5514.8244 | 2 | 400922.0884 | 2585.0824 | 274283.6018 | 2148.1051 | 73046.5839 | 144.9554 | 247.7525 | 47.6083 | 197879.5901 | 648.3353 | 0 | 326423.4066 | 95.76% | 4.237% | 877.8363 | 0 | 340.7534 | 27.0062 | 1325.3489 | 1291.5472 | 1418.8959 | 69.9847 | 1361.7556 | 50066.1787 | 342073.8306 | 393501.7649 | 1974276.434 | 2474786.9137 | 13.17% | 2850210.5067
PLATEFORME LOGISTIQUE #23 | INDUSTRIEL | PLATEFORME LOGISTIQUE | 19171.991 | 2013 | 21913.3557 | 24861.9182 | 2500 | 2 | 23837.1392 | 1806.3045 | 13861.8952 | 11927.2193 | 0 | 31268.2821 | 48668.3393 | 3 | 0 | 0 | 0 | 3187.9743 | 1644.9157 | 1 | 93605.7586 | 657.967 | 78468.3293 | 622.0472 | 12340.6002 | 34.7021 | 51.0478 | 16.2933 | 57683.6001 | 237.4536 | 0 | 74369.2827 | 93.75% | 6.247% | 240.2237 | 0 | 78.7569 | 9.6878 | 409.0568 | 353.7453 | 408.8455 | 18.7062 | 308.2809 | 17547.4216 | 119761.1303 | 137616.8328 | 482631.6887 | 648674.7453 | 7.689% | 702709.0396
PLATEFORME LOGISTIQUE #24 | INDUSTRIEL | PLATEFORME LOGISTIQUE | 71218.8232 | 2015 | 54502.0398 | 89399.1725 | 2500 | 2 | 21305.2656 | 8429.1736 | 53808.1717 | 51057.9087 | 2 | 109687.4007 | 181532.0138 | 14 | 0 | 0 | 0 | 11617.9789 | 6001.324 | 1 | 264647.9341 | 1790.244 | 226326.4262 | 2583.0747 | 70443.4801 | 155.7851 | 214.3739 | 63.4873 | 214809.1364 | 802.4294 | 0 | 352298.2509 | 95.27% | 4.731% | 842.8877 | 0 | 470.412 | 25.9551 | 1825.7647 | 1167.6723 | 1663.3707 | 80.1647 | 1255.8866 | 64038.4183 | 310293.9363 | 375588.2412 | 1709711.2614 | 2192332.4721 | 10.05% | 2437303.9276
PLATEFORME LOGISTIQUE #25 | INDUSTRIEL | PLATEFORME LOGISTIQUE | 62593.5644 | 2023 | 86216.4466 | 99031.5423 | 2500 | 4 | 21033.1626 | 7449.1007 | 66092.6844 | 60676.6851 | 2 | 110412.8472 | 140885.4977 | 11 | 0 | 0 | 0 | 8998.3359 | 7510.6028 | 2 | 334640.2468 | 1821.8147 | 252998.989 | 1882.9911 | 67159.5114 | 137.0314 | 228.5387 | 55.1914 | 217162.9264 | 796.1048 | 0 | 341471.2582 | 97.46% | 2.539% | 522.759 | 0 | 390.9501 | 21.986 | 1497.975 | 759.3554 | 1395.9015 | 47.0733 | 1242.7188 | 58904.0166 | 410012.7439 | 470159.4793 | 1831717.4716 | 2394589.1566 | 13.09% | 2755129.8025
PLATEFORME LOGISTIQUE #26 | INDUSTRIEL | PLATEFORME LOGISTIQUE | 66575.3905 | 2012 | 54980.0269 | 81133.242 | 2500 | 2 | 20243.2299 | 7546.0413 | 66897.522 | 46402.2482 | 2 | 101882.7186 | 167505.9088 | 13 | 0 | 0 | 0 | 11406.8969 | 4058.8246 | 2 | 374126.0283 | 2027.8807 | 256753.7097 | 2186.7976 | 47448.3936 | 134.2957 | 254.069 | 59.5909 | 176652.0683 | 779.1739 | 0 | 284775.885 | 95.56% | 4.442% | 717.2348 | 0 | 327.6043 | 32.0182 | 1839.0592 | 758.1547 | 1690.8941 | 73.9985 | 1169.1403 | 49843.9758 | 441008.7194 | 492021.8355 | 1692352.2318 | 2281522.4489 | 14.78% | 2677292.2012
PLATEFORME LOGISTIQUE #27 | INDUSTRIEL | PLATEFORME LOGISTIQUE | 60429.2162 | 2009 | 53984.151 | 66718.2704 | 2500 | 2 | 24745.1753 | 4301.254 | 47955.1825 | 29375.9098 | 2 | 115021.6209 | 126152.8016 | 13 | 0 | 0 | 0 | 6915.7459 | 3581.2605 | 2 | 220989.2791 | 1685.5202 | 237958.9279 | 2312.5316 | 35098.1054 | 111.1134 | 171.9624 | 49.296 | 166861.041 | 860.1552 | 0 | 196927.2332 | 97.65% | 2.346% | 704.2751 | 0 | 329.3 | 27.8093 | 1208.0202 | 951.7158 | 1315.9051 | 68.5046 | 886.9021 | 35489.8943 | 272516.7621 | 308893.5585 | 1315912.6307 | 1688948.7062 | 3.83% | 1756203.955
PLATEFORME LOGISTIQUE #28 | INDUSTRIEL | PLATEFORME LOGISTIQUE | 18244.7754 | 2011 | 15950.2911 | 21159.9183 | 2500 | 2 | 21120.2929 | 1776.1454 | 15269.2313 | 14030.4048 | 0 | 30244.7648 | 37187.5028 | 4 | 0 | 0 | 0 | 2478.9084 | 1147.5153 | 1 | 69585.6243 | 622.0628 | 63037.3354 | 673.4123 | 14743.5575 | 35.4979 | 51.2984 | 17.3971 | 37029.0137 | 215.8603 | 0 | 75304.1513 | 97.63% | 2.37% | 227.9321 | 0 | 95.85 | 9.4522 | 370.2203 | 206.595 | 364.0386 | 22.1397 | 261.7209 | 12846.3633 | 95387.6744 | 108495.7586 | 401072.4822 | 531855.0078 | 13.04% | 611606.7179
PLATEFORME LOGISTIQUE #29 | INDUSTRIEL | PLATEFORME LOGISTIQUE | 60934.8181 | 2017 | 63587.6203 | 76591.8196 | 2500 | 2 | 19604.2289 | 5795.8183 | 68317.0278 | 39688.865 | 2 | 103241.3798 | 121278.8864 | 11 | 0 | 0 | 0 | 7908.0411 | 5752.5877 | 1 | 281968.8584 | 1747.2907 | 232032.9071 | 2331.3007 | 57469.4424 | 147.3021 | 196.9603 | 46.261 | 166939.6978 | 724.1606 | 0 | 295714.0601 | 94.02% | 5.983% | 533.3896 | 0 | 355.1809 | 27.2278 | 1352.7888 | 693.2633 | 1200.7201 | 68.7476 | 1192.5525 | 53542.3836 | 358436.7153 | 413171.6515 | 1553828.5882 | 2032535.3816 | 12.28% | 2317051.1908
PLATEFORME LOGISTIQUE #30 | INDUSTRIEL | PLATEFORME LOGISTIQUE | 60176.7284 | 2023 | 60888.9104 | 120940.1431 | 2500 | 4 | 19176.305 | 7666.5273 | 64659.515 | 37074.3801 | 2 | 138079.3362 | 166929.7497 | 12 | 0 | 0 | 0 | 9367.7118 | 5973.8553 | 2 | 380019.1013 | 1774.6892 | 206076.2796 | 2449.7848 | 52528.31 | 105.3174 | 147.3892 | 37.1681 | 220799.3842 | 680.5818 | 0 | 263859.7971 | 96.18% | 3.823% | 565.0748 | 0 | 377.6181 | 24.5277 | 1039.2481 | 687.3678 | 1675.0656 | 70.573 | 1108.8161 | 55089.8313 | 245787.1773 | 301985.8247 | 1751391.0936 | 2140284.7729 | 14.31% | 2497666.1239
PLATEFORME LOGISTIQUE #31 | INDUSTRIEL | PLATEFORME LOGISTIQUE | 57239.7668 | 2009 | 59090.7651 | 72346.7526 | 2500 | 2 | 20342.4293 | 4641.9404 | 41492.629 | 33515.42 | 2 | 111701.2274 | 102397.7829 | 14 | 0 | 0 | 0 | 6509.209 | 3614.8617 | 1 | 246628.479 | 1735.935 | 184790.876 | 2223.4079 | 46038.4332 | 117.627 | 216.9729 | 48.6268 | 101779.1572 | 569.7083 | 0 | 247445.1361 | 94.92% | 5.075% | 552.2348 | 0 | 340.7396 | 23.3464 | 1464.3341 | 773.5081 | 1585.2742 | 66.0816 | 1005.7813 | 51888.2744 | 299316.0651 | 352210.1208 | 1286095.8118 | 1687800.426 | 1.255% | 1709257.4631
PLATEFORME LOGISTIQUE #32 | INDUSTRIEL | PLATEFORME LOGISTIQUE | 50856.9177 | 2016 | 45035.1911 | 62196.5762 | 2500 | 2 | 20056.4046 | 6234.6444 | 58893.0332 | 41580.8126 | 1 | 106623.3864 | 116767.7035 | 11 | 0 | 0 | 0 | 7897.069 | 3396.7353 | 1 | 268733.0008 | 1179.9988 | 226691.0916 | 1724.9503 | 41198.8681 | 95.5963 | 184.9436 | 34.9237 | 153487.5162 | 454.5366 | 0 | 231640.8343 | 95.99% | 4.01% | 548.6252 | 0 | 332.7934 | 16.4069 | 1403.1507 | 638.8387 | 988.3089 | 59.9854 | 810.6934 | 55886.3078 | 222160.1226 | 278857.1238 | 1380728.2005 | 1709236.3504 | 14.29% | 1994298.3455
PLATEFORME LOGISTIQUE #33 | INDUSTRIEL | PLATEFORME LOGISTIQUE | 34151.2055 | 2022 | 35493.7998 | 65103.111 | 2500 | 2 | 18995.6848 | 3922.7753 | 35588.4914 | 22585.2351 | 1 | 82311.5753 | 101881.2433 | 7 | 0 | 0 | 0 | 6345.5724 | 2953.4723 | 1 | 214400.0183 | 739.8896 | 115433.3347 | 919.3494 | 40000.0219 | 56.2136 | 127.581 | 19.8946 | 116431.8131 | 443.7875 | 0 | 213729.273 | 95.38% | 4.62% | 295.3145 | 0 | 214.1344 | 11.6985 | 929.1313 | 587.6901 | 923.2675 | 34.5612 | 539.6687 | 40370.4721 | 214594.2945 | 255504.4353 | 1066846.3634 | 1368725.0272 | 14.75% | 1605569.7059
PLATEFORME LOGISTIQUE #34 | INDUSTRIEL | PLATEFORME LOGISTIQUE | 21498.5881 | 2011 | 17991.0103 | 28057.4729 | 2500 | 2 | 19383.7052 | 2360.1504 | 15042.097 | 14953.895 | 0 | 43178.1859 | 43634.4652 | 4 | 0 | 0 | 0 | 2639.4109 | 1459.4332 | 0 | 110796.2684 | 543.6251 | 74148.5578 | 605.616 | 14627.2908 | 36.2452 | 52.4445 | 19.9465 | 46826.0121 | 231.4794 | 0 | 105094.1778 | 97.68% | 2.318% | 236.4577 | 0 | 125.8519 | 10.1699 | 516.5741 | 300.018 | 466.4528 | 24.4146 | 366.9369 | 18486.7166 | 136609.3718 | 155463.0253 | 535207.2189 | 720777.1174 | 9.781% | 798920.0808
PLATEFORME LOGISTIQUE #35 | INDUSTRIEL | PLATEFORME LOGISTIQUE | 68748.1643 | 2021 | 86308.6772 | 114174.2401 | 2500 | 4 | 19036.7012 | 9932.0324 | 90320.7616 | 55866.3405 | 1 | 163899.3011 | 189824.5077 | 18 | 0 | 0 | 0 | 11692.95 | 8058.4954 | 1 | 464906.7907 | 1684.6356 | 269229.839 | 2475.686 | 61122.3538 | 170.5382 | 168.2274 | 40.5866 | 246350.515 | 811.2875 | 0 | 408810.2172 | 95.39% | 4.612% | 841.8871 | 0 | 313.7448 | 23.2682 | 1855.3972 | 1241.211 | 1722.3037 | 80.3237 | 962.6624 | 57608.1241 | 327836.4457 | 386407.2322 | 2209570.1962 | 2715011.5318 | 3.365% | 2809545.2358
PLATEFORME LOGISTIQUE #36 | INDUSTRIEL | PLATEFORME LOGISTIQUE | 70911.1763 | 2018 | 91329.7304 | 132579.8234 | 2500 | 4 | 21881.9065 | 6071.3173 | 67614.4922 | 54275.9851 | 2 | 145338.4118 | 154860.3548 | 14 | 0 | 0 | 0 | 10031.8513 | 7178.5779 | 2 | 426413.1046 | 1538.1257 | 288051.7666 | 2839.479 | 65116.5647 | 155.2143 | 201.3038 | 48.8646 | 211211.2096 | 868.0446 | 0 | 393313.6439 | 94.18% | 5.823% | 769.0619 | 0 | 386.0083 | 32.8592 | 1916.993 | 1051.8272 | 1346.8045 | 77.1652 | 1077.1262 | 71482.2707 | 461079.6761 | 533639.073 | 2118151.4469 | 2759446.2994 | 2.453% | 2828839.2159
PLATEFORME LOGISTIQUE #37 | INDUSTRIEL | PLATEFORME LOGISTIQUE | 34315.7375 | 2018 | 36360.3974 | 54528.0641 | 2500 | 2 | 20857.3638 | 3342.9562 | 34384.3578 | 29379.4575 | 1 | 67178.6559 | 88920.3055 | 7 | 0 | 0 | 0 | 5956.7195 | 3687.5501 | 1 | 158947.2172 | 868.8912 | 139644.9768 | 1171.1404 | 33865.6172 | 56.1665 | 131.5401 | 24.243 | 77228.2346 | 497.0141 | 0 | 176102.2351 | 97.13% | 2.874% | 374.0567 | 0 | 152.7992 | 13.8358 | 919.4141 | 506.9106 | 805.5196 | 36.8772 | 525.7685 | 29173.7863 | 149725.182 | 179424.7369 | 902820.1028 | 1124834.5221 | 14.38% | 1313789.2619
PLATEFORME LOGISTIQUE #38 | INDUSTRIEL | PLATEFORME LOGISTIQUE | 43835.8425 | 2023 | 55747.0835 | 76392.967 | 2500 | 2 | 23467.7653 | 6256.8286 | 48382.9634 | 42321.7405 | 1 | 112494.8138 | 87394.1874 | 7 | 0 | 0 | 0 | 7957.1801 | 4806.1455 | 1 | 302864.1941 | 1020.9408 | 176495.2904 | 1248.8836 | 34454.3888 | 103.7555 | 111.3826 | 35.0912 | 128749.8246 | 550.6122 | 0 | 204489.9184 | 96.18% | 3.82% | 439.201 | 0 | 246.8122 | 19.3485 | 1076.6257 | 653.1572 | 1215.1362 | 34.4849 | 915.3183 | 47592.2197 | 267571.5535 | 316079.0915 | 1334249.3684 | 1718249.1533 | 1.972% | 1752810.0614
PLATEFORME LOGISTIQUE #39 | INDUSTRIEL | PLATEFORME LOGISTIQUE | 21855.3353 | 2019 | 26330.3778 | 36325.3711 | 2500 | 2 | 22437.352 | 2860.6021 | 25941.6912 | 17753.0271 | 0 | 49770.9637 | 56661.0109 | 6 | 0 | 0 | 0 | 3325.5792 | 1807.1234 | 0 | 99830.619 | 502.0066 | 92202.9636 | 550.2002 | 25074.6453 | 43.0646 | 57.8548 | 13.596 | 71308.6821 | 255.2749 | 0 | 93940.8695 | 97.84% | 2.162% | 257.0129 | 0 | 138.8666 | 10.3499 | 615.0544 | 314.4191 | 610.4567 | 16.2034 | 462.1302 | 21277.6946 | 114980.5259 | 136720.3506 | 614458.4205 | 787725.0774 | 6.758% | 844814.3498
PLATEFORME LOGISTIQUE #40 | INDUSTRIEL | PLATEFORME LOGISTIQUE | 45745.8101 | 2014 | 38566.6782 | 76465.3652 | 2500 | 2 | 22576.7911 | 4379.1368 | 41472.1801 | 33097.7393 | 1 | 101543.6621 | 78678.6381 | 12 | 0 | 0 | 0 | 6813.4103 | 4417.6332 | 1 | 196931.5929 | 1618.2477 | 173939.3021 | 1136.0127 | 40897.6942 | 86.41 | 134.27 | 40.1541 | 143680.7056 | 620.8607 | 0 | 181620.5302 | 97.76% | 2.245% | 540.8053 | 0 | 211.4536 | 16.6013 | 815.2266 | 762.2941 | 1149.4169 | 48.9313 | 753.2073 | 31389.1804 | 247713.7552 | 279856.1429 | 1162609.2791 | 1511259.7093 | 13.35% | 1744016.4615
PLATEFORME LOGISTIQUE #41 | INDUSTRIEL | PLATEFORME LOGISTIQUE | 71324.6374 | 2018 | 84454.2316 | 114341.6401 | 2500 | 4 | 23061.6528 | 8098.3435 | 66033.7662 | 57636.5644 | 2 | 166175.3331 | 200462.8389 | 14 | 0 | 0 | 0 | 9254.9522 | 4900.0469 | 2 | 302222.6502 | 2044.6614 | 298350.9344 | 2144.0866 | 68845.5515 | 122.2196 | 187.0391 | 56.1405 | 197243.5261 | 933.0171 | 0 | 422174.077 | 95.85% | 4.155% | 750.1773 | 0 | 421.286 | 32.881 | 1670.385 | 1003.5809 | 1623.1666 | 63.7954 | 946.7353 | 69556.5489 | 359587.6312 | 430090.9154 | 1986136.8547 | 2500088.3893 | 7.315% | 2697394.8745
PLATEFORME LOGISTIQUE #42 | INDUSTRIEL | PLATEFORME LOGISTIQUE | 31440.9779 | 2011 | 25216.0406 | 52220.5726 | 2500 | 2 | 17628.0181 | 2672.7891 | 27140.887 | 15847.5445 | 1 | 47328.4276 | 68063.3767 | 7 | 0 | 0 | 0 | 4378.2692 | 1887.939 | 1 | 127737.1684 | 973.293 | 132523.4794 | 1256.556 | 29857.904 | 74.2917 | 111.2585 | 20.4687 | 82831.4217 | 357.0077 | 0 | 150737.3092 | 93.87% | 6.127% | 301.3935 | 0 | 160.0769 | 16.3134 | 800.3265 | 514.9727 | 867.2349 | 24.5137 | 556.6834 | 28046.7523 | 169088.1821 | 197691.6177 | 782835.2314 | 1014836.5079 | 15.4% | 1199505.6779
PLATEFORME LOGISTIQUE #43 | INDUSTRIEL | PLATEFORME LOGISTIQUE | 26668.1393 | 2015 | 27183.0118 | 39604.9129 | 2500 | 2 | 21333.2291 | 3440.9525 | 31382.7204 | 20300.7454 | 1 | 50161.385 | 71367.8993 | 6 | 0 | 0 | 0 | 4584.2323 | 1762.683 | 1 | 98086.7607 | 671.069 | 89706.7539 | 868.5745 | 27642.1718 | 42.1854 | 92.9608 | 20.5818 | 71027.5204 | 349.7133 | 0 | 131541.1651 | 97.37% | 2.629% | 281.5782 | 0 | 156.6164 | 10.0251 | 662.8625 | 449.9184 | 561.8005 | 19.9701 | 509.41 | 23759.2824 | 139564.3624 | 163833.0548 | 664412.1035 | 862388.3112 | 1.763% | 877863.4728
PLATEFORME LOGISTIQUE #44 | INDUSTRIEL | PLATEFORME LOGISTIQUE | 57471.9611 | 2017 | 72336.3201 | 75412.0165 | 2500 | 2 | 21924.0065 | 6927.2441 | 52955.8702 | 36146.908 | 2 | 132305.4614 | 127853.4436 | 10 | 0 | 0 | 0 | 8057.5579 | 6203.2986 | 2 | 237982.448 | 1286.5657 | 256710.4869 | 2299.6192 | 39997.4735 | 143.9217 | 154.9224 | 40.6906 | 195062.5745 | 676.4304 | 0 | 272184.39 | 96.34% | 3.663% | 571.1529 | 0 | 289.8167 | 19.5273 | 1493.2687 | 857.4608 | 1511.5739 | 45.413 | 739.4931 | 43413.4332 | 358190.8005 | 402343.7268 | 1552193.9607 | 2038732.8804 | 6.58% | 2182330.2698
PLATEFORME LOGISTIQUE #45 | INDUSTRIEL | PLATEFORME LOGISTIQUE | 30622.1302 | 2012 | 34029.4555 | 35090.662 | 2500 | 2 | 20865.3406 | 3358.6999 | 33072.3133 | 17091.4258 | 1 | 43711.3161 | 71921.7665 | 8 | 0 | 0 | 0 | 4726.2439 | 2585.7314 | 1 | 131299.6666 | 761.9479 | 104446.7511 | 856.1805 | 28245.6952 | 47.5218 | 119.4507 | 27.271 | 90277.6145 | 335.4332 | 0 | 159872.5296 | 95.6% | 4.403% | 390.0671 | 0 | 138.202 | 13.5258 | 798.4058 | 537.5207 | 747.7086 | 25.1102 | 554.9932 | 30759.2057 | 186131.7768 | 217445.9757 | 766192.9464 | 1013901.3437 | 10.34% | 1130851.8671
PLATEFORME LOGISTIQUE #46 | INDUSTRIEL | PLATEFORME LOGISTIQUE | 70536.2908 | 2011 | 61831.0336 | 81575.5164 | 2500 | 2 | 23688.296 | 5241.3173 | 50169.4325 | 52331.3391 | 2 | 150259.6787 | 150698.9436 | 16 | 0 | 0 | 0 | 12450.6444 | 6236.6289 | 1 | 266915.4243 | 1612.5745 | 231562.8633 | 2818.1643 | 42654.6137 | 164.2953 | 248.3719 | 58.9526 | 145724.4162 | 898.3307 | 0 | 344891.734 | 96.56% | 3.437% | 558.7118 | 0 | 410.2543 | 24.7552 | 1720.1666 | 1052.946 | 1927.4713 | 78.2183 | 949.0111 | 66663.338 | 329497.0005 | 397109.3496 | 1612316.2104 | 2084075.7846 | 2.426% | 2135886.0305
PLATEFORME LOGISTIQUE #47 | INDUSTRIEL | PLATEFORME LOGISTIQUE | 16085.133 | 2016 | 19048.8606 | 25125.4848 | 2500 | 2 | 19738.0848 | 1865.3639 | 13714.3177 | 12471.2139 | 1 | 28280.3017 | 42947.4354 | 4 | 0 | 0 | 0 | 2750.6248 | 1514.4642 | 0 | 65080.7781 | 494.9184 | 71214.2175 | 559.7742 | 16994.8301 | 27.7843 | 61.661 | 10.5243 | 51405.0605 | 202.7158 | 0 | 68146.5624 | 94.27% | 5.728% | 167.9291 | 0 | 83.8908 | 5.1696 | 362.9566 | 226.1734 | 404.9719 | 16.3624 | 260.9966 | 16059.9434 | 66412.9388 | 82733.8787 | 424437.6773 | 531450.5734 | 13.01% | 610942.1056
PLATEFORME LOGISTIQUE #48 | INDUSTRIEL | PLATEFORME LOGISTIQUE | 24380.7272 | 2022 | 23475.3808 | 43361.8128 | 2500 | 2 | 23335.7448 | 2672.6929 | 26806.1539 | 19016.2516 | 1 | 62187.5502 | 61839.4259 | 6 | 0 | 0 | 0 | 3616.0739 | 2006.6723 | 1 | 167603.0914 | 869.5376 | 82429.2577 | 755.2381 | 27759.1475 | 39.91 | 72.1054 | 14.1472 | 79932.2962 | 270.2128 | 0 | 149899.7973 | 96.87% | 3.135% | 261.7933 | 0 | 146.7058 | 12.8057 | 586.6786 | 427.4987 | 509.0368 | 26.8251 | 568.8938 | 23577.7176 | 134630.8424 | 158777.4538 | 761795.0813 | 952201.794 | 14.04% | 1107738.5077
PLATEFORME LOGISTIQUE #49 | INDUSTRIEL | PLATEFORME LOGISTIQUE | 44159.3059 | 2018 | 39883.2508 | 67200.5733 | 2500 | 2 | 18584.2914 | 5430.8042 | 36512.5529 | 34553.7918 | 1 | 107862.7805 | 100771.5479 | 9 | 0 | 0 | 0 | 8099.9096 | 4151.8096 | 1 | 256131.4585 | 959.9737 | 151214.0744 | 1699.9307 | 32561.3563 | 87.7137 | 136.3745 | 32.9961 | 109420.888 | 588.6777 | 0 | 257686.2543 | 95.17% | 4.825% | 437.8095 | 0 | 246.4969 | 22.9104 | 1038.3806 | 686.6068 | 869.107 | 40.7366 | 858.2549 | 34767.8279 | 257516.2826 | 293142.3654 | 1210834.6189 | 1549522.8263 | 12.7% | 1774907.3672
PLATEFORME LOGISTIQUE #50 | INDUSTRIEL | PLATEFORME LOGISTIQUE | 40556.1638 | 2023 | 48664.2244 | 63614.5309 | 2500 | 2 | 18258.4177 | 4421.4903 | 49987.8387 | 32223.2754 | 1 | 87846.9935 | 114560.6805 | 7 | 0 | 0 | 0 | 6100.8436 | 4081.98 | 1 | 173770.775 | 1258.7183 | 182258.9502 | 1478.7962 | 40679.6201 | 99.9148 | 114.3625 | 28.6648 | 94211.0603 | 467.603 | 0 | 181193.1125 | 95.61% | 4.392% | 430.1645 | 0 | 214.6127 | 14.6213 | 974.341 | 568.4895 | 934.849 | 35.7908 | 653.9719 | 38402.2957 | 205965.9178 | 245022.1853 | 1095968.8499 | 1412965.1852 | 1.115% | 1428890.7409
PLATEFORME LOGISTIQUE #51 | INDUSTRIEL | PLATEFORME LOGISTIQUE | 23216.1089 | 2014 | 27244.0868 | 36805.5771 | 2500 | 2 | 23800.0301 | 2521.7297 | 28020.1392 | 16611.207 | 1 | 50751.1287 | 47258.4776 | 5 | 0 | 0 | 0 | 2904.5409 | 1852.2995 | 1 | 88449.3038 | 647.6824 | 85663.4889 | 650.6178 | 15306.2303 | 53.6559 | 76.6255 | 18.5109 | 55885.6649 | 293.3484 | 0 | 81368.6664 | 97.94% | 2.061% | 264.5226 | 0 | 121.9437 | 8.8552 | 566.5087 | 393.4819 | 516.0911 | 20.3399 | 412.2656 | 24699.6822 | 98900.9452 | 124012.893 | 552087.0273 | 701864.5846 | 2.672% | 721135.1224
PLATEFORME LOGISTIQUE #52 | INDUSTRIEL | PLATEFORME LOGISTIQUE | 19756.2534 | 2021 | 21925.9526 | 36795.3037 | 2500 | 2 | 20009.1226 | 1780.2369 | 21618.4056 | 12573.2704 | 0 | 38189.6264 | 44824.4698 | 3 | 0 | 0 | 0 | 3526.4938 | 1929.728 | 0 | 124878.3957 | 557.6221 | 66336.9705 | 513.7293 | 21241.5534 | 42.0661 | 66.191 | 16.2394 | 45496.3054 | 243.7842 | 0 | 94558.8596 | 93.62% | 6.377% | 251.9368 | 0 | 99.9485 | 8.0327 | 549.4816 | 232.7849 | 533.4155 | 20.3261 | 316.5749 | 22237.2949 | 127889.7931 | 150443.6629 | 555621.0833 | 736325.7093 | 15.6% | 872394.8408
PLATEFORME LOGISTIQUE #53 | INDUSTRIEL | PLATEFORME LOGISTIQUE | 60699.6189 | 2022 | 60568.0519 | 82032.3558 | 2500 | 2 | 23243.3025 | 6095.53 | 82570.3249 | 37630.0312 | 1 | 159556.6211 | 184677.8268 | 11 | 0 | 0 | 0 | 12874.3597 | 4368.029 | 2 | 352360.0128 | 2104.5786 | 223024.9137 | 2421.9911 | 50441.4216 | 150.5455 | 169.9155 | 39.9886 | 145550.1185 | 797.4863 | 0 | 320065.2105 | 94.08% | 5.922% | 674.7741 | 0 | 278.4189 | 20.1402 | 1159.0066 | 1009.9398 | 1293.8206 | 69.9263 | 1002.6261 | 60349.4438 | 280607.9261 | 341959.9961 | 1705093.5432 | 2114461.1614 | 6.551% | 2262690.0651
PLATEFORME LOGISTIQUE #54 | INDUSTRIEL | PLATEFORME LOGISTIQUE | 41906.1491 | 2020 | 39198.7178 | 80523.5307 | 2500 | 2 | 23381.5905 | 4145.5298 | 49714.3899 | 35924.506 | 1 | 95544.9988 | 76421.9719 | 8 | 0 | 0 | 0 | 6810.1097 | 4548.9924 | 1 | 229544.6828 | 1001.7313 | 176714.634 | 1331.9531 | 43013.4429 | 106.6065 | 122.1356 | 28.9558 | 125683.384 | 612.4729 | 0 | 182108.2312 | 95.16% | 4.844% | 525.9199 | 0 | 174.0479 | 22.1849 | 733.8317 | 737.6694 | 901.4517 | 31.6209 | 745.2594 | 31770.6351 | 179508.1475 | 212024.042 | 1178047.1511 | 1446503.3147 | 11.59% | 1636188.6825
PLATEFORME LOGISTIQUE #55 | INDUSTRIEL | PLATEFORME LOGISTIQUE | 65877.0428 | 2023 | 77030.9801 | 138083.3437 | 2500 | 4 | 23493.6449 | 9247.2108 | 68099.8446 | 58133.4004 | 2 | 178357.1747 | 173204.401 | 11 | 0 | 0 | 0 | 11357.9822 | 7930.2072 | 2 | 437942.6322 | 1536.9144 | 328569.5264 | 1722.2538 | 70089.702 | 145.8034 | 250.9348 | 63.0406 | 247263.5889 | 882.5567 | 0 | 399873.5786 | 97.16% | 2.841% | 753.0456 | 0 | 404.9741 | 29.0517 | 1147.534 | 810.8972 | 1345.9842 | 62.9942 | 1124.7796 | 55000.4963 | 314956.5651 | 371081.841 | 2244247.7219 | 2730667.5056 | 9.925% | 3031547.7716
PLATEFORME LOGISTIQUE #56 | INDUSTRIEL | PLATEFORME LOGISTIQUE | 16364.632 | 2018 | 14978.4781 | 23900.9283 | 2500 | 2 | 21206.5253 | 1652.9684 | 13413.0325 | 10792.3443 | 0 | 26911.1763 | 32009.9621 | 4 | 0 | 0 | 0 | 2569.5597 | 1282.4506 | 0 | 98715.5411 | 392.9629 | 81595.4357 | 518.8528 | 15836.3899 | 40.0219 | 64.2327 | 11.5117 | 56174.2878 | 219.4265 | 0 | 95431.1943 | 95.26% | 4.739% | 150.932 | 0 | 70.1408 | 5.3464 | 304.8838 | 266.943 | 432.5604 | 16.251 | 341.5128 | 18247.2788 | 102982.3066 | 121571.0981 | 490023.22 | 628515.3156 | 6.366% | 671246.7864
PLATEFORME LOGISTIQUE #57 | INDUSTRIEL | PLATEFORME LOGISTIQUE | 38096.2996 | 2020 | 51787.554 | 63122.4397 | 2500 | 2 | 19263.6019 | 3588.9663 | 44233.3063 | 33892.1506 | 1 | 71125.0721 | 85552.3535 | 8 | 0 | 0 | 0 | 6784.6762 | 3485.9739 | 1 | 221922.0608 | 986.586 | 162216.8165 | 1055.8704 | 26985.3467 | 69.685 | 109.5443 | 29.109 | 108110.8799 | 348.9784 | 0 | 197098.4549 | 94.72% | 5.281% | 434.1379 | 0 | 249.493 | 16.509 | 795.4904 | 654.8247 | 698.4123 | 30.5555 | 798.5651 | 39198.2526 | 164359.9024 | 204356.72 | 1095980.8724 | 1347156.5086 | 12.34% | 1536853.8586
PLATEFORME LOGISTIQUE #58 | INDUSTRIEL | PLATEFORME LOGISTIQUE | 54026.2293 | 2022 | 49114.9637 | 88789.0841 | 2500 | 2 | 20645.2507 | 7121.1933 | 75345.1615 | 45965.4639 | 2 | 126450.5492 | 151157.2379 | 13 | 0 | 0 | 0 | 7775.3093 | 5487.7154 | 1 | 245798.2205 | 1916.4431 | 231312.6475 | 1809.6667 | 64828.2914 | 111.263 | 135.516 | 47.1697 | 164202.7895 | 665.155 | 0 | 251333.6401 | 96.41% | 3.589% | 416.6435 | 0 | 261.1588 | 24.8081 | 1229.1587 | 866.8455 | 1498.1382 | 41.5321 | 900.0188 | 55158.4594 | 329468.6022 | 385527.0804 | 1535003.8051 | 2014308.9429 | 2.395% | 2063736.7787
PLATEFORME LOGISTIQUE #59 | INDUSTRIEL | PLATEFORME LOGISTIQUE | 21016.9628 | 2019 | 22588.5211 | 31707.1667 | 2500 | 2 | 23079.8824 | 2783.9219 | 22879.9024 | 16375.6517 | 1 | 51745.8282 | 57751.3179 | 4 | 0 | 0 | 0 | 3900.1871 | 1877.9055 | 1 | 112100.7261 | 703.2115 | 77497.985 | 820.7087 | 17845.2255 | 42.6007 | 70.3012 | 19.1119 | 55483.8901 | 264.3505 | 0 | 95776.0341 | 98.49% | 1.514% | 249.6182 | 0 | 104.4978 | 8.2261 | 424.5832 | 264.4581 | 399.1236 | 20.892 | 291.1519 | 21869.0571 | 96284.8734 | 118445.0824 | 575106.9648 | 724803.3688 | 14.59% | 848645.0022
PLATEFORME LOGISTIQUE #60 | INDUSTRIEL | PLATEFORME LOGISTIQUE | 45168.3372 | 2012 | 52532.6862 | 71274.3496 | 2500 | 2 | 18388.752 | 5110.1747 | 39152.0197 | 26316.0255 | 1 | 68165.3653 | 99669.421 | 10 | 0 | 0 | 0 | 5930.6012 | 3881.7919 | 1 | 204868.9968 | 1292.2573 | 197571.4982 | 1529.9952 | 28214.3977 | 101.2073 | 136.7796 | 28.5525 | 100902.5036 | 400.8356 | 0 | 171649.7351 | 95.1% | 4.905% | 538.39 | 0 | 216.9038 | 15.8452 | 1135.3323 | 707.4902 | 1245.8317 | 40.307 | 545.6058 | 32405.9212 | 256789.1941 | 289740.7212 | 1086520.1252 | 1432718.0629 | 12.1% | 1629883.4374
PLATEFORME LOGISTIQUE #61 | INDUSTRIEL | PLATEFORME LOGISTIQUE | 61234.3099 | 2018 | 77531.6317 | 84263.7801 | 2500 | 2 | 22212.8707 | 6745.7692 | 54966.829 | 51501.3106 | 1 | 144152.555 | 137816.0349 | 14 | 0 | 0 | 0 | 7804.8562 | 6218.968 | 2 | 374171.9287 | 1906.9207 | 201844.0774 | 1643.3111 | 54611.9923 | 115.6216 | 170.109 | 50.3162 | 177850.6866 | 549.3646 | 0 | 300522.8728 | 96.2% | 3.795% | 532.0381 | 0 | 264.4237 | 22.438 | 1668.9568 | 919.3583 | 1224.4464 | 46.3037 | 991.7644 | 62109.6985 | 332777.5271 | 395878.9899 | 1699356.8642 | 2166102.521 | 11.9% | 2458789.9783
PLATEFORME LOGISTIQUE #62 | INDUSTRIEL | PLATEFORME LOGISTIQUE | 49513.7544 | 2012 | 40917.3851 | 55812.5202 | 2500 | 2 | 17693.2392 | 5845.9216 | 50631.0249 | 39067.5962 | 1 | 77425.9264 | 93224.0131 | 9 | 0 | 0 | 0 | 8976.8817 | 4040.2332 | 2 | 270212.7683 | 1494.974 | 160085.339 | 1536.6374 | 33170.2641 | 93.7397 | 144.3494 | 34.4256 | 136770.6614 | 622.6585 | 0 | 229176.3794 | 94.08% | 5.92% | 522.1378 | 0 | 267.5628 | 24.6736 | 1362.9194 | 590.1175 | 933.715 | 48.1617 | 925.5252 | 37351.0737 | 201214.8208 | 239491.4197 | 1220526.2303 | 1515121.9126 | 2.722% | 1557518.659
PLATEFORME LOGISTIQUE #63 | INDUSTRIEL | PLATEFORME LOGISTIQUE | 18006.2738 | 2015 | 15334.5252 | 23470.5437 | 2500 | 2 | 19319.7614 | 1828.0881 | 19652.0449 | 14137.0267 | 0 | 32347.6673 | 35634.3885 | 4 | 0 | 0 | 0 | 2438.8124 | 1535.9305 | 0 | 105542.664 | 512.0096 | 58659.5631 | 505.157 | 11845.3384 | 40.5495 | 68.6376 | 14.7777 | 54675.6316 | 219.3825 | 0 | 73363.4232 | 93.17% | 6.831% | 224.4253 | 0 | 101.4752 | 6.6293 | 485.6092 | 224.3796 | 352.873 | 18.0107 | 225.4878 | 12856.8764 | 95746.9881 | 108829.3524 | 460463.568 | 595588.9857 | 9.352% | 657037.0502
PLATEFORME LOGISTIQUE #64 | INDUSTRIEL | PLATEFORME LOGISTIQUE | 49988.5788 | 2020 | 64328.2993 | 80728.1837 | 2500 | 2 | 19905.7701 | 6543.4974 | 45383.4728 | 29094.8577 | 2 | 110209.0154 | 112347.1668 | 10 | 0 | 0 | 0 | 7298.1856 | 5519.6654 | 2 | 222169.6209 | 1415.9988 | 236866.9722 | 1877.0862 | 48744.9127 | 123.8298 | 131.7488 | 36.8788 | 157341.388 | 595.9747 | 0 | 267775.6149 | 96.01% | 3.992% | 524.9561 | 0 | 260.9925 | 16.7908 | 1046.7103 | 606.7767 | 1214.5334 | 58.8828 | 1124.8637 | 43865.303 | 220095.5248 | 265085.6915 | 1416233.0242 | 1737732.7426 | 13.88% | 2017699.5818
PLATEFORME LOGISTIQUE #65 | INDUSTRIEL | PLATEFORME LOGISTIQUE | 28964.8038 | 2010 | 20771.9894 | 38651.5253 | 2500 | 2 | 23190.6879 | 2322.9271 | 27789.0035 | 22131.4061 | 1 | 44556.2603 | 43431.1496 | 8 | 0 | 0 | 0 | 4395.4648 | 1759.5411 | 1 | 97959.2973 | 655.9183 | 79490.151 | 757.7375 | 16731.0209 | 61.982 | 90.5183 | 27.4601 | 61958.4027 | 420.6946 | 0 | 109708.8128 | 95.61% | 4.394% | 338.1527 | 0 | 136.4084 | 10.8589 | 521.2048 | 518.6998 | 733.3398 | 35.1989 | 509.666 | 28538.625 | 123909.035 | 152957.326 | 600146.2674 | 791288.321 | 11.65% | 895672.26
PLATEFORME LOGISTIQUE #66 | INDUSTRIEL | PLATEFORME LOGISTIQUE | 53196.1812 | 2020 | 71294.8669 | 72662.1683 | 2500 | 2 | 24883.4065 | 6975.5394 | 46650.1415 | 50728.7737 | 1 | 111010.2132 | 107444.1398 | 12 | 0 | 0 | 0 | 7203.9089 | 4295.5908 | 1 | 279066.5114 | 1358.5111 | 238691.7942 | 1809.2946 | 40363.6166 | 100.3269 | 204.4262 | 38.2607 | 189586.1518 | 664.1833 | 0 | 238697.0363 | 95.36% | 4.639% | 522.451 | 0 | 307.3415 | 19.578 | 1075.4044 | 710.9772 | 1129.9981 | 61.1699 | 787.3563 | 59099.234 | 224031.3913 | 283917.9816 | 1519763.4889 | 1888986.7308 | 8.946% | 2074584.9763
PLATEFORME LOGISTIQUE #67 | INDUSTRIEL | PLATEFORME LOGISTIQUE | 74317.596 | 2019 | 76263.3512 | 130572.8431 | 2500 | 4 | 18552.6623 | 9126.6214 | 72951.9306 | 55836.0785 | 2 | 125253.3953 | 170777.3323 | 16 | 0 | 0 | 0 | 13613.1492 | 7888.1143 | 2 | 325446.3914 | 2039.135 | 310995.8303 | 2534.2601 | 53426.3575 | 122.8469 | 290.9836 | 64.9519 | 185776.0466 | 889.9692 | 0 | 290874.1195 | 95.91% | 4.093% | 785.4744 | 0 | 456.9183 | 38.2863 | 1845.886 | 989.0343 | 1455.6526 | 56.4002 | 1549.3963 | 65628.2531 | 494419.5175 | 561597.1668 | 1831023.0124 | 2474973.9341 | 10.23% | 2756994.6398
PLATEFORME LOGISTIQUE #68 | INDUSTRIEL | PLATEFORME LOGISTIQUE | 52137.3724 | 2010 | 40739.7781 | 56635.3906 | 2500 | 2 | 20772.6962 | 5667.9433 | 48395.0412 | 32747.9241 | 1 | 106047.4049 | 94581.2815 | 8 | 0 | 0 | 0 | 6069.5646 | 4592.3543 | 1 | 177436.6181 | 1655.2185 | 154362.6581 | 1955.4737 | 30781.7622 | 105.1123 | 173.712 | 32.9704 | 101541.2021 | 568.9182 | 0 | 183808.4101 | 97.44% | 2.561% | 559.518 | 0 | 314.3058 | 21.3291 | 958.5905 | 631.0653 | 1350.5284 | 42.6731 | 643.5704 | 41701.0363 | 308727.6619 | 351072.2686 | 1069310.688 | 1484943.7083 | 14.09% | 1728488.5487
PLATEFORME LOGISTIQUE #69 | INDUSTRIEL | PLATEFORME LOGISTIQUE | 33971.576 | 2008 | 22508.2257 | 41239.6595 | 2500 | 2 | 20373.2183 | 2595.0805 | 28341.7223 | 23341.6306 | 1 | 57637.4994 | 62320.7651 | 6 | 0 | 0 | 0 | 4485.7721 | 1888.9013 | 1 | 144452.8673 | 830.6675 | 130519.5716 | 1372.0364 | 29557.5332 | 59.6617 | 90.4156 | 21.6918 | 78696.0677 | 336.4699 | 0 | 105007.6231 | 93.38% | 6.62% | 321.3639 | 0 | 174.3683 | 17.9922 | 772.9303 | 460.8556 | 657.4559 | 28.1488 | 469.9059 | 22469.5371 | 195159.8537 | 218099.2966 | 738019.1611 | 991012.7839 | 1.616% | 1007294.3812
PLATEFORME LOGISTIQUE #70 | INDUSTRIEL | PLATEFORME LOGISTIQUE | 38238.905 | 2023 | 55047.2973 | 65961.7894 | 2500 | 2 | 22399.1573 | 5102.4478 | 41284.2577 | 27419.1268 | 1 | 79738.2823 | 85129.2322 | 10 | 0 | 0 | 0 | 5953.3643 | 3599.9998 | 1 | 237617.9987 | 1281.0287 | 176513.559 | 955.4202 | 45825.112 | 83.6401 | 153.6958 | 31.2321 | 99325.8377 | 348.5312 | 0 | 235174.0403 | 96.94% | 3.059% | 369.2999 | 0 | 232.2301 | 14.7199 | 872.582 | 684.8301 | 674.4299 | 40.6067 | 882.2907 | 39519.7017 | 193600.4505 | 234002.4429 | 1207490.6834 | 1503538.2745 | 2.598% | 1543638.4069
PLATEFORME LOGISTIQUE #71 | INDUSTRIEL | PLATEFORME LOGISTIQUE | 31596.6896 | 2016 | 35979.317 | 42701.3167 | 2500 | 2 | 23563.272 | 2584.1075 | 30786.3184 | 26612.6423 | 1 | 48549.5149 | 65874.4106 | 6 | 0 | 0 | 0 | 6013.2455 | 2882.8867 | 1 | 168111.9823 | 1045.4196 | 138792.0117 | 1168.8608 | 31108.8983 | 64.9883 | 107.6677 | 25.1136 | 99345.6502 | 343.9134 | 0 | 166565.3376 | 94.3% | 5.696% | 384.7006 | 0 | 206.4355 | 13.4209 | 689.9567 | 434.6165 | 678.951 | 25.2237 | 442.2386 | 26081.0467 | 190073.6802 | 216596.9655 | 877034.0696 | 1131840.5921 | 2.655% | 1162707.9686
PLATEFORME LOGISTIQUE #72 | INDUSTRIEL | PLATEFORME LOGISTIQUE | 28821.2437 | 2010 | 30651.0925 | 41512.0109 | 2500 | 2 | 23435.788 | 2919.054 | 28556.1129 | 16649.9078 | 1 | 43099.6904 | 53860.9533 | 7 | 0 | 0 | 0 | 3915.5116 | 2056.212 | 1 | 112042.51 | 671.3668 | 103710.7922 | 932.9269 | 21020.4648 | 50.5164 | 111.365 | 17.8225 | 78593.9282 | 372.8553 | 0 | 129847.5615 | 96.14% | 3.856% | 289.6268 | 0 | 151.8821 | 9.7704 | 706.3756 | 354.8834 | 586.3698 | 25.6521 | 506.2121 | 22621.6509 | 173751.9209 | 196879.7839 | 689837.5309 | 924708.8474 | 4.039% | 963631.3643
PLATEFORME LOGISTIQUE #73 | INDUSTRIEL | PLATEFORME LOGISTIQUE | 60903.9039 | 2010 | 59115.8563 | 81969.3448 | 2500 | 2 | 22921.5239 | 6640.2202 | 48508.4151 | 30924.4192 | 1 | 95152.8102 | 116971.6695 | 15 | 0 | 0 | 0 | 10672.3111 | 3432.1391 | 1 | 248682.7501 | 1739.3142 | 241553.7701 | 2131.4232 | 36671.7297 | 138.8702 | 208.0609 | 36.1724 | 129652.7902 | 671.5976 | 0 | 292363.2006 | 96.85% | 3.149% | 631.1274 | 0 | 399.4669 | 29.0444 | 1518.3586 | 984.2835 | 1562.11 | 66.6642 | 886.2884 | 45833.4178 | 340907.5721 | 387627.2784 | 1439915.979 | 1901188.9041 | 13.14% | 2188801.4122
PLATEFORME LOGISTIQUE #74 | INDUSTRIEL | PLATEFORME LOGISTIQUE | 38000.1574 | 2010 | 29751.9056 | 39243.3273 | 2500 | 2 | 23517.3548 | 3012.3368 | 37979.335 | 25705.2708 | 1 | 59967.9079 | 71163.3526 | 7 | 0 | 0 | 0 | 5416.4586 | 2130.9501 | 1 | 161231.9905 | 1300.9088 | 159690.6982 | 1095.1811 | 30973.8124 | 83.5136 | 117.0946 | 34.4474 | 78504.6601 | 495.8615 | 0 | 170935.9733 | 95.31% | 4.685% | 433.977 | 0 | 214.4958 | 12.2159 | 915.2548 | 581.9206 | 1015.8452 | 28.9076 | 425.9375 | 29578.4305 | 216549.8993 | 246554.2673 | 887620.7572 | 1172815.3531 | 5.453% | 1240461.3057
PLATEFORME LOGISTIQUE #75 | INDUSTRIEL | PLATEFORME LOGISTIQUE | 63888.3412 | 2020 | 63301.9151 | 95379.2866 | 2500 | 4 | 18551.5606 | 6448.9056 | 61013.2974 | 61797.6378 | 2 | 136593.6055 | 129078.9 | 12 | 0 | 0 | 0 | 13287.4768 | 5376.0862 | 2 | 295327.4214 | 2241.8445 | 335215.443 | 2118.08 | 69810.949 | 114.7191 | 253.4766 | 55.3468 | 195825.6019 | 661.1636 | 0 | 329458.7937 | 96.15% | 3.845% | 632.4799 | 0 | 292.652 | 29.1663 | 1140.6511 | 740.6192 | 1651.3997 | 64.7239 | 1280.7572 | 58893.4335 | 334567.4727 | 394741.6633 | 1834836.9272 | 2315205.4441 | 4% | 2411662.6555
PLATEFORME LOGISTIQUE #76 | INDUSTRIEL | PLATEFORME LOGISTIQUE | 25381.2853 | 2017 | 26209.0194 | 43968.656 | 2500 | 2 | 21627.457 | 2363.0124 | 24464.3567 | 19331.9995 | 1 | 47625.7814 | 69855.7877 | 5 | 0 | 0 | 0 | 3506.6618 | 2449.3687 | 1 | 145399.1945 | 751.2303 | 124935.0994 | 991.8441 | 21824.6132 | 39.9682 | 74.0322 | 16.2368 | 58192.0554 | 263.0026 | 0 | 129897.0904 | 96.43% | 3.573% | 213.7793 | 0 | 107.4469 | 11.1937 | 535.0234 | 398.1805 | 463.9749 | 26.4794 | 441.5831 | 22108.0267 | 127145.7601 | 149695.3699 | 726039.9668 | 916266.8211 | 13.63% | 1060803.1789
PLATEFORME LOGISTIQUE #77 | INDUSTRIEL | PLATEFORME LOGISTIQUE | 49001.2827 | 2010 | 44097.1316 | 80419.9336 | 2500 | 2 | 23337.2629 | 4895.8233 | 33523.0573 | 34554.1892 | 1 | 63665.1465 | 85791.2865 | 12 | 0 | 0 | 0 | 6712.7261 | 4056.9165 | 1 | 192968.3788 | 1434.3242 | 189107.0008 | 1221.3889 | 28663.3687 | 79.2608 | 129.9904 | 43.1795 | 92439.3181 | 664.4214 | 0 | 159680.814 | 92.85% | 7.15% | 484.3156 | 0 | 237.599 | 19.4913 | 912.408 | 787.6179 | 1098.7355 | 39.7535 | 772.6334 | 46825.9919 | 303119.0301 | 350717.6554 | 1034716.921 | 1427107.939 | 13.15% | 1643131.693
PLATEFORME LOGISTIQUE #78 | INDUSTRIEL | PLATEFORME LOGISTIQUE | 63508.9814 | 2023 | 72033.6295 | 83447.2407 | 2500 | 2 | 24451.5525 | 9391.2198 | 84351.0382 | 59712.746 | 2 | 149484.9232 | 140687.9417 | 11 | 0 | 0 | 0 | 12864.7617 | 5562.7478 | 1 | 445235.6073 | 1969.6387 | 273254.3776 | 1667.2214 | 66378.641 | 136.647 | 205.2066 | 51.1622 | 218340.1905 | 587.7182 | 0 | 394091.6869 | 96.08% | 3.919% | 566.8216 | 0 | 320.2241 | 20.891 | 1635.5614 | 726.2387 | 1162.2926 | 48.1179 | 1249.1436 | 60929.4672 | 313362.8801 | 375541.491 | 2053854.7663 | 2514396.4884 | 3.36% | 2601820.5204
PLATEFORME LOGISTIQUE #79 | INDUSTRIEL | PLATEFORME LOGISTIQUE | 23038.2665 | 2014 | 22455.0236 | 38658.1087 | 2500 | 2 | 19793.057 | 2000.346 | 26762.8157 | 18778.7743 | 1 | 51121.899 | 38419.4401 | 5 | 0 | 0 | 0 | 4137.9284 | 2245.1942 | 1 | 109096.3792 | 736.585 | 87846.7307 | 678.6301 | 23940.7279 | 37.2127 | 69.1536 | 14.4665 | 45542.2743 | 336.0504 | 0 | 80149.3414 | 94.91% | 5.087% | 203.2727 | 0 | 119.2986 | 9.4659 | 647.2921 | 364.4639 | 608.0623 | 17.6988 | 325.6629 | 17473.7311 | 132262.5977 | 150061.9917 | 558788.9516 | 731519.9283 | 8.637% | 800671.5903
PLATEFORME LOGISTIQUE #80 | INDUSTRIEL | PLATEFORME LOGISTIQUE | 26862.1299 | 2021 | 27736.8987 | 44233.1563 | 2500 | 2 | 22574.4926 | 3376.5668 | 26696.289 | 19990.7305 | 1 | 58425.3622 | 50357.022 | 6 | 0 | 0 | 0 | 4021.2191 | 1987.9746 | 1 | 146398.0728 | 698.414 | 134552.6066 | 999.1744 | 23837.5749 | 56.3577 | 97.528 | 21.3844 | 68993.3657 | 243.5659 | 0 | 112676.5704 | 98.37% | 1.629% | 237.22 | 0 | 144.841 | 12.2336 | 631.1345 | 383.6593 | 727.0418 | 32.753 | 602.7335 | 27232.2893 | 173693.3265 | 201528.3492 | 744367.2763 | 976034.1357 | 1.212% | 988005.4919
PLATEFORME LOGISTIQUE #81 | INDUSTRIEL | PLATEFORME LOGISTIQUE | 21128.7977 | 2018 | 19418.5766 | 40568.6791 | 2500 | 2 | 22473.2817 | 2495.6839 | 25973.0976 | 17065.7096 | 1 | 44727.0765 | 38953.4708 | 4 | 0 | 0 | 0 | 2907.398 | 1779.6531 | 1 | 82448.3728 | 484.5089 | 105047.6859 | 820.9294 | 18750.1597 | 50.0571 | 70.6236 | 20.0341 | 71945.123 | 297.7852 | 0 | 117425.723 | 94.32% | 5.681% | 183.0379 | 0 | 135.9824 | 9.6699 | 595.4623 | 371.5942 | 533.1807 | 20.4242 | 324.6658 | 19940.7451 | 136133.3599 | 156398.7708 | 604961.9692 | 785542.0094 | 12.64% | 899197.4254
PLATEFORME LOGISTIQUE #82 | INDUSTRIEL | PLATEFORME LOGISTIQUE | 49087.7696 | 2017 | 60522.8296 | 70943.3173 | 2500 | 2 | 20761.1549 | 5753.9409 | 52906.6539 | 30568.3271 | 1 | 97250.2633 | 84456.9828 | 10 | 0 | 0 | 0 | 7895.9802 | 3593.0415 | 1 | 248989.3325 | 1265.2037 | 220349.364 | 1511.4641 | 44886.4996 | 85.682 | 190.6241 | 29.354 | 149213.9374 | 612.469 | 0 | 216453.7426 | 93.61% | 6.392% | 596.7029 | 0 | 204.6822 | 23.2105 | 1305.9776 | 711.7907 | 1062.2768 | 45.7099 | 684.3004 | 34832.3796 | 328290.3091 | 363806.9892 | 1348880.3936 | 1786652.8353 | 14.81% | 2097314.0946
PLATEFORME LOGISTIQUE #83 | INDUSTRIEL | PLATEFORME LOGISTIQUE | 68815.2278 | 2017 | 55695.4587 | 94374.3677 | 2500 | 2 | 22203.0842 | 8792.0188 | 71527.8248 | 41102.9316 | 2 | 148099.7894 | 183261.1477 | 18 | 0 | 0 | 0 | 10090.6129 | 7139.9134 | 2 | 410142.4557 | 1786.0563 | 232529.7804 | 2415.8231 | 57227.6966 | 139.8383 | 209.8757 | 46.166 | 168840.2557 | 848.938 | 0 | 388778.8919 | 95.29% | 4.713% | 685.2931 | 0 | 407.3897 | 33.6328 | 1770.3671 | 880.0511 | 1903.4047 | 71.7903 | 1093.5786 | 54893.8426 | 390198.9509 | 446186.3721 | 1887350.5147 | 2428926.9938 | 2.664% | 2495394.4881
PLATEFORME LOGISTIQUE #84 | INDUSTRIEL | PLATEFORME LOGISTIQUE | 63885.7006 | 2022 | 62410.4656 | 135394.4351 | 2500 | 4 | 23459.8353 | 9372.7131 | 74703.0181 | 53197.722 | 2 | 154196.1998 | 148769.6565 | 13 | 0 | 0 | 0 | 11853.5091 | 7454.5108 | 1 | 392988.1014 | 2266.1107 | 309460.179 | 2397.1553 | 53122.1905 | 102.5759 | 229.7763 | 61.3377 | 165731.9234 | 846.7021 | 0 | 386995.476 | 97.83% | 2.167% | 781.1989 | 0 | 289.3034 | 23.0012 | 1747.1351 | 910.4037 | 1331.0736 | 67.034 | 1007.0826 | 80816.9329 | 359603.9043 | 441427.9199 | 2027225.9483 | 2561293.0208 | 7.923% | 2781678.1581
PLATEFORME LOGISTIQUE #85 | INDUSTRIEL | PLATEFORME LOGISTIQUE | 45999.0922 | 2012 | 36918.0813 | 53600.1121 | 2500 | 2 | 24689.7651 | 5552.463 | 53727.8274 | 22963.5223 | 1 | 96512.9433 | 84511.0775 | 9 | 0 | 0 | 0 | 6321.5754 | 2795.4544 | 1 | 169997.957 | 1512.7108 | 204341.6885 | 1246.3781 | 41287.52 | 92.0682 | 116.7616 | 36.9296 | 110612.0489 | 512.0455 | 0 | 227182.0128 | 96.2% | 3.804% | 463.8167 | 0 | 305.349 | 18.2358 | 888.945 | 673.8758 | 876.1441 | 38.8963 | 692.5871 | 29587.8067 | 231024.1554 | 261304.5492 | 1143190.4367 | 1456913.1593 | 5.15% | 1536010.0142
PLATEFORME LOGISTIQUE #86 | INDUSTRIEL | PLATEFORME LOGISTIQUE | 70372.0243 | 2018 | 59693.5658 | 97410.5358 | 2500 | 4 | 21526.6689 | 7048.893 | 72779.2178 | 55055.3143 | 2 | 173216.2076 | 176797.9936 | 18 | 0 | 0 | 0 | 9610.685 | 6048.3618 | 2 | 331395.1892 | 2131.5467 | 250022.2806 | 1847.0166 | 52014.3879 | 128.162 | 278.2659 | 64.8947 | 155358.1665 | 785.3369 | 0 | 287265.1369 | 98.06% | 1.935% | 846.5149 | 0 | 469.097 | 33.9432 | 1355.6985 | 1092.8091 | 1520.3404 | 58.0238 | 986.8898 | 54209.7703 | 375308.4857 | 430505.1457 | 1742935.6196 | 2282368.5246 | 1.744% | 2322872.733
PLATEFORME LOGISTIQUE #87 | INDUSTRIEL | PLATEFORME LOGISTIQUE | 34484.4773 | 2017 | 38644.4458 | 53657.3694 | 2500 | 2 | 20353.266 | 4160.0662 | 30303.5258 | 25035.5377 | 1 | 51226.538 | 63065.237 | 7 | 0 | 0 | 0 | 5320.1397 | 3382.7464 | 1 | 213998.6761 | 782.7965 | 167340.1393 | 1221.9069 | 35325.6377 | 70.5266 | 128.6262 | 26.6188 | 79899.2039 | 452.291 | 0 | 199999.6005 | 96.67% | 3.332% | 274.377 | 0 | 195.0087 | 15.2495 | 970.4783 | 625.6699 | 929.2859 | 34.3659 | 642.6625 | 33193.4201 | 174149.3323 | 207985.4149 | 1012454.4466 | 1270970.7666 | 5.104% | 1339333.1916
PLATEFORME LOGISTIQUE #88 | INDUSTRIEL | PLATEFORME LOGISTIQUE | 37436.5497 | 2008 | 25221.2057 | 47633.7772 | 2500 | 2 | 18338.6142 | 3204.1992 | 27670.5941 | 19482.437 | 1 | 51102.9968 | 54385.9331 | 10 | 0 | 0 | 0 | 4467.1979 | 2551.6757 | 1 | 183943.0549 | 1022.6545 | 115701.6877 | 1491.8609 | 25738.4243 | 69.0172 | 145.1132 | 23.6222 | 73602.1389 | 344.432 | 0 | 161366.752 | 97.79% | 2.209% | 382.6228 | 0 | 153.7718 | 15.2956 | 752.006 | 468.8981 | 839.9441 | 30.9449 | 558.2184 | 25599.5191 | 184873.7834 | 211031.5209 | 831833.8384 | 1089278.2963 | 9.183% | 1199424.6998
PLATEFORME LOGISTIQUE #89 | INDUSTRIEL | PLATEFORME LOGISTIQUE | 54428.2518 | 2022 | 67080.9278 | 80600.7364 | 2500 | 2 | 21480.3595 | 7507.8506 | 69677.8604 | 40537.9925 | 2 | 90735.1889 | 140470.2692 | 10 | 0 | 0 | 0 | 8617.9906 | 5421.6507 | 1 | 281687.8763 | 1186.089 | 212663.064 | 1721.6386 | 64100.4376 | 131.9976 | 180.9417 | 34.7678 | 163866.4065 | 714.5499 | 0 | 313264.041 | 98.32% | 1.684% | 623.4381 | 0 | 339.0949 | 22.816 | 942.0545 | 859.2778 | 1389.3854 | 59.8619 | 873.7628 | 43484.2666 | 357325.8147 | 401683.8441 | 1548088.0446 | 2019981.0455 | 10.48% | 2256536.456
PLATEFORME LOGISTIQUE #90 | INDUSTRIEL | PLATEFORME LOGISTIQUE | 29829.7035 | 2021 | 34360.3817 | 58580.1894 | 2500 | 2 | 18419.1586 | 3102.7543 | 28695.2815 | 22914.4206 | 1 | 74725.7954 | 78479.6757 | 7 | 0 | 0 | 0 | 6099.6832 | 2580.244 | 1 | 203207.6661 | 748.6746 | 121193.8982 | 1158.7363 | 30432.2751 | 50.1148 | 111.127 | 21.5866 | 74847.1284 | 301.1186 | 0 | 144292.4472 | 96.83% | 3.171% | 255.3637 | 0 | 139.6663 | 14.8454 | 646.2225 | 399.963 | 766.05 | 28.8573 | 411.1448 | 25584.2975 | 122725.0784 | 148720.5207 | 892529.7144 | 1085745.5918 | 10.62% | 1214690.6777
PLATEFORME LOGISTIQUE #91 | INDUSTRIEL | PLATEFORME LOGISTIQUE | 60911.936 | 2013 | 61595.839 | 89927.3254 | 2500 | 2 | 21077.7962 | 5559.2564 | 67523.138 | 34076.4001 | 2 | 87114.9643 | 142928.0694 | 16 | 0 | 0 | 0 | 9990.1054 | 5865.5995 | 2 | 236008.3619 | 1936.7787 | 167383.0779 | 1888.1163 | 61940.6959 | 131.5848 | 217.2907 | 57.0933 | 138998.1114 | 582.7493 | 0 | 319817.852 | 92.25% | 7.745% | 552.6046 | 0 | 249.3283 | 19.5391 | 1573.8273 | 1057.3014 | 1240.5663 | 50.6507 | 765.4157 | 55396.1352 | 400142.0218 | 456303.5727 | 1444076.1789 | 1973670.1197 | 2.439% | 2023017.2095
PLATEFORME LOGISTIQUE #92 | INDUSTRIEL | PLATEFORME LOGISTIQUE | 52110.6921 | 2022 | 52082.8048 | 96870.536 | 2500 | 4 | 19603.8765 | 7123.2884 | 71224.3761 | 36327.952 | 1 | 133373.483 | 102251.2971 | 11 | 0 | 0 | 0 | 10130.2453 | 4596.0066 | 1 | 236542.0435 | 1690.0911 | 214823.202 | 2022.6093 | 59420.2441 | 124.6693 | 147.1837 | 37.7967 | 141521.3707 | 459.5866 | 0 | 241525.0056 | 95.11% | 4.893% | 536.9786 | 0 | 268.5196 | 23.0905 | 1097.7383 | 954.6862 | 1351.4472 | 44.0685 | 1032.7589 | 41276.5077 | 281786.5381 | 324095.8047 | 1455646.203 | 1859125.8586 | 11.57% | 2102428.9543
PLATEFORME LOGISTIQUE #93 | INDUSTRIEL | PLATEFORME LOGISTIQUE | 51637.0556 | 2008 | 55161.3415 | 57393.7941 | 2500 | 2 | 22327.3988 | 4349.8393 | 43824.242 | 32517.3163 | 1 | 75618.1593 | 112903.932 | 11 | 0 | 0 | 0 | 6938.0949 | 4499.7929 | 2 | 249251.785 | 1636.5645 | 189411.4107 | 1324.2569 | 30346.053 | 80.5252 | 195.5211 | 49.1124 | 117719.743 | 708.6147 | 0 | 227674.3577 | 93.23% | 6.774% | 584.4075 | 0 | 231.7659 | 23.5269 | 1054.725 | 823.1379 | 1245.5303 | 39.1209 | 546.3598 | 38208.2045 | 247210.747 | 285965.3113 | 1209185.5108 | 1550312.6858 | 13.59% | 1794118.5814
PLATEFORME LOGISTIQUE #94 | INDUSTRIEL | PLATEFORME LOGISTIQUE | 18800.2431 | 2017 | 15405.1314 | 25248.4476 | 2500 | 2 | 23200.4091 | 1913.5509 | 14699.3598 | 12482.9981 | 1 | 39520.2563 | 48963.0622 | 5 | 0 | 0 | 0 | 3297.2779 | 1684.6852 | 0 | 107073.0481 | 618.3004 | 77539.3394 | 748.1614 | 14984.1501 | 43.7431 | 59.7815 | 15.704 | 50927.538 | 202.4983 | 0 | 91261.6104 | 96.85% | 3.152% | 217.4825 | 0 | 95.0266 | 7.0739 | 331.3762 | 349.8107 | 369.5514 | 20.8126 | 283.8407 | 21448.5256 | 98524.9214 | 120257.2878 | 510312.3762 | 652979.3747 | 1.662% | 664017.056
PLATEFORME LOGISTIQUE #95 | INDUSTRIEL | PLATEFORME LOGISTIQUE | 38714.6118 | 2014 | 39080.8362 | 60890.5726 | 2500 | 2 | 24257.4395 | 4394.7307 | 34698.4165 | 28927.2841 | 1 | 57032.9543 | 84843.6588 | 10 | 0 | 0 | 0 | 5237.7353 | 3337.5464 | 1 | 209977.5122 | 1210.1368 | 141841.2801 | 1571.3718 | 28108.1742 | 81.7186 | 126.8575 | 36.2976 | 113710.2529 | 464.4195 | 0 | 172507.5491 | 93.58% | 6.415% | 490.0443 | 0 | 170.0718 | 15.7681 | 934.8547 | 611.0922 | 776.6825 | 29.8605 | 651.0635 | 32782.982 | 216560.5232 | 249994.5687 | 992289.4666 | 1286407.563 | 9.532% | 1421952.1805
PLATEFORME LOGISTIQUE #96 | INDUSTRIEL | PLATEFORME LOGISTIQUE | 29927.8139 | 2015 | 25490.3781 | 42138.5648 | 2500 | 2 | 24096.5933 | 2882.8994 | 31131.0225 | 16841.2388 | 1 | 45724.0079 | 59119.3489 | 8 | 0 | 0 | 0 | 5268.5869 | 2363.317 | 1 | 156115.3407 | 803.4542 | 100477.6362 | 1120.1412 | 27122.4571 | 49.682 | 81.0261 | 25.5845 | 78933.012 | 304.6645 | 0 | 162908.0873 | 97.79% | 2.208% | 232.8632 | 0 | 127.0002 | 13.6079 | 587.6588 | 375.6515 | 651.7373 | 27.8577 | 501.6793 | 27788.0869 | 179808.599 | 208098.3652 | 783984.2156 | 1032252.4556 | 6.463% | 1103571.1878
PLATEFORME LOGISTIQUE #97 | INDUSTRIEL | PLATEFORME LOGISTIQUE | 56282.7429 | 2010 | 52296.9526 | 64506.0252 | 2500 | 2 | 18767.4815 | 6090.3241 | 45587.2539 | 35226.9948 | 2 | 114194.7356 | 97716.2261 | 11 | 0 | 0 | 0 | 8118.2556 | 5147.2135 | 2 | 215084.5789 | 1837.6501 | 224604.2017 | 1849.4203 | 34620.2192 | 110.177 | 173.9269 | 37.529 | 144699.3063 | 650.4726 | 0 | 209035.4624 | 93.32% | 6.68% | 674.5737 | 0 | 251.929 | 21.1964 | 1141.1124 | 963.3177 | 1402.2488 | 63.3283 | 831.4464 | 50905.5833 | 312864.0106 | 364601.0402 | 1284134.4536 | 1701146.3426 | 1.421% | 1725676.6362
PLATEFORME LOGISTIQUE #98 | INDUSTRIEL | PLATEFORME LOGISTIQUE | 29349.7909 | 2018 | 31421.5581 | 38040.5727 | 2500 | 2 | 18577.3848 | 2918.1539 | 31463.8406 | 23715.3065 | 1 | 48152.5146 | 77119.8832 | 7 | 0 | 0 | 0 | 6004.1318 | 2377.1484 | 1 | 127603.608 | 896.1647 | 94283.3521 | 1001.0428 | 28357.4703 | 64.9087 | 113.7503 | 18.5166 | 88807.9994 | 399.0534 | 0 | 162934.5347 | 95.53% | 4.471% | 252.6271 | 0 | 189.3353 | 12.2049 | 594.6572 | 498.212 | 663.1683 | 22.6513 | 534.5144 | 32980.0833 | 194943.1653 | 228457.7629 | 775574.041 | 1049171.4138 | 6.363% | 1120472.5643
PLATEFORME LOGISTIQUE #99 | INDUSTRIEL | PLATEFORME LOGISTIQUE | 62774.9079 | 2009 | 53730.6904 | 89451.4826 | 2500 | 2 | 24137.6438 | 6374.0489 | 41818.3072 | 40169.5464 | 1 | 128109.186 | 138928.667 | 16 | 0 | 0 | 0 | 8909.394 | 5130.4512 | 2 | 267130.8294 | 1958.693 | 234794.2004 | 2497.7632 | 58302.592 | 122.8274 | 251.8247 | 51.1458 | 111009.1394 | 793.911 | 0 | 215535.8652 | 96.71% | 3.295% | 678.0597 | 0 | 327.9772 | 31.2611 | 1147.3743 | 1051.7829 | 1429.4648 | 47.1832 | 949.0818 | 42773.1572 | 311025.7677 | 354748.0067 | 1401932.1377 | 1832965.6343 | 12.7% | 2099562.9441
PLATEFORME LOGISTIQUE #100 | INDUSTRIEL | PLATEFORME LOGISTIQUE | 31623.3513 | 2015 | 37801.9031 | 35849.1439 | 2500 | 2 | 19931.5986 | 3928.39 | 39366.5142 | 19337.1121 | 1 | 59299.3938 | 81353.4302 | 6 | 0 | 0 | 0 | 5068.8717 | 2021.0598 | 1 | 158291.7576 | 881.3598 | 150158.1907 | 813.8528 | 29105.5892 | 57.2327 | 120.9188 | 25.4726 | 102146.1788 | 458.3895 | 0 | 125293.8949 | 94.15% | 5.85% | 306.8822 | 0 | 198.7246 | 14.5524 | 553.8954 | 525.6083 | 867.1857 | 31.6462 | 412.2537 | 28468.3204 | 159397.6087 | 188278.1828 | 847098.4358 | 1066946.6318 | 10.91% | 1197631.2524
PLATEFORME LOGISTIQUE #101 | INDUSTRIEL | PLATEFORME LOGISTIQUE | 15097.5115 | 2015 | 17568.1663 | 20386.7426 | 2500 | 2 | 21089.1859 | 1870.4827 | 18060.1202 | 8884.1961 | 0 | 31823.1288 | 30924.8201 | 3 | 0 | 0 | 0 | 2449.6211 | 1389.6212 | 0 | 88183.6427 | 374.9064 | 57373.4603 | 601.4595 | 15282.4873 | 28.0075 | 46.2621 | 10.6337 | 36287.5028 | 211.1215 | 0 | 78014.4423 | 98.56% | 1.441% | 193.0308 | 0 | 91.0719 | 5.3066 | 284.3716 | 177.9569 | 264.8749 | 17.35 | 222.4677 | 10625.675 | 88526.6412 | 99374.7839 | 416954.7308 | 535281.3185 | 1.293% | 542294.8529
PLATEFORME LOGISTIQUE #102 | INDUSTRIEL | PLATEFORME LOGISTIQUE | 31551.8271 | 2013 | 29122.5364 | 54599.0475 | 2500 | 2 | 24140.4372 | 2994.1459 | 24385.1444 | 24289.5373 | 1 | 49796.7208 | 67316.133 | 6 | 0 | 0 | 0 | 5924.3575 | 2406.0589 | 1 | 111628.5176 | 941.9393 | 135951.7639 | 1086.2808 | 27241.4775 | 61.3915 | 109.5606 | 24.4497 | 98288.224 | 281.3255 | 0 | 138018.8254 | 93.31% | 6.693% | 377.8708 | 0 | 153.3267 | 10.6493 | 814.664 | 442.605 | 541.2048 | 34.1847 | 379.5834 | 28361.0052 | 136833.9237 | 165574.5124 | 777782.925 | 977411.7309 | 12.83% | 1121253.0438
PLATEFORME LOGISTIQUE #103 | INDUSTRIEL | PLATEFORME LOGISTIQUE | 23801.0832 | 2013 | 27246.7656 | 27388.1752 | 2500 | 2 | 23596.5735 | 2157.2578 | 25917.7219 | 19305.3096 | 1 | 46308.7675 | 51258.95 | 5 | 0 | 0 | 0 | 4352.181 | 2204.9305 | 1 | 93410.1544 | 545.8021 | 82144.362 | 964.1553 | 15526.1364 | 52.2153 | 92.5432 | 14.6244 | 55271.6838 | 219.9588 | 0 | 109856.2736 | 97.83% | 2.169% | 246.9454 | 0 | 128.163 | 9.4235 | 524.6885 | 372.6655 | 628.5006 | 27.3278 | 310.662 | 15502.9424 | 111317.956 | 127131.5604 | 556038.2607 | 707336.9859 | 13.98% | 822302.6162
PLATEFORME LOGISTIQUE #104 | INDUSTRIEL | PLATEFORME LOGISTIQUE | 18671.8512 | 2023 | 17940.808 | 30668.9312 | 2500 | 2 | 21622.1364 | 1793.8896 | 19575.7608 | 18073.7387 | 1 | 44515.235 | 41557.6326 | 4 | 0 | 0 | 0 | 3672.7395 | 1454.3022 | 1 | 132156.4086 | 598.5405 | 97697.2982 | 497.3051 | 21135.2133 | 35.9978 | 65.4666 | 12.9159 | 59088.951 | 208.0518 | 0 | 88931.0355 | 95.93% | 4.072% | 226.4941 | 0 | 118.3438 | 9.8947 | 445.0326 | 276.1612 | 495.0882 | 15.2482 | 404.6852 | 23417.2276 | 91889.693 | 115711.6058 | 590905.5211 | 728386.1065 | 5.509% | 770851.975
PLATEFORME LOGISTIQUE #105 | INDUSTRIEL | PLATEFORME LOGISTIQUE | 73488.4928 | 2009 | 68673.1007 | 99349.8486 | 2500 | 4 | 19099.3161 | 6013.8309 | 69309.2937 | 46533.9723 | 2 | 106939.9055 | 132849.4215 | 16 | 0 | 0 | 0 | 9667.2172 | 6472.2184 | 2 | 307987.0037 | 2327.3859 | 247922.7702 | 2750.0387 | 50986.3568 | 150.9721 | 227.149 | 57.9867 | 206414.7457 | 996.0961 | 0 | 284439.2147 | 97.62% | 2.376% | 673.7567 | 0 | 425.7018 | 29.8621 | 1847.7432 | 1237.1171 | 1912.1405 | 57.0289 | 1040.7922 | 44054.4312 | 354403.5643 | 399498.7877 | 1674900.5212 | 2166744.1513 | 13.34% | 2500163.2882
PLATEFORME LOGISTIQUE #106 | INDUSTRIEL | PLATEFORME LOGISTIQUE | 53729.492 | 2010 | 59971.0219 | 82850.6562 | 2500 | 2 | 23838.6679 | 4705.0603 | 57078.1931 | 38806.7608 | 1 | 105937.3234 | 98065.3376 | 13 | 0 | 0 | 0 | 7788.916 | 3809.968 | 1 | 267863.8949 | 1273.017 | 152635.3424 | 2047.9601 | 38256.6526 | 82.8702 | 211.7974 | 44.3604 | 145636.1409 | 475.7844 | 0 | 198687.9078 | 95.62% | 4.377% | 651.3721 | 0 | 224.4769 | 27.9989 | 1114.3544 | 661.9218 | 1428.9656 | 54.9882 | 635.5051 | 45579.4819 | 228172.424 | 274387.411 | 1274439.5936 | 1594952.9021 | 14.8% | 1872110.2428
PLATEFORME LOGISTIQUE #107 | INDUSTRIEL | PLATEFORME LOGISTIQUE | 63581.2261 | 2014 | 63568.5756 | 108468.5871 | 2500 | 4 | 21456.1221 | 5635.9405 | 67422.0315 | 38707.081 | 2 | 92426.1032 | 147131.2674 | 16 | 0 | 0 | 0 | 10425.5497 | 5623.9828 | 2 | 262669.4867 | 1472.1556 | 228441.2291 | 1784.7179 | 57471.1573 | 117.386 | 184.3829 | 40.2988 | 126134.6892 | 572.7101 | 0 | 216913.6759 | 92.98% | 7.022% | 694.4997 | 0 | 295.1097 | 22.7271 | 1702.7967 | 908.4332 | 1104.5859 | 73.2511 | 911.0023 | 57125.6813 | 331594.8393 | 389631.5229 | 1443481.8186 | 1910244.2211 | 4.504% | 2000345.2757
PLATEFORME LOGISTIQUE #108 | INDUSTRIEL | PLATEFORME LOGISTIQUE | 31389.7202 | 2017 | 34321.8213 | 51499.9682 | 2500 | 2 | 21233.0705 | 2951.5502 | 32873.4308 | 27350.9292 | 1 | 49386.5706 | 74018.6485 | 5 | 0 | 0 | 0 | 3959.0533 | 3095.7035 | 1 | 157848.0397 | 1087.5745 | 150876.0201 | 987.8776 | 33337.0675 | 79.3874 | 126.155 | 21.0427 | 92936.5096 | 371.1057 | 0 | 119489.9614 | 96.23% | 3.774% | 256.5724 | 0 | 131.2617 | 14.2503 | 885.7256 | 421.7618 | 643.6295 | 30.848 | 435.9975 | 35387.123 | 197114.0147 | 232937.1351 | 855608.6221 | 1138107.9985 | 12.07% | 1294401.3619
PLATEFORME LOGISTIQUE #109 | INDUSTRIEL | PLATEFORME LOGISTIQUE | 35890.6918 | 2023 | 41272.931 | 69622.81 | 2500 | 2 | 21990.0227 | 4541.6301 | 51913.122 | 31585.583 | 1 | 98120.1541 | 94177.8359 | 8 | 0 | 0 | 0 | 7951.3905 | 3194.2738 | 1 | 225315.5505 | 903.4159 | 132177.118 | 1234.4906 | 37809.315 | 67.564 | 116.1147 | 22.5129 | 120053.6651 | 423.0545 | 0 | 145861.142 | 95.53% | 4.468% | 423.1705 | 0 | 222.9841 | 13.4738 | 644.8584 | 560.9308 | 757.5586 | 28.455 | 647.454 | 37703.049 | 167452.6959 | 205803.1989 | 1087877.9207 | 1356765.9982 | 13.59% | 1570061.1902
PLATEFORME LOGISTIQUE #110 | INDUSTRIEL | PLATEFORME LOGISTIQUE | 41040.1229 | 2018 | 54071.7532 | 66458.1116 | 2500 | 2 | 18237.9354 | 3610.6663 | 44899.5376 | 31001.9598 | 1 | 87429.5263 | 82748.9424 | 8 | 0 | 0 | 0 | 8217.9782 | 2871.3029 | 1 | 160459.5306 | 1159.368 | 207774.0537 | 1276.0513 | 30797.3764 | 94.8896 | 106.1991 | 25.2757 | 130549.9405 | 402.3346 | 0 | 174603.4248 | 97.17% | 2.826% | 367.5615 | 0 | 198.0801 | 16.1324 | 1120.883 | 521.495 | 914.6138 | 49.6165 | 547.712 | 30338.9673 | 245925.519 | 276812.1982 | 1097343.7933 | 1419486.7399 | 5.484% | 1501848.6043
PLATEFORME LOGISTIQUE #111 | INDUSTRIEL | PLATEFORME LOGISTIQUE | 19050.7273 | 2014 | 14354.3874 | 21726.2157 | 2500 | 2 | 19318.266 | 1952.6877 | 19851.6999 | 9807.3686 | 1 | 40120.3346 | 40970.5319 | 4 | 0 | 0 | 0 | 2912.6361 | 1897.6955 | 1 | 98284.8946 | 612.9508 | 56849.9616 | 554.8632 | 15744.9256 | 37.4217 | 63.6355 | 11.4354 | 59320.401 | 193.814 | 0 | 103273.5955 | 96.03% | 3.975% | 164.3275 | 0 | 87.8388 | 9.835 | 457.7123 | 244.8177 | 445.7107 | 15.481 | 347.6383 | 13049.2496 | 93079.6658 | 106476.5537 | 499336.4521 | 633582.9042 | 8.937% | 695763.4098
PLATEFORME LOGISTIQUE #112 | INDUSTRIEL | PLATEFORME LOGISTIQUE | 48337.0658 | 2017 | 40144.146 | 64154.0241 | 2500 | 2 | 24495.4592 | 4628.2003 | 49348.7791 | 30167.0706 | 1 | 117118.9368 | 107775.6692 | 8 | 0 | 0 | 0 | 6189.57 | 3902.1802 | 1 | 252226.2563 | 1128.8324 | 166246.7963 | 1479.7332 | 36728.9681 | 108.3755 | 133.3032 | 34.5571 | 111656.373 | 494.2334 | 0 | 213776.6537 | 96.97% | 3.026% | 617.2627 | 0 | 210.5473 | 24.1882 | 1274.1325 | 725.197 | 1115.5954 | 58.0157 | 852.5692 | 33787.4548 | 223464.9844 | 258105.0084 | 1211079.5803 | 1525734.985 | 8.5% | 1667465.3419
PLATEFORME LOGISTIQUE #113 | INDUSTRIEL | PLATEFORME LOGISTIQUE | 48509.6138 | 2009 | 48205.7517 | 70496.8245 | 2500 | 2 | 20376.9086 | 5353.2073 | 50952.065 | 36482.6298 | 1 | 60657.7446 | 109674.9825 | 12 | 0 | 0 | 0 | 6497.5843 | 3952.0349 | 1 | 196525.3102 | 1256.6707 | 164601.8988 | 1344.7117 | 41240.3603 | 77.4081 | 129.2529 | 40.2337 | 124924.3239 | 697.1062 | 0 | 206661.0728 | 94.47% | 5.527% | 494.0083 | 0 | 218.5167 | 20.3129 | 1120.7309 | 870.4105 | 832.4376 | 45.303 | 682.972 | 31437.6708 | 239377.1757 | 271497.8185 | 1120792.6923 | 1451475.3361 | 13.12% | 1670707.2278
PLATEFORME LOGISTIQUE #114 | INDUSTRIEL | PLATEFORME LOGISTIQUE | 29345.1509 | 2015 | 27918.6676 | 49038.7069 | 2500 | 2 | 18525.2602 | 3073.0892 | 34276.2173 | 24995.8053 | 1 | 46347.6587 | 71358.9974 | 7 | 0 | 0 | 0 | 4812.1348 | 2429.1446 | 1 | 122245.7859 | 737.6228 | 102585.5973 | 843.1301 | 28071.006 | 61.2025 | 86.835 | 23.3811 | 85023.9851 | 405.038 | 0 | 127295.0873 | 96.97% | 3.029% | 306.4868 | 0 | 159.9614 | 12.6942 | 654.2899 | 464.6114 | 761.714 | 22.3406 | 384.6539 | 20293.1067 | 197681.7458 | 218359.5064 | 729098.4274 | 990471.6918 | 5.403% | 1047038.7367
PLATEFORME LOGISTIQUE #115 | INDUSTRIEL | PLATEFORME LOGISTIQUE | 57969.5194 | 2022 | 57565.2536 | 78513.3107 | 2500 | 2 | 17769.0143 | 5457.6489 | 56509.3192 | 45344.9765 | 1 | 128347.5886 | 140986.9098 | 15 | 0 | 0 | 0 | 12310.0545 | 5262.3569 | 2 | 362612.8969 | 1584.0133 | 203663.2272 | 1678.7887 | 59904.296 | 106.2565 | 164.5164 | 47.9755 | 140094.16 | 638.0525 | 0 | 309161.2955 | 97.6% | 2.4% | 726.289 | 0 | 375.0494 | 23.2601 | 1332.0197 | 660.9465 | 1207.4833 | 47.2795 | 1070.1971 | 49402.0636 | 380996.6406 | 431468.9013 | 1616291.9133 | 2122475.1348 | 4.261% | 2216947.235
PLATEFORME LOGISTIQUE #116 | INDUSTRIEL | PLATEFORME LOGISTIQUE | 69549.1933 | 2024 | 74339.8129 | 141186.8069 | 2500 | 4 | 23360.5045 | 9422.1461 | 102334.1285 | 47259.6663 | 2 | 184261.1325 | 150800.0542 | 16 | 0 | 0 | 0 | 13844.1358 | 5453.4957 | 2 | 328312.2149 | 2053.61 | 376382.811 | 1859.3734 | 63924.2492 | 127.0503 | 220.2768 | 60.8451 | 207473.3261 | 958.0614 | 0 | 447901.8088 | 96.18% | 3.819% | 617.4286 | 0 | 285.5482 | 33.8112 | 1734.2731 | 1050.5878 | 1406.1475 | 74.1326 | 1413.6182 | 76945.185 | 400125.0661 | 478483.8694 | 2211648.6191 | 2768723.1308 | 10.66% | 3099146.5854
PLATEFORME LOGISTIQUE #117 | INDUSTRIEL | PLATEFORME LOGISTIQUE | 25308.4376 | 2019 | 33276.9596 | 35151.5839 | 2500 | 2 | 19810.4081 | 2456.0225 | 28937.5828 | 19447.2377 | 1 | 55447.323 | 62573.9276 | 6 | 0 | 0 | 0 | 4176.0613 | 1903.4689 | 1 | 166478.3335 | 750.3904 | 114545.3484 | 999.6061 | 23596.7066 | 57.7175 | 67.1693 | 19.9626 | 56487.972 | 293.8357 | 0 | 108274.0364 | 96.76% | 3.237% | 241.819 | 0 | 151.0579 | 9.193 | 674.9943 | 377.7668 | 563.0896 | 23.2546 | 516.7579 | 29811.6761 | 148895.2661 | 179223.7 | 729264.212 | 943868.893 | 15.69% | 1119471.8148
PLATEFORME LOGISTIQUE #118 | INDUSTRIEL | PLATEFORME LOGISTIQUE | 25872.9944 | 2014 | 23795.4747 | 33488.0836 | 2500 | 2 | 24273.913 | 2008.9759 | 26993.3393 | 21551.3847 | 1 | 48060.145 | 58445.0475 | 6 | 0 | 0 | 0 | 4511.0662 | 2553.6262 | 1 | 102051.0367 | 860.5402 | 114078.1386 | 1021.8008 | 18692.9649 | 61.8714 | 74.212 | 24.9457 | 77663.0433 | 266.9161 | 0 | 121873.3794 | 93.83% | 6.168% | 206.8077 | 0 | 151.617 | 12.5721 | 567.1441 | 447.1848 | 612.7453 | 20.5799 | 336.3833 | 24616.5575 | 162994.3089 | 187947.2497 | 656365.9808 | 871255.0998 | 13.44% | 1006522.4389
PLATEFORME LOGISTIQUE #119 | INDUSTRIEL | PLATEFORME LOGISTIQUE | 23517.3929 | 2018 | 30250.4175 | 38067.9872 | 2500 | 2 | 22507.3559 | 3030.2683 | 30513.726 | 21188.8013 | 1 | 54252.3303 | 42667.2198 | 5 | 0 | 0 | 0 | 4556.7539 | 1684.1997 | 1 | 141389.476 | 770.8168 | 73344.8489 | 625.1214 | 23152.4483 | 42.216 | 93.8302 | 20.137 | 55662.5848 | 275.4713 | 0 | 137005.7936 | 94.5% | 5.501% | 297.4071 | 0 | 154.1231 | 10.2343 | 460.4037 | 392.4705 | 536.1208 | 27.2578 | 433.4157 | 18630.9415 | 123709.882 | 142774.2392 | 677184.4745 | 854605.3166 | 15.28% | 1008742.6913
PLATEFORME LOGISTIQUE #120 | INDUSTRIEL | PLATEFORME LOGISTIQUE | 16729.5605 | 2020 | 14768.6293 | 26657.8203 | 2500 | 2 | 22564.4742 | 2362.3988 | 16476.9199 | 14155.1753 | 1 | 32120.9654 | 47335.2208 | 4 | 0 | 0 | 0 | 3313.9131 | 1377.1137 | 0 | 78876.728 | 564.4601 | 83394.3126 | 435.7944 | 16066.54 | 30.2114 | 45.127 | 14.2238 | 46958.1938 | 244.5629 | 0 | 65833.4946 | 94.73% | 5.271% | 205.6737 | 0 | 111.0979 | 8.1663 | 349.2242 | 206.8576 | 455.6389 | 16.785 | 286.0266 | 17768.8014 | 83209.1335 | 101263.9616 | 447429.581 | 569932.2091 | 13.37% | 657913.5934
PLATEFORME LOGISTIQUE #121 | INDUSTRIEL | PLATEFORME LOGISTIQUE | 54726.4018 | 2012 | 42323.3752 | 86071.9117 | 2500 | 2 | 20310.7752 | 4916.6361 | 58793.2786 | 28595.0679 | 1 | 76527.5631 | 117096.0964 | 14 | 0 | 0 | 0 | 7479.0711 | 4562.263 | 1 | 309313.5147 | 1315.635 | 156110.243 | 1869.5525 | 43584.9717 | 97.6827 | 214.7882 | 35.6959 | 126538.2177 | 592.7413 | 0 | 195072.9791 | 95.12% | 4.88% | 630.8215 | 0 | 330.9177 | 23.6249 | 1368.3672 | 823.5535 | 987.216 | 51.9761 | 696.4151 | 52982.2269 | 234933.2307 | 288611.8726 | 1273630.5878 | 1614813.5686 | 6.272% | 1722872.7097
PLATEFORME LOGISTIQUE #122 | INDUSTRIEL | PLATEFORME LOGISTIQUE | 63030.0372 | 2017 | 51617.2417 | 97092.2305 | 2500 | 4 | 18803.6728 | 7984.488 | 78978.3483 | 56609.2431 | 2 | 100385.1602 | 142219.6709 | 10 | 0 | 0 | 0 | 8235.2245 | 5998.0846 | 2 | 253142.6277 | 1891.2233 | 225291.5292 | 1984.2835 | 56832.6482 | 101.2937 | 174.991 | 58.2548 | 157753.973 | 734.6094 | 0 | 234990.6954 | 97.89% | 2.114% | 649.7436 | 0 | 339.1094 | 23.4821 | 1662.4417 | 820.8558 | 1186.9196 | 72.7734 | 990.717 | 61154.7971 | 268199.1599 | 330344.674 | 1489869.0338 | 1904686.9161 | 13.56% | 2203354.3905
PLATEFORME LOGISTIQUE #123 | INDUSTRIEL | PLATEFORME LOGISTIQUE | 58370.7672 | 2017 | 67321.3404 | 107332.7405 | 2500 | 4 | 18967.5191 | 4943.2816 | 53708.0235 | 41679.8219 | 1 | 89658.7939 | 145868.9328 | 12 | 0 | 0 | 0 | 10160.6166 | 5247.668 | 1 | 282780.366 | 1416.6957 | 213288.1215 | 2012.3306 | 42483.7475 | 125.617 | 177.7411 | 52.3521 | 119319.8431 | 832.3496 | 0 | 297888.0224 | 97.34% | 2.656% | 553.2251 | 0 | 265.5934 | 21.4256 | 1577.2527 | 665.7643 | 1140.8475 | 45.1502 | 1094.9178 | 53544.6839 | 350153.1713 | 404792.7731 | 1492562.7769 | 1975319.4102 | 9.78% | 2189443.1817
PLATEFORME LOGISTIQUE #124 | INDUSTRIEL | PLATEFORME LOGISTIQUE | 62781.9105 | 2018 | 84367.4618 | 81150.0299 | 2500 | 2 | 23687.0609 | 7735.5298 | 78946.7532 | 39812.6079 | 1 | 109166.1612 | 132389.5754 | 14 | 0 | 0 | 0 | 12739.2257 | 5627.5169 | 1 | 324973.248 | 2032.2345 | 228734.7582 | 1865.1952 | 45192.069 | 117.8844 | 175.1738 | 59.6525 | 216365.0923 | 748.3887 | 0 | 349873.6133 | 93.47% | 6.529% | 533.6262 | 0 | 315.8549 | 23.4176 | 1705.2238 | 1145.5719 | 1599.5091 | 75.1205 | 1081.0266 | 54888.5768 | 373379.5583 | 429349.1617 | 1769234.6779 | 2288355.7013 | 5.583% | 2423673.8961
PLATEFORME LOGISTIQUE #125 | INDUSTRIEL | PLATEFORME LOGISTIQUE | 35802.2435 | 2010 | 35680.621 | 50801.6799 | 2500 | 2 | 19025.5172 | 4186.3567 | 37239.7962 | 19422.1053 | 1 | 54745.3953 | 80632.0345 | 8 | 0 | 0 | 0 | 4480.9737 | 2388.9631 | 1 | 146524.073 | 1179.5186 | 117244.5676 | 1307.8379 | 28967.9922 | 61.1083 | 134.9959 | 27.2547 | 93226.7275 | 331.8777 | 0 | 140125.334 | 96.6% | 3.396% | 320.9486 | 0 | 214.0808 | 15.7463 | 832.3099 | 567.8239 | 833.2221 | 39.327 | 450.4335 | 28258.2335 | 240291.1946 | 268999.8616 | 820269.6295 | 1128546.4779 | 14.63% | 1321886.9658
PLATEFORME LOGISTIQUE #126 | INDUSTRIEL | PLATEFORME LOGISTIQUE | 28269.7013 | 2018 | 26741.1818 | 54469.3226 | 2500 | 2 | 19039.3795 | 3637.6429 | 31976.1586 | 16159.3208 | 1 | 63444.3492 | 72672.3145 | 6 | 0 | 0 | 0 | 4770.1337 | 2062.8175 | 1 | 152409.0198 | 866.7244 | 100920.7446 | 907.8348 | 29766.0409 | 46.9755 | 82.9073 | 23.0295 | 82834.1321 | 341.7101 | 0 | 109180.4106 | 95.94% | 4.058% | 279.944 | 0 | 135.905 | 14.1225 | 760.0187 | 375.8216 | 791.4423 | 23.1523 | 556.257 | 27893.5619 | 121882.8756 | 150332.6944 | 760544.505 | 946606.344 | 10.31% | 1055460.065
PLATEFORME LOGISTIQUE #127 | INDUSTRIEL | PLATEFORME LOGISTIQUE | 36206.6936 | 2019 | 39734.0067 | 51469.8102 | 2500 | 2 | 22924.9587 | 3612.4021 | 33442.1637 | 31294.0918 | 1 | 69801.4155 | 80604.4511 | 7 | 0 | 0 | 0 | 5492.572 | 2643.4534 | 1 | 152728.0115 | 881.1975 | 166812.4486 | 902.3836 | 30233.5739 | 72.2241 | 108.7473 | 32.8043 | 111309.7299 | 355.1968 | 0 | 143705.7683 | 95.41% | 4.587% | 405.4944 | 0 | 178.0393 | 12.902 | 630.5997 | 675.7981 | 1018.298 | 44.1435 | 702.1791 | 34075.5937 | 244477.5582 | 279255.331 | 939607.123 | 1270606.7055 | 9.615% | 1405766.9905
PLATEFORME LOGISTIQUE #128 | INDUSTRIEL | PLATEFORME LOGISTIQUE | 59644.9824 | 2023 | 73099.1724 | 85732.8083 | 2500 | 2 | 20335.3781 | 9121.1103 | 81801.446 | 41894.5894 | 2 | 117645.3207 | 175039.1396 | 14 | 0 | 0 | 0 | 12949.3721 | 6069.4721 | 2 | 264062.3438 | 1456.9086 | 249443.414 | 2082.8574 | 51399.8652 | 104.2579 | 169.9009 | 36.0055 | 193560.0223 | 719.637 | 0 | 336777.1855 | 97.06% | 2.943% | 475.8458 | 0 | 315.9814 | 25.7999 | 1369.6432 | 856.0172 | 1287.7485 | 49.7349 | 1109.1192 | 76520.4911 | 271250.5698 | 348880.1801 | 1721528.1967 | 2156737.3694 | 13.05% | 2480359.8827
PLATEFORME LOGISTIQUE #129 | INDUSTRIEL | PLATEFORME LOGISTIQUE | 33388.803 | 2009 | 31593.4136 | 46418.5409 | 2500 | 2 | 23004.323 | 2698.1309 | 22981.1153 | 24762.0776 | 1 | 65422.514 | 69770.647 | 6 | 0 | 0 | 0 | 4534.2526 | 2890.2959 | 1 | 151415.382 | 866.4053 | 113732.5313 | 1330.1385 | 29880.6051 | 72.5874 | 91.481 | 30.7428 | 76167.593 | 383.7164 | 0 | 152835.7466 | 95.25% | 4.747% | 328.0172 | 0 | 153.0599 | 13.2778 | 921.3056 | 561.7289 | 584.5022 | 33.2571 | 509.9487 | 20230.6162 | 221871.538 | 242612.1029 | 791095.5569 | 1068711.6096 | 1.161% | 1081259.884
PLATEFORME LOGISTIQUE #130 | INDUSTRIEL | PLATEFORME LOGISTIQUE | 48841.6138 | 2017 | 40296.3586 | 78796.0654 | 2500 | 2 | 24176.4891 | 4311.1134 | 51270.3347 | 33638.0527 | 1 | 105878.8629 | 94452.5278 | 8 | 0 | 0 | 0 | 8939.7727 | 4597.4992 | 1 | 286927.5222 | 1344.1056 | 223047.243 | 1368.5228 | 38106.5333 | 96.5158 | 180.6791 | 38.1027 | 147871.9193 | 613.2506 | 0 | 199837.9222 | 94.38% | 5.619% | 539.8014 | 0 | 324.0971 | 16.5832 | 1335.5061 | 628.2245 | 1276.3685 | 58.6318 | 849.4305 | 48655.6303 | 285323.5936 | 334828.6545 | 1353885.6719 | 1743340.5434 | 15.04% | 2051858.8951
PLATEFORME LOGISTIQUE #131 | INDUSTRIEL | PLATEFORME LOGISTIQUE | 44794.6669 | 2012 | 46722.9992 | 78465.3435 | 2500 | 2 | 20177.8498 | 4986.9733 | 36336.7917 | 25837.0681 | 1 | 69002.6937 | 69061.2306 | 8 | 0 | 0 | 0 | 5021.1756 | 3612.638 | 1 | 254243.3634 | 980.9255 | 134339.8898 | 1660.4772 | 41318.3483 | 99.4306 | 150.5278 | 27.2664 | 99601.0291 | 617.422 | 0 | 196738.7759 | 93.58% | 6.415% | 551.9555 | 0 | 260.2021 | 21.2022 | 959.009 | 755.4342 | 800.2528 | 46.5132 | 669.2496 | 46577.5147 | 209570.9133 | 256817.6776 | 1111830.4247 | 1413510.0733 | 12.32% | 1612157.857
PLATEFORME LOGISTIQUE #132 | INDUSTRIEL | PLATEFORME LOGISTIQUE | 69056.1945 | 2013 | 63937.0196 | 116262.172 | 2500 | 4 | 21952.2953 | 7063.5732 | 52231.5265 | 49777.2193 | 2 | 117210.4424 | 144241.4545 | 15 | 0 | 0 | 0 | 9124.5702 | 4339.6446 | 2 | 283431.8812 | 1750.7154 | 189653.3675 | 2226.6871 | 48125.9607 | 155.966 | 264.2765 | 55.1881 | 136498.6152 | 879.7404 | 0 | 299240.1983 | 94.27% | 5.731% | 808.1631 | 0 | 438.4188 | 32.0309 | 1706.7887 | 1154.4804 | 1449.9999 | 57.4009 | 1283.7969 | 44823.1047 | 294997.6196 | 341104.5213 | 1545590.8076 | 1989800.3457 | 6.707% | 2132841.5465
PLATEFORME LOGISTIQUE #133 | INDUSTRIEL | PLATEFORME LOGISTIQUE | 72586.0956 | 2017 | 79455.0899 | 89212.3288 | 2500 | 2 | 23688.8921 | 6767.7829 | 90509.1466 | 57508.9952 | 2 | 142220.0523 | 139715.4322 | 17 | 0 | 0 | 0 | 13707.947 | 6481.5631 | 2 | 279934.639 | 1820.2483 | 282232.6064 | 1958.8003 | 73332.8379 | 163.3648 | 265.8931 | 68.1068 | 190785.9094 | 865.5849 | 0 | 272624.3158 | 93.62% | 6.385% | 920.089 | 0 | 326.8174 | 29.1175 | 1828.267 | 1035.8373 | 1249.9125 | 76.6218 | 1499.8093 | 67759.2978 | 484785.0383 | 554044.1455 | 1791439.3383 | 2461574.4238 | 5.819% | 2613669.5058
PLATEFORME LOGISTIQUE #134 | INDUSTRIEL | PLATEFORME LOGISTIQUE | 40769.6677 | 2010 | 43617.1324 | 57868.4412 | 2500 | 2 | 23151.9693 | 4079.2067 | 28406.9296 | 22204.9903 | 1 | 54598.371 | 62403.6463 | 9 | 0 | 0 | 0 | 6492.5713 | 2811.3993 | 1 | 163860.035 | 1356.3529 | 125252.9312 | 1255.8738 | 23606.4323 | 83.8022 | 99.6563 | 35.8602 | 87285.242 | 372.3802 | 0 | 185653.9495 | 95.77% | 4.232% | 489.5351 | 0 | 259.3318 | 17.2728 | 702.6119 | 647.1073 | 950.3237 | 45.2533 | 565.695 | 35075.5971 | 238181.6677 | 273822.9598 | 907070.3853 | 1228407.3683 | 4.473% | 1285924.1498
PLATEFORME LOGISTIQUE #135 | INDUSTRIEL | PLATEFORME LOGISTIQUE | 43727.433 | 2018 | 55282.7191 | 67066.4892 | 2500 | 2 | 21377.76 | 5289.4524 | 54824.4311 | 31698.1314 | 1 | 81569.5213 | 86669.6237 | 10 | 0 | 0 | 0 | 8420.6477 | 3910.6082 | 1 | 251012.679 | 1510.1296 | 181752.9128 | 1472.3898 | 46746.5152 | 111.061 | 172.1665 | 41.8818 | 101633.1559 | 619.5717 | 0 | 244355.0204 | 95.29% | 4.713% | 361.852 | 0 | 275.6401 | 20.4766 | 949.479 | 492.5584 | 1129.9891 | 37.0865 | 875.9215 | 32981.047 | 246579.8161 | 280436.7846 | 1246940.5522 | 1583129.2547 | 10.83% | 1775357.8715
PLATEFORME LOGISTIQUE #136 | INDUSTRIEL | PLATEFORME LOGISTIQUE | 53430.7685 | 2014 | 56620.6047 | 79046.4815 | 2500 | 2 | 22836.1969 | 6551.0352 | 52787.0632 | 40825.4005 | 2 | 101289.7587 | 134298.3223 | 13 | 0 | 0 | 0 | 6376.7293 | 4838.7641 | 2 | 197543.128 | 1829.9917 | 184016.3742 | 1954.2021 | 47971.5185 | 123.9368 | 135.5217 | 41.7641 | 118703.2009 | 584.5476 | 0 | 290379.1646 | 94.69% | 5.313% | 529.5246 | 0 | 303.3172 | 19.9472 | 1421.8795 | 605.6053 | 1343.011 | 58.6961 | 882.5618 | 41658.8112 | 350017.3677 | 392558.7407 | 1308654.9621 | 1763725.3302 | 15.44% | 2085754.608
PLATEFORME LOGISTIQUE #137 | INDUSTRIEL | PLATEFORME LOGISTIQUE | 25678.6841 | 2015 | 27418.6516 | 35376.6316 | 2500 | 2 | 18830.0706 | 3309.9444 | 22495.2655 | 17336.9806 | 1 | 49977.1544 | 49379.3063 | 6 | 0 | 0 | 0 | 3660.536 | 2085.5623 | 1 | 134868.8753 | 829.2671 | 92210.6813 | 942.4201 | 20808.4419 | 55.3487 | 64.5098 | 23.3654 | 70655.504 | 226.4831 | 0 | 112433.2991 | 95.65% | 4.352% | 294.2033 | 0 | 160.638 | 10.224 | 531.9135 | 339.1577 | 631.0272 | 20.3531 | 457.9288 | 19295.0268 | 115036.7455 | 134789.7012 | 654412.3244 | 819483.9174 | 12.32% | 934601.3342
PLATEFORME LOGISTIQUE #138 | INDUSTRIEL | PLATEFORME LOGISTIQUE | 15022.9093 | 2021 | 14846.7584 | 30945.462 | 2500 | 2 | 22336.271 | 1378.6208 | 16968.0137 | 11631.9666 | 0 | 38246.7082 | 41538.4752 | 3 | 0 | 0 | 0 | 2674.8543 | 1199.5146 | 0 | 92937.3324 | 322.0088 | 59161.369 | 513.449 | 16272.273 | 37.7484 | 53.9854 | 12.2862 | 54802.8701 | 138.4757 | 0 | 84626.8493 | 97.19% | 2.815% | 118.1027 | 0 | 64.9242 | 5.2547 | 262.7413 | 235.7663 | 373.1906 | 11.8877 | 241.3627 | 17210.9011 | 70826.743 | 88279.0068 | 478586.3146 | 592348.4365 | 14.67% | 694206.4963
PLATEFORME LOGISTIQUE #139 | INDUSTRIEL | PLATEFORME LOGISTIQUE | 36047.4651 | 2010 | 25021.6349 | 43532.1315 | 2500 | 2 | 18244.4121 | 2610.8353 | 31277.2936 | 27549.3013 | 1 | 58886.5496 | 63133.2813 | 7 | 0 | 0 | 0 | 4882.0834 | 3243.7112 | 1 | 165565.5776 | 1116.302 | 142665.1629 | 1003.2669 | 31355.3495 | 77.523 | 105.4705 | 34.4634 | 94649.7456 | 337.0979 | 0 | 146784.4748 | 96.71% | 3.289% | 393.801 | 0 | 188.5143 | 12.7505 | 768.042 | 478.3468 | 812.1071 | 33.0154 | 580.5648 | 34414.3922 | 156720.0066 | 191714.9635 | 860740.2463 | 1089982.0298 | 15.52% | 1290267.3508
PLATEFORME LOGISTIQUE #140 | INDUSTRIEL | PLATEFORME LOGISTIQUE | 47600.3076 | 2008 | 49360.3176 | 74108.574 | 2500 | 2 | 24643.046 | 4929.118 | 40516.9933 | 23805.4268 | 1 | 94108.6126 | 79755.5809 | 9 | 0 | 0 | 0 | 5340.3382 | 3896.9332 | 1 | 163325.2495 | 1094.7688 | 155147.9245 | 1939.7834 | 35763.3138 | 88.7298 | 163.9726 | 40.0542 | 125458.0246 | 624.8153 | 0 | 146042.7742 | 93.13% | 6.872% | 499.4689 | 0 | 221.7069 | 20.6665 | 1129.4397 | 581.3747 | 1170.7547 | 56.1187 | 736.2321 | 43132.2075 | 277768.5868 | 321637.0264 | 1048645.2825 | 1431022.4218 | 3.524% | 1483300.2874
PLATEFORME LOGISTIQUE #141 | INDUSTRIEL | PLATEFORME LOGISTIQUE | 69822.7863 | 2010 | 58522.2214 | 115241.0243 | 2500 | 4 | 22173.6899 | 7256.1301 | 47707.9006 | 53404.7858 | 1 | 92266.7395 | 132697.17 | 16 | 0 | 0 | 0 | 11994.1437 | 4399.2854 | 2 | 298494.2909 | 1543.4913 | 202927.4897 | 2768.2958 | 65128.4166 | 109.7655 | 177.9142 | 67.2014 | 180752.1389 | 702.6253 | 0 | 282474.9544 | 97.13% | 2.874% | 693.9974 | 0 | 304.0877 | 28.3809 | 1471.1231 | 1171.1585 | 1926.5255 | 70.3434 | 984.2716 | 46071.3691 | 388086.9336 | 435142.5743 | 1564734.4903 | 2080279.2978 | 13.23% | 2397343.3102
PLATEFORME LOGISTIQUE #142 | INDUSTRIEL | PLATEFORME LOGISTIQUE | 45840.1134 | 2022 | 49281.5334 | 91542.9944 | 2500 | 4 | 18628.5072 | 6909.8751 | 55468.4086 | 44861.6629 | 1 | 97806.1761 | 136250.4573 | 11 | 0 | 0 | 0 | 7091.8345 | 4060.7649 | 2 | 252138.5318 | 1043.0775 | 236466.6641 | 1318.6619 | 47026.0558 | 91.2804 | 129.5515 | 39.6419 | 139464.7728 | 590.2178 | 0 | 211250.8729 | 94.5% | 5.505% | 481.4307 | 0 | 296.5488 | 15.2294 | 1123.3976 | 816.9093 | 849.4671 | 40.6269 | 939.4345 | 46112.1101 | 269710.3385 | 316761.8831 | 1374147.3456 | 1758121.7223 | 5.138% | 1853337.4261
PLATEFORME LOGISTIQUE #143 | INDUSTRIEL | PLATEFORME LOGISTIQUE | 42005.0279 | 2019 | 42321.4656 | 57094.6714 | 2500 | 2 | 23218.609 | 4749.6215 | 49952.8715 | 36498.5722 | 1 | 97278.9661 | 78030.4069 | 8 | 0 | 0 | 0 | 5647.8218 | 4515.5874 | 1 | 208202.1506 | 1345.4514 | 157184.5155 | 1115.283 | 40396.6929 | 79.8332 | 145.4341 | 28.6544 | 138442.9429 | 390.8061 | 0 | 191133.9853 | 96.59% | 3.409% | 340.0459 | 0 | 250.9264 | 19.9927 | 1116.6959 | 687.0661 | 839.4391 | 36.1542 | 606.1095 | 41922.5942 | 243745.7362 | 286274.4399 | 1138249.7024 | 1473637.0692 | 5.258% | 1555419.3387
PLATEFORME LOGISTIQUE #144 | INDUSTRIEL | PLATEFORME LOGISTIQUE | 45842.009 | 2013 | 36988.3593 | 66377.4078 | 2500 | 2 | 19490.1502 | 5658.0292 | 35491.0452 | 37860.7574 | 1 | 97771.8832 | 112043.8382 | 10 | 0 | 0 | 0 | 6169.846 | 4090.3022 | 1 | 226228.1388 | 1544.9905 | 200973.2405 | 1224.919 | 31020.8352 | 115.2419 | 134.2554 | 40.4232 | 121133.259 | 489.7329 | 0 | 236624.5275 | 97.77% | 2.23% | 583.8093 | 0 | 208.0472 | 22.2608 | 1278.3281 | 741.0194 | 809.67 | 46.2573 | 750.4994 | 38610.2964 | 190841.8957 | 230202.6915 | 1220711.8504 | 1509699.8891 | 12.83% | 1731879.524
PLATEFORME LOGISTIQUE #145 | INDUSTRIEL | PLATEFORME LOGISTIQUE | 45947.1166 | 2023 | 55242.5826 | 68158.3963 | 2500 | 2 | 24724.8343 | 4296.1942 | 54635.1034 | 42944.3343 | 1 | 108290.434 | 97331.181 | 12 | 0 | 0 | 0 | 8647.5503 | 5459.5969 | 1 | 271992.0391 | 1031.918 | 211866.1269 | 1523.8833 | 48668.1816 | 80.9274 | 169.5901 | 39.9223 | 161398.1297 | 479.5311 | 0 | 239922.5134 | 95.67% | 4.326% | 451.1156 | 0 | 253.2034 | 15.9678 | 955.9542 | 626.3326 | 1124.8122 | 56.2343 | 1006.8608 | 37092.6097 | 187915.954 | 226015.4245 | 1408612.533 | 1704946.9813 | 3.603% | 1768673.8831
PLATEFORME LOGISTIQUE #146 | INDUSTRIEL | PLATEFORME LOGISTIQUE | 51986.2265 | 2016 | 49696.0766 | 70839.5549 | 2500 | 2 | 17756.8286 | 4512.3344 | 58350.3038 | 32877.7963 | 1 | 76697.6435 | 130378.6098 | 12 | 0 | 0 | 0 | 9107.9788 | 4998.2879 | 1 | 217503.4715 | 1161.5054 | 159069.8503 | 2053.0261 | 49267.5595 | 87.6188 | 151.9646 | 31.7236 | 122966.325 | 547.1165 | 0 | 288497.3336 | 97.44% | 2.562% | 410.1464 | 0 | 230.5495 | 18.1944 | 1320.873 | 649.6431 | 1380.1632 | 49.096 | 952.1782 | 53263.5486 | 257946.1545 | 312161.8813 | 1295387.822 | 1680528.2322 | 6.008% | 1787947.7803
PLATEFORME LOGISTIQUE #147 | INDUSTRIEL | PLATEFORME LOGISTIQUE | 60366.5781 | 2016 | 62017.7343 | 91229.8255 | 2500 | 2 | 22993.9812 | 6516.8705 | 76000.3719 | 43418.2267 | 2 | 106806.7921 | 135626.0995 | 11 | 0 | 0 | 0 | 11778.0716 | 4071.9626 | 2 | 281636.4597 | 1930.9838 | 203812.055 | 2101.3694 | 42320.0241 | 107.0881 | 200.5988 | 38.8585 | 178007.0356 | 636.9019 | 0 | 238085.7771 | 96.45% | 3.551% | 511.451 | 0 | 285.3953 | 26.0644 | 1414.3794 | 998.5857 | 1508.0576 | 69.7202 | 1056.4564 | 47495.853 | 306285.6283 | 354837.9378 | 1508749.344 | 1953728.0921 | 4.371% | 2043027.7672
PLATEFORME LOGISTIQUE #148 | INDUSTRIEL | PLATEFORME LOGISTIQUE | 63043.7978 | 2011 | 46900.7056 | 92829.745 | 2500 | 4 | 18504.4103 | 7491.6845 | 49678.746 | 35554.1704 | 2 | 90571.0919 | 94773.8967 | 12 | 0 | 0 | 0 | 8456.4799 | 5717.5151 | 1 | 227995.0155 | 1436.1601 | 268429.1334 | 2008.7868 | 43243.3488 | 156.2833 | 164.2563 | 40.7096 | 160265.2017 | 923.8609 | 0 | 248495.7795 | 97.35% | 2.651% | 630.2633 | 0 | 343.6383 | 31.6366 | 1207.0729 | 924.9539 | 1145.5458 | 68.3743 | 1016.9125 | 38701.2917 | 263355.4993 | 303073.7035 | 1406741.2408 | 1765493.3711 | 6.393% | 1886071.217
PLATEFORME LOGISTIQUE #149 | INDUSTRIEL | PLATEFORME LOGISTIQUE | 60520.2849 | 2009 | 46752.7989 | 68976.7711 | 2500 | 2 | 22665.7529 | 5845.6558 | 63241.1674 | 38688.1619 | 2 | 91874.425 | 133330.9107 | 13 | 0 | 0 | 0 | 9917.9206 | 5260.9399 | 2 | 321290.542 | 2057.9758 | 222320.8578 | 2214.9934 | 50315.1602 | 108.2056 | 230.9566 | 49.1071 | 117241.6079 | 605.7844 | 0 | 230775.7551 | 96.23% | 3.774% | 631.2007 | 0 | 269.985 | 23.1672 | 1031.6183 | 1111.3201 | 1384.3161 | 62.6075 | 888.5582 | 53303.7905 | 265041.0773 | 319233.426 | 1413573.1495 | 1796321.7073 | 10.3% | 2002531.7366
PLATEFORME LOGISTIQUE #150 | INDUSTRIEL | PLATEFORME LOGISTIQUE | 44106.9487 | 2019 | 55726.4021 | 72373.7309 | 2500 | 2 | 24198.8184 | 5024.529 | 40578.6512 | 30977.6518 | 1 | 79220.6716 | 110062.3129 | 11 | 0 | 0 | 0 | 8842.0265 | 3148.8677 | 1 | 241850.147 | 976.3754 | 137214.922 | 1232.5802 | 41625.2185 | 112.199 | 124.8623 | 41.4413 | 100620.216 | 407.4874 | 0 | 229462.9758 | 96.65% | 3.351% | 454.9304 | 0 | 177.131 | 20.5594 | 955.6238 | 541.5001 | 1173.595 | 34.9085 | 721.4154 | 37031.3785 | 293795.1585 | 331547.9524 | 1169124.7387 | 1563832.5387 | 3.948% | 1628105.2569
PLATEFORME LOGISTIQUE #151 | INDUSTRIEL | PLATEFORME LOGISTIQUE | 60934.4291 | 2008 | 57277.3514 | 85996.9949 | 2500 | 4 | 18133.0941 | 5137.8791 | 53285.1735 | 33116.9173 | 1 | 75473.6819 | 101524.3104 | 10 | 0 | 0 | 0 | 6724.255 | 3469.3117 | 2 | 258459.8668 | 1602.1415 | 229068.2366 | 1580.7787 | 47752.1062 | 115.9796 | 237.8229 | 38.8712 | 146293.0148 | 549.2046 | 0 | 250492.6577 | 93.7% | 6.299% | 707.1457 | 0 | 260.8529 | 20.1987 | 1643.9271 | 1077.9871 | 1490.2642 | 57.2508 | 784.268 | 45275.2282 | 314764.8205 | 360824.3167 | 1403233.6848 | 1838450.3204 | 4.854% | 1932239.3787
PLATEFORME LOGISTIQUE #152 | INDUSTRIEL | PLATEFORME LOGISTIQUE | 73409.9841 | 2020 | 63235.2589 | 144401.8517 | 2500 | 4 | 24246.8038 | 6646.3003 | 68264.9798 | 45397.4788 | 2 | 173178.7408 | 170797.6405 | 14 | 0 | 0 | 0 | 13825.7542 | 6708.774 | 2 | 321882.0156 | 1831.3508 | 275686.4094 | 2801.5971 | 76040.2962 | 138.0789 | 206.1646 | 47.4509 | 179706.4224 | 711.3124 | 0 | 415563.9878 | 93.7% | 6.302% | 862.4346 | 0 | 325.6247 | 35.5147 | 1980.0898 | 1155.4075 | 1441.7832 | 88.6758 | 1583.2838 | 62045.4799 | 366118.3986 | 429747.1623 | 1976417.0847 | 2486405.4515 | 2.007% | 2537337.2026
PLATEFORME LOGISTIQUE #153 | INDUSTRIEL | PLATEFORME LOGISTIQUE | 31583.7895 | 2009 | 30328.0245 | 45374.8744 | 2500 | 2 | 19306.3519 | 2299.7567 | 24073.2638 | 18663.9022 | 1 | 40881.8954 | 58737.4367 | 8 | 0 | 0 | 0 | 4555.3708 | 2446.2815 | 1 | 149661.7716 | 697.205 | 83255.0723 | 931.0772 | 19642.7664 | 72.0473 | 125.7222 | 20.2677 | 82852.0167 | 420.5315 | 0 | 130663.6985 | 93.05% | 6.953% | 351.1376 | 0 | 206.8221 | 12.6399 | 756.9527 | 577.2494 | 548.738 | 33.9122 | 339.9596 | 19005.659 | 187640.3004 | 206985.9191 | 702670.2535 | 945931.8081 | 14.86% | 1111058.2262
PLATEFORME LOGISTIQUE #154 | INDUSTRIEL | PLATEFORME LOGISTIQUE | 57540.6507 | 2018 | 59548.2053 | 87460.2881 | 2500 | 2 | 22152.28 | 5672.838 | 51178.2798 | 39260.2582 | 2 | 88668.5046 | 140247.0442 | 14 | 0 | 0 | 0 | 8070.8685 | 4639.6692 | 1 | 252793.6078 | 1537.2175 | 253338.8789 | 2125.2379 | 57037.7042 | 93.3353 | 227.5972 | 34.7041 | 132422.0989 | 677.8294 | 0 | 233258.0672 | 98.39% | 1.611% | 472.5564 | 0 | 240.6222 | 21.5781 | 1004.5527 | 958.5093 | 1313.6742 | 50.8443 | 749.6213 | 65589.0761 | 256164.7529 | 322503.4502 | 1445643.0678 | 1849161.4009 | 11.63% | 2092578.7589
PLATEFORME LOGISTIQUE #155 | INDUSTRIEL | PLATEFORME LOGISTIQUE | 20190.5495 | 2014 | 16121.0144 | 31557.2668 | 2500 | 2 | 18332.8031 | 1616.7332 | 23101.5603 | 11739.39 | 1 | 30870.0293 | 37718.4771 | 5 | 0 | 0 | 0 | 3672.2582 | 1365.9293 | 1 | 93748.8787 | 711.5768 | 63595.3897 | 773.5908 | 20490.4477 | 42.7099 | 67.2532 | 17.9691 | 50797.3914 | 248.8732 | 0 | 98944.4424 | 97.99% | 2.008% | 204.8512 | 0 | 110.0875 | 9.216 | 363.0476 | 340.2715 | 497.1839 | 21.217 | 285.9006 | 20219.6636 | 96533.3113 | 117038.8756 | 504169.5986 | 646349.0203 | 8.921% | 709654.9668
PLATEFORME LOGISTIQUE #156 | INDUSTRIEL | PLATEFORME LOGISTIQUE | 34919.8081 | 2010 | 36841.1329 | 52750.3106 | 2500 | 2 | 18839.4164 | 3709.9106 | 25481.5107 | 21489.8089 | 1 | 67978.4461 | 68176.9756 | 9 | 0 | 0 | 0 | 4617.6231 | 2303.9754 | 1 | 133709.9389 | 963.6965 | 129592.113 | 916.4125 | 21233.6874 | 88.9317 | 102.084 | 29.4752 | 65788.7523 | 470.634 | 0 | 112507.8015 | 96.62% | 3.383% | 347.2364 | 0 | 213.8502 | 12.4137 | 675.9628 | 543.6819 | 921.6724 | 29.6948 | 596.1048 | 30718.9183 | 163390.2257 | 194705.2488 | 750803.8773 | 975034.1874 | 2.831% | 1003441.0975
PLATEFORME LOGISTIQUE #157 | INDUSTRIEL | PLATEFORME LOGISTIQUE | 52080.7335 | 2013 | 40050.7861 | 80042.2744 | 2500 | 2 | 18019.79 | 5641.4376 | 55560.579 | 35631.4257 | 1 | 100436.2808 | 103880.599 | 11 | 0 | 0 | 0 | 8744.8774 | 3376.9634 | 2 | 240881.603 | 1592.3503 | 157601.1127 | 2034.6075 | 43159.866 | 99.2936 | 166.5024 | 44.2665 | 112812.3667 | 622.3215 | 0 | 266060.3829 | 93.55% | 6.449% | 663.9284 | 0 | 232.0606 | 26.9371 | 1365.7218 | 862.781 | 1174.4303 | 62.5633 | 944.2967 | 54989.2584 | 312861.6034 | 368795.1585 | 1304185.0343 | 1748136.056 | 9.212% | 1925510.485
PLATEFORME LOGISTIQUE #158 | INDUSTRIEL | PLATEFORME LOGISTIQUE | 58821.8522 | 2021 | 67158.0438 | 97744.3757 | 2500 | 2 | 22624.5925 | 7856.6077 | 73284.4813 | 53422.4884 | 2 | 142826.7743 | 107822.9494 | 13 | 0 | 0 | 0 | 7975.696 | 5976.2969 | 2 | 371395.2797 | 1543.946 | 283908.6916 | 1463.0518 | 50902.4914 | 99.4261 | 193.8114 | 53.0857 | 161997.6081 | 690.0389 | 0 | 255291.3722 | 93.7% | 6.296% | 687.9665 | 0 | 357.7405 | 29.8953 | 1630.2526 | 964.8073 | 1156.677 | 61.4179 | 933.0451 | 47106.2909 | 296792.5879 | 344831.9238 | 1750417.2232 | 2193932.4115 | 8.287% | 2392162.5745
PLATEFORME LOGISTIQUE #159 | INDUSTRIEL | PLATEFORME LOGISTIQUE | 61843.6922 | 2019 | 74672.3668 | 121390.7353 | 2500 | 4 | 19393.0661 | 6971.3694 | 67869.7337 | 51229.506 | 2 | 98451.4436 | 140011.5472 | 14 | 0 | 0 | 0 | 10309.7647 | 4302.0462 | 1 | 368259.7499 | 1573.9318 | 220226.2078 | 2047.7153 | 67075.2642 | 126.9471 | 173.0981 | 40.3596 | 172226.7628 | 664.555 | 0 | 339620.3568 | 94.96% | 5.04% | 721.0756 | 0 | 324.6979 | 23.5496 | 1320.9633 | 1125.083 | 1161.8171 | 52.1655 | 904.483 | 48466.7713 | 403845.3603 | 453216.6146 | 1770634.8427 | 2313725.3457 | 8.103% | 2517724.5733
PLATEFORME LOGISTIQUE #160 | INDUSTRIEL | PLATEFORME LOGISTIQUE | 67424.3602 | 2019 | 55782.3349 | 86379.6356 | 2500 | 4 | 17595.5288 | 6336.1285 | 88284.9707 | 42074.5567 | 2 | 111677.7487 | 191943.2859 | 15 | 0 | 0 | 0 | 12310.8057 | 7449.5043 | 2 | 379360.9742 | 1937.4974 | 224248.8471 | 2178.149 | 64195.6547 | 123.8366 | 261.9242 | 49.4523 | 174751.7839 | 607 | 0 | 364005.7016 | 94.3% | 5.704% | 736.0131 | 0 | 440.5974 | 32.9511 | 1434.5132 | 770.9553 | 1303.8837 | 69.5722 | 1098.4556 | 61629.2872 | 430601.9668 | 493329.7096 | 1819434.5595 | 2415496.7595 | 4.94% | 2541025.9114
PLATEFORME LOGISTIQUE #161 | INDUSTRIEL | PLATEFORME LOGISTIQUE | 26315.4412 | 2015 | 21973.5899 | 31719.9853 | 2500 | 2 | 24080.0296 | 2792.0122 | 22501.285 | 15332.1541 | 1 | 53721.933 | 48074.1238 | 6 | 0 | 0 | 0 | 4014.6409 | 2602.9236 | 1 | 116309.9071 | 602.8952 | 104574.135 | 1003.6401 | 27600.1478 | 64.7802 | 95.5851 | 21.5301 | 65637.5707 | 320.9559 | 0 | 146298.42 | 97.27% | 2.733% | 322.8626 | 0 | 148.3446 | 8.6978 | 505.4777 | 345.8045 | 587.5245 | 29.4611 | 519.3439 | 22041.5716 | 144779.4 | 167340.3154 | 687553.0348 | 890001.2221 | 3.753% | 924706.3515
PLATEFORME LOGISTIQUE #162 | INDUSTRIEL | PLATEFORME LOGISTIQUE | 57602.9063 | 2011 | 42666.1843 | 73718.551 | 2500 | 2 | 24635.9351 | 5828.6778 | 50804.5373 | 27854.7657 | 1 | 76386.5527 | 136343.2301 | 10 | 0 | 0 | 0 | 10042.9634 | 4166.0226 | 1 | 306868.0214 | 1894.3461 | 235939.6631 | 2253.2675 | 34369.9461 | 91.1201 | 176.4194 | 55.2876 | 114684.6249 | 545.4502 | 0 | 233202.033 | 94.7% | 5.299% | 577.2692 | 0 | 302.2716 | 23.819 | 1053.2326 | 968.5995 | 1024.9356 | 62.504 | 1025.8317 | 41915.6864 | 271393.5575 | 314335.0756 | 1361797.8383 | 1745629.9628 | 12.15% | 1987054.1784
PLATEFORME LOGISTIQUE #163 | INDUSTRIEL | PLATEFORME LOGISTIQUE | 64554.5962 | 2022 | 85490.0327 | 109398.4275 | 2500 | 4 | 18013.7824 | 6219.833 | 88177.7383 | 58566.9039 | 1 | 149172.9893 | 162259.4049 | 12 | 0 | 0 | 0 | 12250.628 | 4844.2454 | 2 | 444820.0492 | 2082.5368 | 326700.274 | 1731.8777 | 67060.9792 | 112.6479 | 191.231 | 51.115 | 166589.9807 | 683.214 | 0 | 248516.681 | 94.97% | 5.028% | 820.2664 | 0 | 404.7545 | 33.8127 | 1777.4016 | 909.7561 | 1495.742 | 67.1949 | 1117.136 | 72171.5972 | 381346.1441 | 454634.8773 | 1948167.2551 | 2480513.172 | 15.54% | 2936960.3285
PLATEFORME LOGISTIQUE #164 | INDUSTRIEL | PLATEFORME LOGISTIQUE | 18358.7734 | 2020 | 19400.2757 | 37279.4672 | 2500 | 2 | 21428.1565 | 2006.6012 | 20922.5455 | 16874.1252 | 0 | 42018.5614 | 49494.8936 | 4 | 0 | 0 | 0 | 3389.0017 | 1900.7815 | 0 | 122158.5984 | 443.926 | 77664.861 | 625.2763 | 13845.6322 | 47.0551 | 55.3471 | 17.6869 | 62914.325 | 175.7727 | 0 | 76115.8725 | 94.55% | 5.45% | 217.5153 | 0 | 80.5866 | 8.9279 | 421.9331 | 285.2202 | 475.0871 | 14.4365 | 364.1012 | 20983.0953 | 97380.6197 | 118727.8162 | 546096.7579 | 685853.7858 | 2.991% | 707003.5289
PLATEFORME LOGISTIQUE #165 | INDUSTRIEL | PLATEFORME LOGISTIQUE | 61746.8101 | 2010 | 53319.8107 | 83180.3813 | 2500 | 2 | 24276.6763 | 6890.9229 | 58915.1851 | 34309.3703 | 2 | 101839.9465 | 144518.5177 | 16 | 0 | 0 | 0 | 8484.4177 | 5381.7821 | 2 | 314688.26 | 1547.9505 | 203581.2708 | 2249.1043 | 45686.5592 | 141.9579 | 179.9393 | 56.5847 | 134800.7045 | 551.3371 | 0 | 272487.6363 | 93.77% | 6.231% | 636.7165 | 0 | 299.1077 | 21.0491 | 1412.003 | 763.7936 | 1343.1249 | 49.3091 | 1094.0981 | 43366.2572 | 282423.2815 | 326883.6368 | 1455522.6721 | 1840282.9273 | 4.689% | 1930810.2356
PLATEFORME LOGISTIQUE #166 | INDUSTRIEL | PLATEFORME LOGISTIQUE | 64352.5848 | 2023 | 61173.6839 | 135795.5906 | 2500 | 4 | 17721.992 | 7520.7893 | 72268.9816 | 49545.6662 | 1 | 167887.3226 | 176248.9021 | 11 | 0 | 0 | 0 | 12616.3761 | 7450.9843 | 2 | 441392.8463 | 1404.2468 | 273584.547 | 2242.7475 | 52408.2521 | 107.8071 | 169.2412 | 41.0441 | 189921.3357 | 895.1257 | 0 | 387692.4964 | 98.47% | 1.526% | 720.0484 | 0 | 309.8855 | 20.7864 | 1221.9508 | 997.5378 | 1294.6456 | 49.276 | 1484.9094 | 71019.7075 | 284161.6205 | 356666.2374 | 2087023.4886 | 2556564.3052 | 13.47% | 2954434.6912
PLATEFORME LOGISTIQUE #167 | INDUSTRIEL | PLATEFORME LOGISTIQUE | 48668.7484 | 2022 | 60010.7749 | 80445.7199 | 2500 | 2 | 23022.808 | 5265.5995 | 63760.1959 | 44930.6765 | 1 | 87145.6661 | 111412.3013 | 10 | 0 | 0 | 0 | 6900.9154 | 3909.0116 | 1 | 327942.2631 | 1138.1837 | 230959.325 | 1759.8501 | 36326.8588 | 91.2514 | 180.3035 | 44.9531 | 137436.7755 | 688.4865 | 0 | 219676.0953 | 96.23% | 3.766% | 392.7407 | 0 | 215.514 | 23.0287 | 1359.817 | 882.2145 | 971.3952 | 48.7721 | 914.9018 | 46952.9317 | 228274.2892 | 276142.1227 | 1458058.9836 | 1819090.6868 | 15.73% | 2158681.3019
PLATEFORME LOGISTIQUE #168 | INDUSTRIEL | PLATEFORME LOGISTIQUE | 45198.5912 | 2014 | 49877.4236 | 59088.9651 | 2500 | 2 | 17679.235 | 4260.3522 | 37011.4398 | 24512.8821 | 1 | 102255.723 | 92161.8069 | 12 | 0 | 0 | 0 | 7179.263 | 3962.1132 | 1 | 252644.9957 | 1362.3897 | 147062.4899 | 1136.7188 | 43155.9422 | 92.1792 | 119.3353 | 27.7819 | 113538.8397 | 649.6745 | 0 | 243846.2902 | 97.59% | 2.41% | 504.7468 | 0 | 232.0552 | 17.264 | 1078.4257 | 660.2408 | 1015.4553 | 50.7185 | 680.2448 | 40296.864 | 276286.7877 | 317263.8966 | 1199952.9745 | 1559130.3946 | 1.22% | 1578386.6538
PLATEFORME LOGISTIQUE #169 | INDUSTRIEL | PLATEFORME LOGISTIQUE | 20767.3769 | 2016 | 20322.1839 | 35780.6115 | 2500 | 2 | 18297.3762 | 2118.6718 | 20489.3946 | 14683.3386 | 1 | 35193.3814 | 46409.562 | 5 | 0 | 0 | 0 | 2542.3515 | 1362.6415 | 0 | 120906.4091 | 731.9725 | 90786.1498 | 702.8961 | 18803.7503 | 43.1369 | 63.7103 | 15.7489 | 65979.9416 | 296.7466 | 0 | 79615.5445 | 96.62% | 3.38% | 221.2576 | 0 | 90.2527 | 10.0234 | 546.4464 | 275.0642 | 384.7668 | 21.8536 | 369.4175 | 15757.2371 | 122195.0286 | 138321.6832 | 563988.9596 | 730777.9408 | 8.658% | 800045.4454
PLATEFORME LOGISTIQUE #170 | INDUSTRIEL | PLATEFORME LOGISTIQUE | 42136.5609 | 2016 | 46922.8093 | 56095.4923 | 2500 | 2 | 23989.8233 | 3536.9846 | 53611.1873 | 24483.4834 | 1 | 79633.7571 | 84325.9652 | 10 | 0 | 0 | 0 | 8083.9336 | 4315.9958 | 1 | 192968.7207 | 1189.0135 | 140239.2991 | 1478.7595 | 38468.6634 | 75.3791 | 112.6071 | 28.602 | 115601.1499 | 612.1299 | 0 | 237378.3097 | 96.13% | 3.868% | 529.1301 | 0 | 220.8836 | 16.7726 | 735.0011 | 601.2462 | 1058.5924 | 34.8003 | 674.1894 | 39651.5974 | 213730.7549 | 254056.5417 | 1113772.662 | 1415698.9783 | 7.068% | 1523364.0061
PLATEFORME LOGISTIQUE #171 | INDUSTRIEL | PLATEFORME LOGISTIQUE | 28558.945 | 2009 | 29039.236 | 45829.5269 | 2500 | 2 | 21876.8657 | 3098.4827 | 25775.0368 | 19300.7076 | 1 | 37228.4229 | 56129.6357 | 6 | 0 | 0 | 0 | 4773.2419 | 1744.6564 | 1 | 114218.2511 | 668.1885 | 87653.4225 | 858.888 | 16273.1181 | 73.2707 | 83.3305 | 18.4785 | 65293.4434 | 372.7638 | 0 | 96134.0396 | 95.73% | 4.268% | 333.6518 | 0 | 181.16 | 11.0247 | 781.9149 | 321.9006 | 630.6893 | 28.5433 | 444.1809 | 23469.6687 | 117181.8939 | 141095.7435 | 602931.3339 | 769017.3239 | 3.841% | 799733.1503
PLATEFORME LOGISTIQUE #172 | INDUSTRIEL | PLATEFORME LOGISTIQUE | 74447.2231 | 2019 | 68799.3524 | 127816.7764 | 2500 | 4 | 20431.4559 | 8778.806 | 62903.7464 | 57593.8512 | 2 | 119156.9126 | 197644.4903 | 14 | 0 | 0 | 0 | 12245.144 | 7123.1541 | 2 | 434382.9792 | 2209.9528 | 235198.4502 | 2694.9893 | 81242.4978 | 183.3877 | 226.0931 | 60.2288 | 221877.2827 | 985.5461 | 0 | 274866.4298 | 94.57% | 5.43% | 668.407 | 0 | 329.1424 | 25.4189 | 1377.1791 | 1116.317 | 1295.0038 | 56.6478 | 1625.9692 | 63958.4347 | 427038.9718 | 492623.3757 | 1918790.006 | 2525979.6536 | 2.194% | 2582635.0916
PLATEFORME LOGISTIQUE #173 | INDUSTRIEL | PLATEFORME LOGISTIQUE | 44049.4961 | 2013 | 42267.6461 | 56865.9276 | 2500 | 2 | 19558.2717 | 4611.5241 | 42028.9855 | 30322.4679 | 1 | 64090.6767 | 109223.4382 | 9 | 0 | 0 | 0 | 6735.1087 | 3248.0105 | 1 | 165494.2191 | 1357.0686 | 144603.6592 | 1154.8395 | 31777.6071 | 105.0189 | 117.9346 | 41.5356 | 128596.7899 | 584.8884 | 0 | 186670.867 | 93.01% | 6.994% | 441.3073 | 0 | 241.7175 | 21.9368 | 1184.3999 | 807.401 | 1218.5924 | 43.3602 | 529.5014 | 31292.8834 | 233624.3174 | 265446.7023 | 998325.053 | 1308992.1241 | 8.629% | 1432607.5841
PLATEFORME LOGISTIQUE #174 | INDUSTRIEL | PLATEFORME LOGISTIQUE | 72046.1334 | 2012 | 60034.8648 | 77378.7247 | 2500 | 2 | 18992.8292 | 7937.9041 | 75570.0718 | 36689.7361 | 2 | 98589.4695 | 174825.2545 | 18 | 0 | 0 | 0 | 12170.1147 | 4828.6007 | 2 | 400874.6326 | 2542.552 | 317099.5097 | 2247.4947 | 48456.7438 | 118.4337 | 289.891 | 41.8216 | 137957.0858 | 796.6161 | 0 | 342356.7115 | 94.61% | 5.386% | 665.6191 | 0 | 394.3664 | 38.0054 | 1685.1653 | 1292.0403 | 1598.9294 | 83.0088 | 1217.1235 | 45443.3726 | 318520.4868 | 365180.9829 | 1792981.6781 | 2240677.9301 | 13.92% | 2602984.7957
PLATEFORME LOGISTIQUE #175 | INDUSTRIEL | PLATEFORME LOGISTIQUE | 47871.5711 | 2014 | 53377.543 | 78770.3364 | 2500 | 2 | 20548.2364 | 5201.3283 | 53052.3486 | 26145.4894 | 1 | 107698.4842 | 96899.7705 | 13 | 0 | 0 | 0 | 6822.5653 | 3315.4708 | 1 | 191104.9727 | 1245.0207 | 208437.12 | 1172.4546 | 43689.8997 | 85.4682 | 134.9959 | 30.2542 | 101242.7749 | 616.3912 | 0 | 257432.5881 | 94.97% | 5.025% | 577.4143 | 0 | 246.2289 | 15.8141 | 1189.9506 | 736.6296 | 966.1926 | 49.8051 | 803.9169 | 39417.4312 | 215399.3432 | 255620.6913 | 1265752.2358 | 1579799.9377 | 11.23% | 1779595.3774
PLATEFORME LOGISTIQUE #176 | INDUSTRIEL | PLATEFORME LOGISTIQUE | 23182.2401 | 2014 | 19526.4259 | 41779.5543 | 2500 | 2 | 18507.3017 | 2140.2115 | 18251.0867 | 18763.534 | 1 | 35019.3912 | 55551.0523 | 6 | 0 | 0 | 0 | 4329.8927 | 1697.4029 | 1 | 88114.1716 | 794.3123 | 76432.4959 | 721.9813 | 23410.663 | 55.726 | 63.5581 | 16.0511 | 54337.5072 | 210.1731 | 0 | 124358.9907 | 96.37% | 3.632% | 244.4195 | 0 | 131.0529 | 10.776 | 409.3485 | 329.825 | 486.1702 | 23.8515 | 302.869 | 16111.2933 | 125818.9302 | 142233.0925 | 552918.9631 | 717626.9913 | 1.801% | 730786.9515
PLATEFORME LOGISTIQUE #177 | INDUSTRIEL | PLATEFORME LOGISTIQUE | 66001.7567 | 2021 | 71076.2851 | 116984.4426 | 2500 | 4 | 17534.7348 | 9352.5354 | 81866.5137 | 43535.9324 | 2 | 169542.0065 | 160371.0775 | 16 | 0 | 0 | 0 | 13235.0813 | 5707.2027 | 2 | 272189.0562 | 2242.6087 | 309266.8116 | 2521.2436 | 60953.4396 | 168.9904 | 240.8569 | 44.5196 | 150342.9726 | 833.4914 | 0 | 345497.0454 | 95.66% | 4.338% | 711.8368 | 0 | 276.0398 | 28.6365 | 1290.5598 | 924.2177 | 1506.4906 | 55.3345 | 957.0203 | 51421.5151 | 345194.045 | 397572.5804 | 1844548.9004 | 2346149.994 | 13.61% | 2715838.4326
PLATEFORME LOGISTIQUE #178 | INDUSTRIEL | PLATEFORME LOGISTIQUE | 16452.5637 | 2018 | 17743.3153 | 22501.443 | 2500 | 2 | 20290.7408 | 1729.0284 | 20667.8133 | 13768.5171 | 1 | 37701.5305 | 30039.8164 | 4 | 0 | 0 | 0 | 3198.5223 | 1802.3443 | 1 | 98993.1519 | 497.9696 | 60240.9294 | 454.7049 | 17717.8709 | 30.8659 | 53.3214 | 15.777 | 52439.1125 | 160.9229 | 0 | 78840.1163 | 96.83% | 3.167% | 196.17 | 0 | 78.8746 | 8.3628 | 318.8905 | 299.3778 | 395.9552 | 15.0476 | 331.5177 | 18102.3175 | 100406.9345 | 118840.7697 | 471173.807 | 608544.8668 | 13.08% | 700142.9482
PLATEFORME LOGISTIQUE #179 | INDUSTRIEL | PLATEFORME LOGISTIQUE | 15111.4813 | 2016 | 11926.3622 | 28334.3771 | 2500 | 2 | 21105.0065 | 1616.458 | 17077.7639 | 10026.8852 | 0 | 23374.9359 | 40687.9992 | 3 | 0 | 0 | 0 | 2980.8382 | 1010.5508 | 0 | 73635.468 | 355.1983 | 57449.722 | 439.2965 | 12949.5522 | 30.7927 | 37.7498 | 10.9384 | 34984.28 | 156.9837 | 0 | 77978.3864 | 98.25% | 1.754% | 162.1276 | 0 | 100.6595 | 8.0444 | 340.1312 | 281.3709 | 375.1274 | 16.2668 | 226.6224 | 13891.4417 | 89970.0868 | 104088.1508 | 394084.3354 | 517064.693 | 1.998% | 527607.4504
PLATEFORME LOGISTIQUE #180 | INDUSTRIEL | PLATEFORME LOGISTIQUE | 33996.5463 | 2014 | 29433.4492 | 58811.7172 | 2500 | 2 | 23703.0628 | 3653.6747 | 34007.9205 | 27162.8272 | 1 | 47655.0973 | 77235.5811 | 6 | 0 | 0 | 0 | 6405.9053 | 2106.6067 | 1 | 145138.5933 | 739.605 | 123095.065 | 1170.4096 | 34109.0533 | 68.6909 | 111.5418 | 24.4046 | 102747.3134 | 440.507 | 0 | 138635.2373 | 94.45% | 5.554% | 384.1298 | 0 | 168.8649 | 15.9268 | 620.8026 | 616.1794 | 760.3902 | 31.5542 | 544.5413 | 26928.3147 | 207739.3654 | 235212.2214 | 838142.9917 | 1120420.7511 | 2.299% | 1146783.2022
PLATEFORME LOGISTIQUE #181 | INDUSTRIEL | PLATEFORME LOGISTIQUE | 54707.3005 | 2011 | 40250.469 | 59718.9487 | 2500 | 2 | 18283.2559 | 5566.4732 | 49675.3101 | 28031.632 | 2 | 85886.0769 | 81905.6443 | 12 | 0 | 0 | 0 | 7636.7518 | 4748.0622 | 1 | 231538.0852 | 1856.09 | 221705.9726 | 1699.5257 | 37816.1146 | 106.8676 | 166.0374 | 47.7788 | 148111.0228 | 734.9515 | 0 | 236103.7801 | 93.29% | 6.712% | 630.3546 | 0 | 254.7274 | 28.5393 | 1382.0509 | 898.1261 | 958.6481 | 67.344 | 981.6509 | 43754.5969 | 229886.7314 | 274622.9793 | 1288790.642 | 1622088.0274 | 7.197% | 1747884.9713
PLATEFORME LOGISTIQUE #182 | INDUSTRIEL | PLATEFORME LOGISTIQUE | 55262.4108 | 2009 | 51697.9722 | 78864.0348 | 2500 | 2 | 19575.5126 | 5314.9983 | 39032.4678 | 34513.5268 | 2 | 111584.2309 | 95177.8676 | 9 | 0 | 0 | 0 | 7814.0629 | 3094.3336 | 1 | 253149.1181 | 1915.942 | 162768.3539 | 2193.8397 | 41048.1465 | 125.9986 | 149.5684 | 33.5138 | 154780.6156 | 743.2878 | 0 | 163194.4234 | 96.63% | 3.375% | 469.803 | 0 | 232.2382 | 20.4373 | 1514.4555 | 687.9512 | 1469.7041 | 52.2418 | 850.127 | 38785.5998 | 271468.1063 | 311103.8332 | 1224926.3414 | 1593742.5389 | 10.32% | 1777175.5244
PLATEFORME LOGISTIQUE #183 | INDUSTRIEL | PLATEFORME LOGISTIQUE | 26414.4218 | 2016 | 21012.0245 | 44770.5251 | 2500 | 2 | 23245.5226 | 2185.3282 | 25517.551 | 14706.6269 | 1 | 50128.5823 | 69340.339 | 5 | 0 | 0 | 0 | 3816.4537 | 1714.8484 | 1 | 128010.8926 | 670.8176 | 103575.6242 | 968.4129 | 20840.2248 | 65.7196 | 79.9218 | 21.434 | 87701.4341 | 260.4081 | 0 | 139126.9047 | 94.17% | 5.833% | 302.3972 | 0 | 156.6504 | 14.0712 | 645.2535 | 358.7639 | 677.5303 | 20.4195 | 463.3884 | 18572.0027 | 110201.0153 | 129236.4064 | 709575.1814 | 868876.5385 | 13.96% | 1009837.3695
PLATEFORME LOGISTIQUE #184 | INDUSTRIEL | PLATEFORME LOGISTIQUE | 53521.4924 | 2012 | 42975.5381 | 58365.7746 | 2500 | 2 | 20210.3994 | 5084.5397 | 46250.2974 | 28034.0164 | 1 | 76575.1844 | 113981.5714 | 9 | 0 | 0 | 0 | 7450.5611 | 4366.321 | 2 | 231985.4588 | 1592.9409 | 160167.4403 | 2134.0782 | 44322.8829 | 131.6866 | 147.1783 | 45.8454 | 140060.9156 | 486.9137 | 0 | 257350.4789 | 97.32% | 2.679% | 478.9227 | 0 | 262.3957 | 18.8703 | 1150.5447 | 599.8701 | 934.6019 | 45.2469 | 628.009 | 47174.7964 | 235375.6115 | 283178.417 | 1252484.2779 | 1610112.9872 | 9.043% | 1770198.4498
PLATEFORME LOGISTIQUE #185 | INDUSTRIEL | PLATEFORME LOGISTIQUE | 61090.807 | 2020 | 64377.9904 | 118056.722 | 2500 | 4 | 24324.4159 | 5768.6302 | 80450.8812 | 46698.8256 | 2 | 143912.5236 | 164807.6937 | 12 | 0 | 0 | 0 | 9868.0979 | 4959.4224 | 2 | 265972.3393 | 1715.4881 | 319746.3485 | 1682.9843 | 55531.2729 | 103.9671 | 154.4865 | 38.32 | 148395.7033 | 558.5425 | 0 | 244407.3249 | 97.41% | 2.587% | 682.2291 | 0 | 279.943 | 28.8064 | 1213.5608 | 865.9464 | 1381.0234 | 60.2247 | 891.9728 | 64007.2183 | 339585.695 | 404484.8861 | 1698109.1818 | 2198453.8824 | 2.638% | 2258018.0698
PLATEFORME LOGISTIQUE #186 | INDUSTRIEL | PLATEFORME LOGISTIQUE | 63509.5678 | 2012 | 70051.8677 | 104521.1541 | 2500 | 4 | 20881.176 | 5066.7045 | 53713.2305 | 46237.293 | 2 | 123744.8937 | 119572.2711 | 15 | 0 | 0 | 0 | 7233.6332 | 5561.5365 | 2 | 235382.8467 | 1687.074 | 234811.8458 | 2014.7134 | 61474.7656 | 132.617 | 216.0205 | 50.0335 | 146878.5249 | 714.2922 | 0 | 305536.5523 | 93.86% | 6.136% | 499.0107 | 0 | 403.865 | 26.5976 | 1586.5314 | 776.5877 | 1108.8048 | 69.1823 | 769.8407 | 44093.2822 | 358693.878 | 403557.0009 | 1531143.0017 | 1999652.2909 | 7.891% | 2170972.5207
PLATEFORME LOGISTIQUE #187 | INDUSTRIEL | PLATEFORME LOGISTIQUE | 64959.3279 | 2016 | 62412.4624 | 89285.3718 | 2500 | 2 | 20047.8715 | 6729.3954 | 69319.4477 | 39835.9299 | 1 | 98084.3897 | 160615.2295 | 16 | 0 | 0 | 0 | 10238.0401 | 6522.5193 | 2 | 257032.8679 | 1406.172 | 261478.6464 | 2150.5917 | 64775.2609 | 135.6398 | 229.354 | 38.6972 | 141708.45 | 734.83 | 0 | 350074.795 | 96.99% | 3.01% | 814.9525 | 0 | 270.6166 | 31.6802 | 1705.0812 | 960.2714 | 1267.8544 | 59.2111 | 1033.8512 | 55046.5025 | 279723.9476 | 335804.3013 | 1610834.0733 | 2013546.5825 | 3.477% | 2086080.9213
PLATEFORME LOGISTIQUE #188 | INDUSTRIEL | PLATEFORME LOGISTIQUE | 69479.7054 | 2012 | 53370.4164 | 112498.5047 | 2500 | 4 | 20587.3084 | 7682.3415 | 69483.7511 | 48971.9318 | 2 | 136171.9848 | 118363.8366 | 12 | 0 | 0 | 0 | 10057.38 | 5579.0856 | 2 | 287048.6071 | 1747.8142 | 193743.4124 | 2660.184 | 68272.2944 | 147.4741 | 249.5306 | 62.6334 | 169307.5126 | 682.033 | 0 | 270770.8212 | 94.66% | 5.339% | 735.8362 | 0 | 451.0148 | 29.4114 | 1276.9509 | 978.7554 | 1558.8507 | 73.4889 | 1095.3568 | 69360.6378 | 325968.4266 | 396424.4211 | 1628095.8961 | 2126224.8167 | 3.012% | 2192256.2409
PLATEFORME LOGISTIQUE #189 | INDUSTRIEL | PLATEFORME LOGISTIQUE | 28859.3088 | 2012 | 21910.7322 | 39111.4195 | 2500 | 2 | 21318.1825 | 2211.1741 | 29146.0854 | 22405.4847 | 1 | 38757.5837 | 45829.7119 | 7 | 0 | 0 | 0 | 3231.4725 | 2770.3493 | 1 | 112289.2274 | 1027.3389 | 106561.7845 | 836.4294 | 18936.6768 | 61.0491 | 116.3878 | 17.5621 | 56839.0326 | 284.372 | 0 | 139832.6643 | 96.6% | 3.397% | 257.9991 | 0 | 164.1189 | 9.5983 | 700.619 | 404.8517 | 515.7347 | 30.1567 | 336.2231 | 22673.8018 | 163978.0131 | 186988.038 | 661974.8868 | 887577.3203 | 2.731% | 912500.3342
PLATEFORME LOGISTIQUE #190 | INDUSTRIEL | PLATEFORME LOGISTIQUE | 65947.4457 | 2018 | 86983.8118 | 129767.3972 | 2500 | 4 | 17534.3183 | 6956.3812 | 70477.0436 | 59848.6404 | 2 | 128611.1845 | 141712.425 | 15 | 0 | 0 | 0 | 8620.1511 | 6920.3429 | 1 | 317278.7999 | 1811.6813 | 292015.1243 | 2264.5259 | 59787.8238 | 163.0739 | 196.8979 | 62.9089 | 162067.1471 | 630.2788 | 0 | 285189.8182 | 93.83% | 6.173% | 771.2028 | 0 | 306.3581 | 25.1236 | 1824.3701 | 1212.0756 | 1282.8318 | 77.0946 | 954.3091 | 60773.1059 | 341766.8883 | 403494.3034 | 1779178.2859 | 2267646.0018 | 12.46% | 2590526.8254
PLATEFORME LOGISTIQUE #191 | INDUSTRIEL | PLATEFORME LOGISTIQUE | 16649.0818 | 2009 | 17139.5399 | 26689.5552 | 2500 | 2 | 18980.7368 | 1489.5582 | 12012.0954 | 11349.3209 | 1 | 23471.8136 | 25379.1974 | 4 | 0 | 0 | 0 | 2620.862 | 1414.6288 | 0 | 87605.4722 | 399.4614 | 61356.0978 | 601.4835 | 9703.3716 | 40.303 | 53.1231 | 13.5034 | 31363.8245 | 165.342 | 0 | 75307.971 | 92.83% | 7.169% | 176.3142 | 0 | 87.7347 | 6.7145 | 461.3491 | 274.9694 | 403.7919 | 20.055 | 187.9001 | 10093.1395 | 84153.1237 | 94434.1633 | 399819.9365 | 515993.7907 | 3.833% | 536560.861
PLATEFORME LOGISTIQUE #192 | INDUSTRIEL | PLATEFORME LOGISTIQUE | 43867.1411 | 2021 | 44002.9012 | 78000.558 | 2500 | 2 | 23762.9554 | 4802.5006 | 38039.3938 | 34340.4536 | 1 | 111752.8313 | 86149.6941 | 7 | 0 | 0 | 0 | 8819.8667 | 5073.8131 | 1 | 194923.6558 | 1331.1339 | 214132.336 | 1090.8997 | 42226.8352 | 82.6229 | 110.9452 | 28.3274 | 101063.7345 | 578.7577 | 0 | 212841.5971 | 96.5% | 3.496% | 353.8717 | 0 | 265.8133 | 18.5305 | 882.4679 | 786.2413 | 1008.2302 | 46.3716 | 978.3399 | 45609.6045 | 205686.2978 | 252274.2423 | 1210968.6029 | 1519352.122 | 3.342% | 1571885.9244
PLATEFORME LOGISTIQUE #193 | INDUSTRIEL | PLATEFORME LOGISTIQUE | 59814.8451 | 2010 | 63995.6585 | 79484.1391 | 2500 | 2 | 23659.0553 | 5565.394 | 49669.9775 | 28718.5471 | 1 | 104186.9356 | 116582.2248 | 10 | 0 | 0 | 0 | 6366.2135 | 4282.7378 | 1 | 290845.5819 | 1668.9193 | 190203.9404 | 2238.8543 | 44227.4425 | 132.6054 | 213.5171 | 49.6954 | 172375.6852 | 620.2774 | 0 | 259844.9263 | 94.78% | 5.216% | 608.6914 | 0 | 363.6641 | 30.5443 | 1507.8647 | 718.8466 | 1496.4715 | 67.7487 | 749.2631 | 47169.652 | 360022.5956 | 407941.5107 | 1465194.564 | 1953874.6594 | 7.103% | 2103276.5908
PLATEFORME LOGISTIQUE #194 | INDUSTRIEL | PLATEFORME LOGISTIQUE | 16715.6442 | 2012 | 16399.8682 | 26252.2561 | 2500 | 2 | 18485.1551 | 1767.878 | 16708.6233 | 8528.3188 | 0 | 25465.2892 | 29116.3707 | 4 | 0 | 0 | 0 | 2083.543 | 1040.3909 | 0 | 66886.1455 | 529.8803 | 57082.1797 | 518.3015 | 12582.9318 | 27.8282 | 57.1876 | 12.3241 | 31150.862 | 191.5596 | 0 | 63423.1702 | 96.15% | 3.853% | 140.6969 | 0 | 89.9409 | 6.9012 | 322.1157 | 247.9573 | 449.7052 | 20.0229 | 316.7651 | 17395.9483 | 86455.9247 | 104168.6381 | 370415.367 | 489845.0847 | 4.653% | 513752.0921
PLATEFORME LOGISTIQUE #195 | INDUSTRIEL | PLATEFORME LOGISTIQUE | 70626.0684 | 2013 | 76877.6316 | 121638.433 | 2500 | 4 | 19623.4468 | 6388.5421 | 83187.0021 | 43053.3466 | 2 | 154398.8692 | 152879.7842 | 16 | 0 | 0 | 0 | 8525.5047 | 5735.465 | 2 | 378411.1175 | 1881.2611 | 196095.5662 | 2799.7064 | 57723.1208 | 162.3362 | 183.3357 | 46.8677 | 169983.5488 | 912.798 | 0 | 250606.2589 | 93.02% | 6.982% | 739.0742 | 0 | 401.1258 | 31.8418 | 1317.5476 | 1243.2267 | 1973.1464 | 66.7081 | 916.6412 | 63384.5537 | 314551.1395 | 378852.3343 | 1729792.5315 | 2187929.5345 | 6.528% | 2340729.0609
PLATEFORME LOGISTIQUE #196 | INDUSTRIEL | PLATEFORME LOGISTIQUE | 16596.6079 | 2014 | 16407.8763 | 25230.849 | 2500 | 2 | 17881.3829 | 1549.682 | 20210.4941 | 8688.0801 | 0 | 33768.3339 | 26569.7267 | 4 | 0 | 0 | 0 | 2288.0695 | 1525.4063 | 0 | 74367.2298 | 480.2279 | 54039.3519 | 467.2342 | 14553.2654 | 35.2065 | 59.1404 | 12.9739 | 43511.2273 | 214.8201 | 0 | 90121.6667 | 96.97% | 3.031% | 146.1196 | 0 | 88.9312 | 7.1531 | 312.0022 | 227.1758 | 317.2668 | 13.7829 | 321.2428 | 15873.6919 | 105456.8918 | 121651.8265 | 437573.831 | 583719.6587 | 9.827% | 647331.7994
PLATEFORME LOGISTIQUE #197 | INDUSTRIEL | PLATEFORME LOGISTIQUE | 24764.0239 | 2014 | 25180.8303 | 43792.0531 | 2500 | 2 | 23900.3721 | 3182.3325 | 26301.6983 | 15885.8721 | 1 | 44793.921 | 62284.9777 | 6 | 0 | 0 | 0 | 4075.5938 | 2312.883 | 1 | 109664.3893 | 754.1911 | 88995.2856 | 715.0856 | 15964.9617 | 63.092 | 62.3822 | 17.1759 | 74824.5003 | 348.2266 | 0 | 87030.6012 | 94.55% | 5.454% | 281.9912 | 0 | 110.9925 | 11.735 | 571.9159 | 287.8583 | 659.85 | 28.9879 | 390.6606 | 20675.3022 | 156443.6335 | 177509.5963 | 611218.4614 | 825968.7482 | 9.008% | 907732.9338
PLATEFORME LOGISTIQUE #198 | INDUSTRIEL | PLATEFORME LOGISTIQUE | 29498.3711 | 2021 | 34348.5396 | 60044.8953 | 2500 | 2 | 19103.2219 | 3922.0775 | 34200.2341 | 23626.9896 | 1 | 74368.5013 | 56208.8593 | 6 | 0 | 0 | 0 | 4445.2346 | 2457.3587 | 1 | 175049.1376 | 671.7438 | 113580.4889 | 778.1626 | 33747.1063 | 58.7609 | 88.8864 | 24.6317 | 100125.9839 | 284.1096 | 0 | 131232.4121 | 98.37% | 1.629% | 245.6227 | 0 | 195.683 | 9.8609 | 631.4882 | 426.9325 | 655.5449 | 25.0312 | 475.8101 | 29209.8241 | 152397.7939 | 182083.4281 | 883771.0484 | 1112790.9439 | 12.71% | 1274764.05
PLATEFORME LOGISTIQUE #199 | INDUSTRIEL | PLATEFORME LOGISTIQUE | 43576.9124 | 2019 | 36468.94 | 84515.7409 | 2500 | 2 | 20722.6485 | 4707.9447 | 56518.9762 | 31678.7619 | 1 | 86823.4718 | 100639.9181 | 11 | 0 | 0 | 0 | 6292.4699 | 3117.1866 | 1 | 189453.8516 | 1057.165 | 211638.4463 | 1299.5941 | 41827.49 | 90.7322 | 153.3893 | 40.379 | 109367.3127 | 472.9474 | 0 | 209617.4285 | 94.13% | 5.874% | 377.8998 | 0 | 216.985 | 18.5791 | 1118.3364 | 798.1401 | 876.009 | 33.3814 | 741.4922 | 35155.8144 | 252515.6005 | 288412.9071 | 1204271.4384 | 1566480.1458 | 6.869% | 1682022.0548
PLATEFORME LOGISTIQUE #200 | INDUSTRIEL | PLATEFORME LOGISTIQUE | 57762.6614 | 2014 | 62571.1702 | 92455.9752 | 2500 | 4 | 19719.2879 | 6275.5114 | 62550.7322 | 39924.8542 | 2 | 95385.4077 | 151978.4569 | 13 | 0 | 0 | 0 | 7001.3808 | 4628.5091 | 1 | 222137.2241 | 1318.7716 | 162962.1339 | 1659.4903 | 49276.8258 | 98.1624 | 180.8021 | 47.3201 | 133827.2416 | 541.6581 | 0 | 195600.7411 | 92.99% | 7.011% | 687.4469 | 0 | 290.8333 | 24.7198 | 1150.7887 | 726.3673 | 1383.2362 | 60.3592 | 893.302 | 57611.304 | 357620.1317 | 416124.7377 | 1282795.1015 | 1772080.5097 | 10.66% | 1983592.0415
PLATEFORME LOGISTIQUE #201 | INDUSTRIEL | PLATEFORME LOGISTIQUE | 37501.5475 | 2015 | 43447.184 | 52206.3717 | 2500 | 2 | 23685.3951 | 4790.5808 | 32597.9095 | 20684.8051 | 1 | 57882.5976 | 60967.4219 | 8 | 0 | 0 | 0 | 5398.7905 | 3866.6839 | 1 | 157189.7593 | 866.9783 | 114134.3526 | 1486.8505 | 32785.2769 | 85.1066 | 108.5381 | 22.5135 | 93841.8517 | 443.789 | 0 | 125831.4566 | 98.05% | 1.949% | 370.1587 | 0 | 246.9856 | 15.3689 | 836.7422 | 512.0451 | 962.8512 | 45.0136 | 465.4748 | 25615.3574 | 250164.3653 | 276245.1975 | 844423.7381 | 1178695.0561 | 13.67% | 1365300.3849
PLATEFORME LOGISTIQUE #202 | INDUSTRIEL | PLATEFORME LOGISTIQUE | 74104.4716 | 2009 | 57259.8 | 101915.5717 | 2500 | 2 | 24208.2832 | 7733.7575 | 72263.7562 | 35134.3661 | 2 | 106574.8749 | 131934.4139 | 14 | 0 | 0 | 0 | 10939.4861 | 5166.6328 | 2 | 259109.4584 | 1707.1514 | 235173.7022 | 2665.701 | 42062.7742 | 137.5763 | 230.2259 | 65.5059 | 193753.3269 | 935.0183 | 0 | 356015.2263 | 92.13% | 7.869% | 933.7298 | 0 | 300.2517 | 34.7884 | 1803.4338 | 1192.4253 | 1571.8248 | 85.0718 | 1148.747 | 45901.1667 | 498175.8819 | 545225.7956 | 1656653.9986 | 2289793.8589 | 10.71% | 2564347.0272
PLATEFORME LOGISTIQUE #203 | INDUSTRIEL | PLATEFORME LOGISTIQUE | 40330.3642 | 2009 | 38698.6654 | 65089.482 | 2500 | 2 | 24369.437 | 3774.1983 | 34676.3556 | 30126.9338 | 1 | 71494.371 | 89897.4876 | 8 | 0 | 0 | 0 | 6151.551 | 3231.9724 | 1 | 152220.2392 | 1184.0365 | 155458.9228 | 1118.1417 | 30219.9925 | 73.3982 | 114.3976 | 32.1206 | 109614.4881 | 556.4942 | 0 | 124136.1136 | 94.17% | 5.833% | 446.3454 | 0 | 259.6583 | 16.7617 | 1117.0347 | 727.802 | 1137.5462 | 46.2953 | 509.3502 | 27106.6697 | 164787.6158 | 192403.6357 | 904309.9346 | 1138810.7279 | 1.436% | 1155407.3026
PLATEFORME LOGISTIQUE #204 | INDUSTRIEL | PLATEFORME LOGISTIQUE | 46423.0126 | 2014 | 43259.855 | 60174.4682 | 2500 | 2 | 24418.8619 | 3743.9002 | 46163.6816 | 31104.2374 | 1 | 99496.1367 | 87430.8631 | 9 | 0 | 0 | 0 | 7327.0129 | 3726.6953 | 1 | 174279.6046 | 996.9617 | 154648.2575 | 1642.5223 | 48076.838 | 75.2258 | 130.9925 | 39.3601 | 139607.1052 | 478.845 | 0 | 234324.7158 | 96.91% | 3.093% | 420.713 | 0 | 215.4956 | 18.995 | 1247.1819 | 590.6285 | 860.192 | 44.7014 | 695.0295 | 37438.0932 | 246381.2856 | 284514.4082 | 1173346.3297 | 1526098.7343 | 9.657% | 1689224.6242
PLATEFORME LOGISTIQUE #205 | INDUSTRIEL | PLATEFORME LOGISTIQUE | 72705.0221 | 2016 | 71726.3725 | 124025.3241 | 2500 | 4 | 20055.5892 | 6620.22 | 79715.9225 | 62772.3182 | 2 | 122112.0097 | 199792.2521 | 18 | 0 | 0 | 0 | 11039.1761 | 5681.7173 | 2 | 294405.2222 | 1882.2132 | 306732.6894 | 2652.3858 | 53257.1379 | 181.0174 | 232.7833 | 59.1433 | 202967.9476 | 673.5909 | 0 | 411629.4233 | 94.78% | 5.222% | 639.7609 | 0 | 315.4352 | 34.3722 | 1856.6891 | 1217.5821 | 1415.0223 | 69.5859 | 1484.7923 | 56069.5942 | 342295.317 | 399849.7034 | 1918733.5211 | 2404162.6509 | 9.379% | 2652991.9789
PLATEFORME LOGISTIQUE #206 | INDUSTRIEL | PLATEFORME LOGISTIQUE | 43070.1177 | 2022 | 51646.7258 | 81163.9913 | 2500 | 2 | 21721.8405 | 5951.3001 | 59563.2359 | 36016.9884 | 1 | 99814.4887 | 91496.057 | 9 | 0 | 0 | 0 | 6367.4801 | 4927.7417 | 1 | 190637.6919 | 1363.5538 | 195855.9923 | 1216.1476 | 47638.752 | 77.3818 | 145.6668 | 39.1949 | 159102.174 | 435.5516 | 0 | 268227.7295 | 98.25% | 1.753% | 387.4781 | 0 | 242.2417 | 17.4618 | 779.1522 | 782.4989 | 1194.3315 | 46.7758 | 931.5421 | 37372.9509 | 188661.6821 | 226966.1751 | 1342333.0773 | 1643437.6524 | 12.45% | 1877163.4089
PLATEFORME LOGISTIQUE #207 | INDUSTRIEL | PLATEFORME LOGISTIQUE | 33406.9467 | 2024 | 40535.0318 | 70049.2978 | 2500 | 2 | 20438.647 | 3320.6057 | 40769.3389 | 26550.2627 | 1 | 82808.6387 | 76244.7996 | 6 | 0 | 0 | 0 | 7751.2085 | 2785.753 | 1 | 240810.7648 | 1078.5488 | 153539.2819 | 817.288 | 40242.7343 | 69.1571 | 87.4701 | 28.4571 | 83446.0419 | 432.4307 | 0 | 150894.4398 | 97.66% | 2.339% | 420.4628 | 0 | 141.2369 | 15.5281 | 616.951 | 588.3183 | 672.1388 | 33.0767 | 803.3152 | 39456.839 | 136181.5743 | 176441.7285 | 1062053.9668 | 1295548.1253 | 9.608% | 1433262.4301
PLATEFORME LOGISTIQUE #208 | INDUSTRIEL | PLATEFORME LOGISTIQUE | 64090.2004 | 2019 | 86856.7901 | 105442.5666 | 2500 | 2 | 23454.8861 | 5861.7502 | 81967.7801 | 45093.0288 | 1 | 121812.119 | 188142.0761 | 12 | 0 | 0 | 0 | 11268.7372 | 6405.0799 | 1 | 378854.9116 | 1450.5232 | 293400.8734 | 2460.3461 | 60614.3848 | 116.3594 | 167.5502 | 60.4535 | 209667.1923 | 804.96 | 0 | 294838.2476 | 98.34% | 1.658% | 542.3246 | 0 | 391.4705 | 27.7704 | 1286.108 | 1087.0912 | 1666.6867 | 67.1359 | 1149.9568 | 64565.7083 | 396193.8984 | 461909.5635 | 1909895.4794 | 2474452.1004 | 12.48% | 2827303.7253
PLATEFORME LOGISTIQUE #209 | INDUSTRIEL | PLATEFORME LOGISTIQUE | 71793.6811 | 2017 | 61863.4638 | 111987.0794 | 2500 | 4 | 19102.5076 | 7908.5046 | 79027.3504 | 63326.6076 | 2 | 165715.7757 | 188173.4348 | 16 | 0 | 0 | 0 | 14306.2285 | 5097.2049 | 2 | 351542.334 | 2139.4852 | 285416.4035 | 2035.1867 | 65130.4846 | 156.6807 | 265.4892 | 48.9497 | 169687.6615 | 1044.8873 | 0 | 343760.4521 | 95.53% | 4.465% | 588.097 | 0 | 289.9963 | 30.951 | 1285.799 | 1015.1934 | 1829.2878 | 76.7729 | 977.4134 | 51227.6296 | 341966.363 | 394171.406 | 1914269.4989 | 2423003.9325 | 11.99% | 2753143.1908
PLATEFORME LOGISTIQUE #210 | INDUSTRIEL | PLATEFORME LOGISTIQUE | 15861.3525 | 2010 | 12103.888 | 19153.3307 | 2500 | 2 | 22048.9271 | 1342.9432 | 11745.8221 | 11410.2662 | 0 | 24967.3832 | 36381.6555 | 3 | 0 | 0 | 0 | 1744.0567 | 1006.1251 | 0 | 80183.0781 | 473.7077 | 58734.8486 | 441.172 | 14418.8343 | 30.0436 | 63.8206 | 15.0668 | 38691.3053 | 183.2227 | 0 | 61825.6716 | 92.87% | 7.13% | 174.1663 | 0 | 100.7629 | 5.6751 | 377.1241 | 279.7326 | 368.5396 | 15.1575 | 230.4948 | 10937.6956 | 79518.5385 | 90686.7289 | 368603.3417 | 474261.52 | 8.86% | 520367.9561
PLATEFORME LOGISTIQUE #211 | INDUSTRIEL | PLATEFORME LOGISTIQUE | 32060.8245 | 2021 | 29186.6064 | 45070.5414 | 2500 | 2 | 18912.264 | 4677.5992 | 43237.9226 | 30524.9018 | 1 | 54599.0652 | 79674.28 | 5 | 0 | 0 | 0 | 4995.1066 | 3182.4497 | 1 | 181266.2766 | 892.5009 | 161983.4754 | 1061.7664 | 30348.9282 | 52.5011 | 85.8892 | 28.2112 | 117713.2911 | 457.1273 | 0 | 167835.9648 | 94.14% | 5.86% | 259.909 | 0 | 141.5307 | 10.6629 | 797.7655 | 568.3475 | 683.4999 | 25.1832 | 483.5051 | 27114.4983 | 207612.4183 | 235210.4216 | 971139.6411 | 1262732.178 | 4.973% | 1328816.7858
PLATEFORME LOGISTIQUE #212 | INDUSTRIEL | PLATEFORME LOGISTIQUE | 17328.6423 | 2014 | 14791.5484 | 25135.0044 | 2500 | 2 | 20325.947 | 1863.1416 | 15862.9853 | 9175.0607 | 1 | 34265.8029 | 42050.4186 | 3 | 0 | 0 | 0 | 2825.3925 | 1276.6904 | 0 | 92433.7068 | 585.0097 | 79227.1388 | 603.5095 | 16774.2076 | 36.3773 | 68.5165 | 12.7889 | 36302.3201 | 247.0594 | 0 | 74188.5692 | 95.96% | 4.045% | 138.3515 | 0 | 93.6223 | 6.31 | 389.7201 | 277.1856 | 334.4194 | 21.3556 | 326.1696 | 12369.2571 | 112044.6946 | 124740.1213 | 447980.2746 | 593003.0321 | 2.819% | 610203.5489
PLATEFORME LOGISTIQUE #213 | INDUSTRIEL | PLATEFORME LOGISTIQUE | 37046.7918 | 2024 | 38627.0736 | 50739.6014 | 2500 | 2 | 24297.0708 | 4513.1639 | 34364.8954 | 36850.2609 | 1 | 77542.4114 | 75137.5926 | 8 | 0 | 0 | 0 | 6677.468 | 3667.6727 | 1 | 204271.2618 | 813.4776 | 185320.5716 | 1142.3123 | 40927.8888 | 61.613 | 136.3943 | 28.4657 | 115173.6973 | 535.2965 | 0 | 221790.0379 | 98.18% | 1.822% | 380.3811 | 0 | 156.8755 | 19.4311 | 745.0327 | 683.7007 | 651.3293 | 38.2957 | 674.6497 | 45270.3373 | 224154.9644 | 270099.9514 | 1145907.0658 | 1481454.0217 | 5.121% | 1561415.4682
PLATEFORME LOGISTIQUE #214 | INDUSTRIEL | PLATEFORME LOGISTIQUE | 45023.6542 | 2020 | 40842.6831 | 84656.9804 | 2500 | 2 | 23526.7845 | 5024.2636 | 40531.6249 | 43164.5139 | 1 | 77045.572 | 95076.3325 | 10 | 0 | 0 | 0 | 6816.718 | 3619.7938 | 1 | 211438.0161 | 1231.7541 | 148880.9499 | 1209.5487 | 47852.6673 | 92.6076 | 118.8835 | 34.5269 | 156329.3024 | 629.7058 | 0 | 256988.5058 | 93.13% | 6.874% | 553.3701 | 0 | 196.423 | 19.3126 | 1184.6177 | 687.0171 | 976.7487 | 45.6998 | 696.3425 | 46419.7422 | 237714.5325 | 284830.6172 | 1247174.1423 | 1596266.2887 | 3.421% | 1652811.2179
PLATEFORME LOGISTIQUE #215 | INDUSTRIEL | PLATEFORME LOGISTIQUE | 20337.4124 | 2015 | 20383.5172 | 26738.2312 | 2500 | 2 | 24209.9287 | 2310.6294 | 19427.8851 | 11169.1321 | 1 | 47307.1851 | 46772.2808 | 4 | 0 | 0 | 0 | 3316.7156 | 1643.5046 | 1 | 96115.4636 | 505.9186 | 59019.1779 | 562.0104 | 16725.1363 | 48.136 | 49.6632 | 13.7374 | 55603.8325 | 207.4163 | 0 | 73941.8474 | 94.97% | 5.029% | 193.5073 | 0 | 131.2677 | 7.3294 | 562.6842 | 284.8111 | 441.9189 | 24.3694 | 332.0841 | 18136.1123 | 118482.3387 | 136950.5351 | 492304.5019 | 658758.6497 | 6.457% | 704229.216
PLATEFORME LOGISTIQUE #216 | INDUSTRIEL | PLATEFORME LOGISTIQUE | 44228.1278 | 2021 | 44368.1085 | 58599.5749 | 2500 | 2 | 23759.9408 | 6316.3854 | 38732.2049 | 38417.8101 | 1 | 105701.1316 | 112039.6772 | 9 | 0 | 0 | 0 | 8596.4291 | 4126.8921 | 1 | 185899.2425 | 1464.0662 | 231227.3624 | 1256.3746 | 44194.6552 | 94.1137 | 124.8686 | 40.5542 | 120494.1072 | 618.129 | 0 | 248577.3522 | 93.89% | 6.111% | 402.9713 | 0 | 179.127 | 18.1761 | 1128.9772 | 733.1938 | 798.8055 | 50.8407 | 857.9519 | 52443.3573 | 278180.6478 | 331481.9569 | 1278398.7267 | 1681395.4174 | 8.752% | 1842670.0717
PLATEFORME LOGISTIQUE #217 | INDUSTRIEL | PLATEFORME LOGISTIQUE | 59893.6611 | 2015 | 53544.0835 | 100042.8468 | 2500 | 4 | 18617.4834 | 6434.8334 | 71511.719 | 37438.3338 | 2 | 118938.8912 | 143935.5238 | 14 | 0 | 0 | 0 | 9921.7025 | 5089.6737 | 2 | 340894.6997 | 1812.2923 | 260803.3469 | 1820.1588 | 38579.5582 | 93.5938 | 222.8949 | 36.3833 | 185492.812 | 874.8985 | 0 | 320181.5213 | 98.12% | 1.877% | 748.0637 | 0 | 345.5649 | 27.6353 | 1442.9309 | 897.5271 | 1411.0149 | 50.2374 | 1158.0036 | 55883.9457 | 313572.5226 | 370614.4719 | 1728360.4824 | 2181644.5929 | 2.942% | 2247768.3599
PLATEFORME LOGISTIQUE #218 | INDUSTRIEL | PLATEFORME LOGISTIQUE | 51680.2482 | 2020 | 63448.5275 | 90769.8048 | 2500 | 2 | 22590.8418 | 6059.9183 | 58331.8835 | 37453.8871 | 1 | 106365.2412 | 94400.2254 | 13 | 0 | 0 | 0 | 10443.2476 | 3820.4073 | 2 | 326898.8704 | 1367.9826 | 225300.8299 | 1575.6178 | 40821.7344 | 112.3523 | 158.2207 | 43.5146 | 151323.8651 | 478.912 | 0 | 312074.6717 | 97.58% | 2.418% | 628.7148 | 0 | 256.4488 | 22.1195 | 1313.7303 | 798.3871 | 1083.3031 | 63.068 | 1009.4347 | 49339.579 | 245716.5586 | 296065.5723 | 1596213.2479 | 1970294.3053 | 9.923% | 2187334.9692
PLATEFORME LOGISTIQUE #219 | INDUSTRIEL | PLATEFORME LOGISTIQUE | 15069.8013 | 2010 | 13586.5547 | 21288.7801 | 2500 | 2 | 18438.6078 | 1457.585 | 15860.7768 | 7255.5029 | 0 | 25652.5453 | 27833.414 | 3 | 0 | 0 | 0 | 2053.1968 | 1269.131 | 0 | 77243.7183 | 434.28 | 53091.5599 | 510.0689 | 12506.4511 | 25.7889 | 43.2701 | 13.8967 | 34898.5853 | 144.2496 | 0 | 59026.4868 | 97.33% | 2.666% | 128.6874 | 0 | 60.283 | 7.8236 | 409.5859 | 273.2298 | 270.0646 | 11.2528 | 205.9017 | 14355.6512 | 77686.2904 | 92247.8433 | 368888.1537 | 481230.2553 | 10.72% | 538996.9283
PLATEFORME LOGISTIQUE #220 | INDUSTRIEL | PLATEFORME LOGISTIQUE | 41245.0568 | 2012 | 42370.6702 | 54655.8492 | 2500 | 2 | 22031.2399 | 4914.5862 | 35562.6293 | 20594.1716 | 1 | 56697.5695 | 88761.4534 | 8 | 0 | 0 | 0 | 6080.232 | 3115.491 | 1 | 172218.4357 | 1138.3054 | 175861.0434 | 1108.9181 | 26301.0959 | 76.277 | 116.1028 | 35.0086 | 119812.7953 | 417.2594 | 0 | 136465.3982 | 98.14% | 1.858% | 322.1681 | 0 | 217.4757 | 20.9171 | 1076.0899 | 680.9538 | 1027.141 | 50.5153 | 699.6526 | 39727.7151 | 191353.3845 | 231780.7522 | 973151.7351 | 1260375.9909 | 6.717% | 1351137.3216
PLATEFORME LOGISTIQUE #221 | INDUSTRIEL | PLATEFORME LOGISTIQUE | 31875.7915 | 2010 | 35541.1579 | 39263.2701 | 2500 | 2 | 20915.468 | 3151.8584 | 26825.8634 | 23321.6747 | 1 | 52076.9359 | 75353.463 | 8 | 0 | 0 | 0 | 5059.4037 | 2550.3215 | 1 | 154317.0427 | 977.7337 | 88665.5929 | 842.8099 | 25971.9267 | 57.3123 | 112.3608 | 25.9393 | 59306.084 | 460.1728 | 0 | 155889.6441 | 97.1% | 2.904% | 373.6732 | 0 | 197.284 | 16.7531 | 629.7943 | 412.4543 | 699.417 | 36.7648 | 398.0259 | 19182.0862 | 130691.9073 | 150272.0195 | 743960.1362 | 937116.7269 | 13.21% | 1079800.4722
PLATEFORME LOGISTIQUE #222 | INDUSTRIEL | PLATEFORME LOGISTIQUE | 18742.9677 | 2024 | 19076.6021 | 30686.807 | 2500 | 2 | 18365.8677 | 2516.2693 | 19649.5694 | 15711.269 | 0 | 45768.5537 | 50019.4752 | 3 | 0 | 0 | 0 | 3009.9334 | 2167.4857 | 0 | 131130.5934 | 424.5074 | 91988.5732 | 752.6063 | 21550.5935 | 40.5986 | 54.4228 | 15.3006 | 72163.9954 | 224.547 | 0 | 77467.7325 | 98.56% | 1.441% | 161.8553 | 0 | 97.762 | 9.1636 | 331.0448 | 297.0924 | 494.4978 | 16.3164 | 435.708 | 17552.6781 | 83256.4586 | 101244.8447 | 587165.6686 | 714618.3029 | 8.135% | 777904.7231
PLATEFORME LOGISTIQUE #223 | INDUSTRIEL | PLATEFORME LOGISTIQUE | 74435.5072 | 2019 | 90279.9159 | 149914.8092 | 2500 | 4 | 18945.5286 | 7897.6201 | 62270.3203 | 49123.9031 | 2 | 136066.4243 | 160833.595 | 19 | 0 | 0 | 0 | 11527.7906 | 7387.4434 | 2 | 482666.0263 | 1630.3091 | 280615.8528 | 2262.859 | 69948.7374 | 135.3275 | 256.6224 | 62.0209 | 199991.1164 | 691.5125 | 0 | 327282.3147 | 94.11% | 5.894% | 768.7802 | 0 | 411.6963 | 31.3799 | 1998.3677 | 965.2372 | 1376.8886 | 81.771 | 1564.7324 | 61356.5449 | 475312.7382 | 538234.0155 | 2096942.38 | 2750882.1712 | 4.13% | 2869374.022
PLATEFORME LOGISTIQUE #224 | INDUSTRIEL | PLATEFORME LOGISTIQUE | 29850.7755 | 2016 | 34392.0455 | 55761.0397 | 2500 | 2 | 21749.8043 | 3720.5782 | 33757.4486 | 24278.1409 | 1 | 59548.8896 | 78722.5904 | 7 | 0 | 0 | 0 | 4667.8956 | 2606.8323 | 1 | 161560.2835 | 723.0801 | 141696.4498 | 885.482 | 21849.119 | 73.356 | 106.5488 | 22.5774 | 96750.5437 | 400.7275 | 0 | 120147.098 | 97.86% | 2.142% | 230.0531 | 0 | 154.8106 | 13.4788 | 589.0253 | 348.9073 | 803.674 | 31.4197 | 565.735 | 32713.7368 | 175945.3885 | 209224.8602 | 837223.5031 | 1076673.2175 | 11.3% | 1213778.703
PLATEFORME LOGISTIQUE #225 | INDUSTRIEL | PLATEFORME LOGISTIQUE | 47188.3517 | 2010 | 52802.3518 | 51569.9129 | 2500 | 2 | 24375.0345 | 4338.3416 | 34999.8243 | 31019.7735 | 1 | 64905.6799 | 86653.5439 | 11 | 0 | 0 | 0 | 7777.8705 | 4251.8272 | 2 | 165585.1274 | 1372.5107 | 198971.868 | 1585.0638 | 42629.1046 | 81.6249 | 137.9503 | 32.5453 | 94755.8109 | 528.2239 | 0 | 171118.7343 | 92.3% | 7.695% | 569.6114 | 0 | 297.2694 | 18.541 | 1308.4095 | 717.186 | 1258.1679 | 41.8492 | 726.7449 | 29710.2664 | 195459.4855 | 225896.4968 | 1014615.4792 | 1286920.7951 | 14.27% | 1501150.9876
PLATEFORME LOGISTIQUE #226 | INDUSTRIEL | PLATEFORME LOGISTIQUE | 26422.7107 | 2009 | 28344.5063 | 41770.0747 | 2500 | 2 | 22049.5626 | 2854.1124 | 27669.7646 | 12276.9843 | 1 | 38051.2064 | 59742.534 | 7 | 0 | 0 | 0 | 2873.2619 | 1801.4803 | 1 | 111392.1634 | 825.0643 | 74015.6191 | 867.1419 | 20676.0164 | 41.1744 | 65.1892 | 22.9487 | 55467.4338 | 348.7352 | 0 | 108755.884 | 94.06% | 5.937% | 321.4557 | 0 | 165.9645 | 13.6662 | 696.2779 | 394.3268 | 539.2796 | 30.1371 | 400.9774 | 19109.8569 | 111847.1569 | 131357.9912 | 580914.2519 | 734143.0342 | 8.713% | 804216.8294
PLATEFORME LOGISTIQUE #227 | INDUSTRIEL | PLATEFORME LOGISTIQUE | 63384.012 | 2019 | 56034.1162 | 127618.6929 | 2500 | 4 | 21396.7565 | 9023.7565 | 81132.7019 | 58088.017 | 2 | 97110.5406 | 170727.6088 | 14 | 0 | 0 | 0 | 8825.529 | 4718.0618 | 2 | 271140.8226 | 1525.6664 | 280341.6115 | 1727.1853 | 72829.1396 | 126.7633 | 226.2284 | 53.3186 | 147256.2577 | 705.8148 | 0 | 261922.3202 | 95.23% | 4.774% | 614.2483 | 0 | 348.4819 | 31.3955 | 1438.7531 | 1116.9633 | 1180.5202 | 59.2684 | 1049.9413 | 50352.0541 | 325409.9504 | 376811.9458 | 1608056.0154 | 2051712.3965 | 8.245% | 2236083.3374
PLATEFORME LOGISTIQUE #228 | INDUSTRIEL | PLATEFORME LOGISTIQUE | 45422.7737 | 2009 | 36170.3854 | 61559.8509 | 2500 | 2 | 20834.3318 | 3159.5326 | 33662.9437 | 28009.7738 | 1 | 57058.0553 | 103259.9959 | 7 | 0 | 0 | 0 | 6367.7601 | 3369.9101 | 1 | 169102.9928 | 1587.2756 | 153725.7321 | 1717.7055 | 37792.4986 | 101.133 | 118.1317 | 30.4819 | 87878.8934 | 662.5557 | 0 | 168823.6268 | 93.32% | 6.683% | 395.5537 | 0 | 292.4098 | 19.0391 | 1277.9802 | 750.4877 | 874.7282 | 44.8824 | 493.7017 | 39698.8783 | 303907.879 | 344100.459 | 946181.1105 | 1335911.5849 | 14.98% | 1571295.0115
PLATEFORME LOGISTIQUE #229 | INDUSTRIEL | PLATEFORME LOGISTIQUE | 66170.3939 | 2013 | 48642.6242 | 92304.4355 | 2500 | 2 | 24359.3681 | 8211.4481 | 74794.0299 | 34807.5559 | 1 | 137328.2945 | 117266.1075 | 15 | 0 | 0 | 0 | 11672.417 | 5258.3001 | 2 | 279396.6685 | 1992.5379 | 231216.4617 | 2326.3021 | 51214.3868 | 141.0663 | 209.125 | 62.6701 | 133847.6566 | 699.7264 | 0 | 325817.6916 | 95.51% | 4.486% | 812.2071 | 0 | 418.3209 | 26.338 | 1577.4535 | 1146.3441 | 1694.9321 | 70.2389 | 871.7609 | 56260.4108 | 361793.8311 | 418926.0029 | 1608164.2169 | 2107096.9022 | 15.23% | 2485717.8559
PLATEFORME LOGISTIQUE #230 | INDUSTRIEL | PLATEFORME LOGISTIQUE | 71471.326 | 2017 | 77735.5375 | 133915.8863 | 2500 | 4 | 23811.0996 | 9138.7435 | 64966.2765 | 60636.6739 | 2 | 152370.9773 | 157105.6459 | 13 | 0 | 0 | 0 | 12738.1404 | 7478.6391 | 2 | 422467.7923 | 1603.5438 | 329699.8514 | 2577.043 | 61853.5124 | 133.5926 | 260.5991 | 57.5704 | 183007.8146 | 846.7649 | 0 | 371909.096 | 96.56% | 3.441% | 762.4597 | 0 | 466.2833 | 36.4113 | 1896.4726 | 1203.1095 | 1267.1342 | 82.5772 | 960.0365 | 59912.55 | 340809.2241 | 401681.8107 | 2089408.7315 | 2600327.4052 | 3.587% | 2697075.5571
PLATEFORME LOGISTIQUE #231 | INDUSTRIEL | PLATEFORME LOGISTIQUE | 30548.7804 | 2017 | 29124.2786 | 38097.6125 | 2500 | 2 | 24223.7191 | 3945.7418 | 33898.7196 | 27662.4038 | 1 | 46087.2409 | 59784.0816 | 8 | 0 | 0 | 0 | 4743.5173 | 2618.7455 | 1 | 123007.7029 | 776.625 | 150635.2987 | 1098.9042 | 22526.8813 | 69.2418 | 79.862 | 22.9725 | 68324.9208 | 303.291 | 0 | 170653.6395 | 94.11% | 5.892% | 385.6949 | 0 | 150.5846 | 12.1755 | 789.9406 | 420.253 | 712.5549 | 31.6254 | 585.8572 | 32482.7448 | 151106.0341 | 184174.6361 | 804090.6016 | 1029951.655 | 8.468% | 1125236.7442
PLATEFORME LOGISTIQUE #232 | INDUSTRIEL | PLATEFORME LOGISTIQUE | 22991.8719 | 2010 | 21340.0524 | 25665.074 | 2500 | 2 | 24154.0629 | 2501.1009 | 16833.1995 | 17106.3581 | 1 | 32962.1069 | 36894.5046 | 4 | 0 | 0 | 0 | 3557.5713 | 1862.8768 | 1 | 83486.3883 | 702.9107 | 91129.4782 | 702.7653 | 21739.8095 | 52.2007 | 77.3529 | 13.3871 | 49886.4177 | 262.457 | 0 | 99438.9693 | 92.32% | 7.681% | 198.4104 | 0 | 119.204 | 7.402 | 572.4756 | 378.2426 | 401.1746 | 28.1581 | 306.3333 | 17060.5004 | 151406.4686 | 168773.3023 | 511547.7021 | 701602.2906 | 9.794% | 777780.1282
PLATEFORME LOGISTIQUE #233 | INDUSTRIEL | PLATEFORME LOGISTIQUE | 24799.7358 | 2017 | 29439.6677 | 33433.5104 | 2500 | 2 | 20816.9762 | 2936.3658 | 27992.167 | 21405.7523 | 1 | 38683.8739 | 67771.0947 | 5 | 0 | 0 | 0 | 3914.7354 | 2308.0869 | 1 | 155521.5844 | 621.6517 | 75331.7906 | 1008.6834 | 24608.6516 | 47.2287 | 63.4361 | 14.5573 | 67974.4573 | 310.3749 | 0 | 130662.5099 | 93.54% | 6.458% | 261.4104 | 0 | 119.2997 | 9.3616 | 644.0726 | 423.8065 | 458.7138 | 27.9308 | 508.6875 | 28648.051 | 101743.8541 | 130900.5926 | 680753.031 | 840333.791 | 5.778% | 891866.9185
PLATEFORME LOGISTIQUE #234 | INDUSTRIEL | PLATEFORME LOGISTIQUE | 15815.0418 | 2020 | 19069.423 | 26687.3782 | 2500 | 2 | 24075.6793 | 1850.9501 | 17165.0439 | 10461.4313 | 0 | 34590.4347 | 31564.1077 | 3 | 0 | 0 | 0 | 2235.8541 | 1558.0954 | 0 | 72417.969 | 488.8857 | 79408.1547 | 467.5017 | 14566.276 | 32.5509 | 38.4999 | 13.4637 | 53906.2003 | 195.913 | 0 | 82424.4852 | 97.69% | 2.306% | 198.8886 | 0 | 84.8991 | 6.5701 | 426.4233 | 281.1011 | 340.3577 | 18.3864 | 317.768 | 13012.1163 | 71340.5385 | 84670.4228 | 464281.1327 | 573472.0093 | 5.929% | 609616.7378
PLATEFORME LOGISTIQUE #235 | INDUSTRIEL | PLATEFORME LOGISTIQUE | 74185.7312 | 2022 | 99664.6606 | 122490.8741 | 2500 | 4 | 18191.3819 | 9624.8597 | 82065.869 | 66310.9451 | 2 | 139906.5593 | 220365.4168 | 13 | 0 | 0 | 0 | 15178.2133 | 7832.3167 | 2 | 494809.5283 | 2369.0804 | 254734.4006 | 2435.5901 | 75288.8388 | 189.0664 | 235.4355 | 57.6284 | 227799.9888 | 822.9607 | 0 | 361117.2468 | 94.87% | 5.131% | 805.7651 | 0 | 379.4981 | 28.426 | 1670.4397 | 1271.086 | 1938.3919 | 86.7424 | 1365.6788 | 93328.3527 | 483961.0032 | 578655.0347 | 2204169.8718 | 2904659.2373 | 4.091% | 3028544.8144
PLATEFORME LOGISTIQUE #236 | INDUSTRIEL | PLATEFORME LOGISTIQUE | 21889.1449 | 2018 | 24142.1515 | 42060.0954 | 2500 | 2 | 19224.7206 | 2797.8629 | 26574.4528 | 12534.6722 | 1 | 43996.5326 | 48103.9536 | 5 | 0 | 0 | 0 | 4437.915 | 1893.6026 | 1 | 87527.4657 | 644.5991 | 109067.3533 | 550.3102 | 17975.2852 | 35.7992 | 64.7046 | 17.437 | 51131.1602 | 300.6042 | 0 | 104613.2009 | 95.17% | 4.833% | 268.7627 | 0 | 118.5369 | 11.5193 | 564.5143 | 340.4623 | 455.4132 | 17.3684 | 287.1565 | 22497.0245 | 101611.0148 | 124395.1959 | 593563.7794 | 746150.1562 | 1.136% | 754723.3579
PLATEFORME LOGISTIQUE #237 | INDUSTRIEL | PLATEFORME LOGISTIQUE | 54913.2412 | 2023 | 59302.5349 | 83845.4889 | 2500 | 2 | 21899.1741 | 7222.4924 | 72165.892 | 49203.3237 | 1 | 94054.428 | 156975.3549 | 12 | 0 | 0 | 0 | 12253.265 | 6434.8176 | 1 | 314032.8973 | 1832.5762 | 255334.6831 | 1443.8581 | 48432.0005 | 100.0225 | 171.3652 | 47.9319 | 188225.1415 | 615.8005 | 0 | 239720.5678 | 94.99% | 5.014% | 632.6134 | 0 | 239.0709 | 26.0431 | 1430.2701 | 905.7593 | 1426.767 | 66.7616 | 884.6716 | 58777.5623 | 281467.1578 | 341129.3918 | 1571533.9209 | 1975110.6595 | 10.59% | 2208979.2176
PLATEFORME LOGISTIQUE #238 | INDUSTRIEL | PLATEFORME LOGISTIQUE | 35546.1547 | 2014 | 29427.1865 | 54856.2635 | 2500 | 2 | 20874.3908 | 4208.8895 | 39625.4206 | 30004.2648 | 1 | 59040.732 | 62180.6314 | 9 | 0 | 0 | 0 | 4799.3542 | 2248.1622 | 1 | 128157.3772 | 1153.6134 | 159803.6511 | 1176.1921 | 34104.4717 | 74.1871 | 96.1728 | 22.2454 | 87647.9226 | 357.329 | 0 | 178822.7119 | 95.56% | 4.436% | 363.3254 | 0 | 151.0139 | 14.3095 | 619.7593 | 412.3059 | 655.1066 | 27.4198 | 590.1853 | 33962.0664 | 159205.3626 | 193757.6143 | 898867.8307 | 1133643.8133 | 13.83% | 1315573.7792
PLATEFORME LOGISTIQUE #239 | INDUSTRIEL | PLATEFORME LOGISTIQUE | 59043.3965 | 2010 | 51324.1997 | 63250.6576 | 2500 | 2 | 18826.3452 | 5571.9291 | 47124.2632 | 41497.9333 | 2 | 80191.4169 | 94240.3959 | 14 | 0 | 0 | 0 | 9927.6197 | 4923.2755 | 2 | 224866.5614 | 1433.8997 | 221833.9039 | 2054.8638 | 37294.2612 | 140.4381 | 145.4429 | 53.8467 | 116422.7158 | 597.8753 | 0 | 210174.9364 | 96.75% | 3.252% | 510.9984 | 0 | 278.5098 | 26.0143 | 1156.7708 | 904.6847 | 1478.1848 | 46.3501 | 647.3866 | 56153.2834 | 383360.4399 | 440161.1099 | 1251863.6446 | 1759492.7097 | 4.666% | 1845600.998
PLATEFORME LOGISTIQUE #240 | INDUSTRIEL | PLATEFORME LOGISTIQUE | 39301.4467 | 2012 | 32019.0184 | 67613.181 | 2500 | 2 | 19697.0063 | 3042.4683 | 30862.8106 | 26569.968 | 1 | 75385.3508 | 93375.8807 | 6 | 0 | 0 | 0 | 4375.8195 | 2560.6109 | 1 | 195689.0377 | 1271.6028 | 148108.2649 | 1166.3211 | 37890.4366 | 63.5462 | 138.3928 | 35.0563 | 112482.6856 | 564.9233 | 0 | 180230.4016 | 98.24% | 1.756% | 430.7481 | 0 | 216.7125 | 13.3148 | 905.6122 | 675.3021 | 968.4952 | 36.7199 | 618.1 | 35109.8655 | 254684.7198 | 290412.6853 | 1027081.5055 | 1372239.6126 | 7.351% | 1481109.7269
PLATEFORME LOGISTIQUE #241 | INDUSTRIEL | PLATEFORME LOGISTIQUE | 43836.6096 | 2018 | 58281.9519 | 66700.9355 | 2500 | 2 | 23499.8679 | 3807.8593 | 45888.1532 | 29858.1103 | 1 | 74553.0719 | 76485.2611 | 9 | 0 | 0 | 0 | 8399.6074 | 4248.2939 | 1 | 192544.848 | 1442.5281 | 205018.057 | 1698.4013 | 32233.0174 | 97.4974 | 173.2274 | 37.2968 | 102771.5517 | 459.9724 | 0 | 202975.849 | 94.97% | 5.033% | 370.4782 | 0 | 229.7375 | 15.999 | 948.0138 | 629.9775 | 783.2405 | 47.9457 | 614.2359 | 48481.9032 | 190042.5505 | 239138.6896 | 1166232.9271 | 1473798.6011 | 8.606% | 1612570.483
PLATEFORME LOGISTIQUE #242 | INDUSTRIEL | PLATEFORME LOGISTIQUE | 47894.901 | 2020 | 47275.9067 | 95073.8676 | 2500 | 2 | 24094.2289 | 6125.7781 | 63396.5324 | 34194.2694 | 1 | 85776.8339 | 86248.8078 | 8 | 0 | 0 | 0 | 7525.6766 | 4102.7326 | 1 | 200603.6303 | 1154.5685 | 178714.4768 | 1833.5919 | 42079.7628 | 109.8051 | 155.2714 | 38.6569 | 111559.6943 | 637.9064 | 0 | 254586.0791 | 96.53% | 3.473% | 598.1095 | 0 | 284.6511 | 19.0805 | 945.7764 | 591.3747 | 1186.067 | 46.5655 | 1020.4393 | 42242.3446 | 283397.9316 | 326660.7155 | 1259193.1588 | 1649104.4316 | 5.165% | 1738922.1616
PLATEFORME LOGISTIQUE #243 | INDUSTRIEL | PLATEFORME LOGISTIQUE | 71354.3841 | 2020 | 96258.8477 | 100731.9578 | 2500 | 2 | 24096.8363 | 9027.0632 | 61432.5156 | 53260.1133 | 2 | 119259.937 | 148161.2066 | 16 | 0 | 0 | 0 | 12013.8043 | 6718.0743 | 2 | 427537.6233 | 1918.4672 | 307213.6112 | 2484.5553 | 70324.3615 | 152.8815 | 272.2826 | 54.5818 | 248725.1306 | 833.5481 | 0 | 355899.475 | 98.6% | 1.401% | 699.6863 | 0 | 392.8209 | 32.0448 | 1289.4452 | 1100.2387 | 1936.6597 | 65.1779 | 1395.9345 | 81726.705 | 370161.4852 | 453284.1248 | 2068671.4962 | 2600571.9838 | 1.4% | 2637491.9025
PLATEFORME LOGISTIQUE #244 | INDUSTRIEL | PLATEFORME LOGISTIQUE | 25413.1233 | 2009 | 21645.995 | 37267.2935 | 2500 | 2 | 18593.1113 | 1930.9098 | 16625.7643 | 11738.4724 | 1 | 51631.2643 | 37555.7406 | 5 | 0 | 0 | 0 | 4046.8284 | 1903.7685 | 1 | 123818.8388 | 726.7059 | 92188.7013 | 856.6176 | 20689.4156 | 60.4164 | 94.4274 | 22.0724 | 54183.5223 | 335.567 | 0 | 104532.9492 | 94.26% | 5.738% | 214.2448 | 0 | 147.8083 | 8.4322 | 538.4705 | 386.9086 | 613.937 | 27.914 | 432.9764 | 21819.4879 | 163664.0645 | 185916.5287 | 605295.382 | 816869.7564 | 4.605% | 856305.1668
PLATEFORME LOGISTIQUE #245 | INDUSTRIEL | PLATEFORME LOGISTIQUE | 43590.7084 | 2014 | 38228.9142 | 73541.4627 | 2500 | 2 | 23264.7704 | 4681.6973 | 40201.3348 | 24134.3838 | 1 | 99546.203 | 81884.7283 | 8 | 0 | 0 | 0 | 5103.3822 | 3837.2536 | 1 | 164743.9107 | 1283.3574 | 184133.2295 | 1359.6488 | 33977.6549 | 99.7455 | 161.4268 | 36.0163 | 133082.0092 | 527.7458 | 0 | 196843.2871 | 96.59% | 3.408% | 397.3908 | 0 | 189.9323 | 19.0155 | 1226.8879 | 792.7264 | 1016.5429 | 37.2516 | 642.0613 | 47320.3006 | 248620.1656 | 296582.5276 | 1119245.5168 | 1459730.708 | 8.948% | 1603188.9293
PLATEFORME LOGISTIQUE #246 | INDUSTRIEL | PLATEFORME LOGISTIQUE | 25202.7596 | 2021 | 34490.9056 | 52350.1042 | 2500 | 2 | 23428.9157 | 2947.4588 | 27950.4061 | 16547.346 | 1 | 65231.1914 | 66758.0179 | 6 | 0 | 0 | 0 | 4330.8627 | 2047.7982 | 1 | 142219.9835 | 796.3879 | 81808.046 | 787.0722 | 25120.6523 | 47.4927 | 85.2653 | 21.9141 | 71742.2506 | 336.3277 | 0 | 135605.6095 | 97.57% | 2.433% | 308.6955 | 0 | 123.6346 | 12.5853 | 653.4999 | 322.4347 | 664.3099 | 27.9746 | 529.2594 | 22565.0338 | 155695.208 | 178789.5012 | 733185.3065 | 943354.7642 | 6.083% | 1004457.3866
PLATEFORME LOGISTIQUE #247 | INDUSTRIEL | PLATEFORME LOGISTIQUE | 40196.1495 | 2021 | 56076.8037 | 65656.683 | 2500 | 2 | 22780.7692 | 5465.4223 | 51036.6811 | 25956.0727 | 1 | 71309.0448 | 92480.6216 | 7 | 0 | 0 | 0 | 6005.5884 | 2878.8682 | 1 | 207055.8681 | 1068.2336 | 196112.2745 | 1558.135 | 46459.0747 | 64.1754 | 117.1179 | 24.5589 | 114137.1005 | 538.2266 | 0 | 157150.6636 | 97.45% | 2.548% | 327.5501 | 0 | 228.952 | 17.2441 | 1083.1162 | 531.7186 | 880.4272 | 38.7268 | 748.8417 | 44040.84 | 190134.4106 | 234924.0923 | 1139635.9027 | 1438672.6349 | 7.559% | 1556306.8286
PLATEFORME LOGISTIQUE #248 | INDUSTRIEL | PLATEFORME LOGISTIQUE | 63931.8864 | 2013 | 48943.9211 | 109968.5734 | 2500 | 4 | 23848.1782 | 6141.0031 | 70980.0982 | 51723.6064 | 2 | 136784.9661 | 104457.3891 | 17 | 0 | 0 | 0 | 8193.8262 | 5477.5495 | 2 | 270519.2663 | 1531.0953 | 203332.817 | 2472.3784 | 58019.9602 | 142.3209 | 162.4795 | 52.3061 | 124815.3571 | 728.6165 | 0 | 323844.2687 | 94.81% | 5.187% | 689.9627 | 0 | 317.9504 | 28.6695 | 1420.8418 | 925.2136 | 1221.7656 | 53.5925 | 1050.4722 | 63865.5517 | 410690.6368 | 475606.6607 | 1566453.7762 | 2107461.0949 | 6.195% | 2246650.0875
PLATEFORME LOGISTIQUE #249 | INDUSTRIEL | PLATEFORME LOGISTIQUE | 48724.7591 | 2012 | 34961.4386 | 72706.1216 | 2500 | 2 | 20411.2268 | 5078.7883 | 51186.1585 | 39135.9927 | 1 | 82771.6454 | 88715.7261 | 8 | 0 | 0 | 0 | 7482.1065 | 4486.3151 | 1 | 219969.7574 | 1356.568 | 139924.9155 | 1247.4925 | 32206.5177 | 107.0507 | 194.0631 | 45.6038 | 135463.5154 | 607.0583 | 0 | 166403.1084 | 96.73% | 3.271% | 409.4782 | 0 | 269.7548 | 20.2001 | 1302.5904 | 695.865 | 940.826 | 53.6558 | 642.2967 | 32674.3964 | 201774.9754 | 235091.6685 | 1087174.0054 | 1376198.7223 | 8.449% | 1503205.5502
PLATEFORME LOGISTIQUE #250 | INDUSTRIEL | PLATEFORME LOGISTIQUE | 42121.3287 | 2017 | 51689.2237 | 57714.1948 | 2500 | 2 | 19411.8894 | 4017.4753 | 43640.9041 | 37043.0364 | 1 | 102581.9574 | 84186.9588 | 10 | 0 | 0 | 0 | 6398.9606 | 4017.9115 | 1 | 207569.9048 | 1213.3542 | 163484.0486 | 1198.2299 | 28293.9315 | 87.1796 | 102.3843 | 33.3336 | 99870.2637 | 469.4161 | 0 | 225110.8773 | 98.05% | 1.946% | 538.8922 | 0 | 254.1479 | 19.4997 | 791.8804 | 648.8996 | 824.7025 | 47.0789 | 770.8258 | 44773.4027 | 176123.8546 | 221668.0832 | 1140141.6053 | 1411742.8659 | 10.65% | 1580046.6748
PLATEFORME LOGISTIQUE #251 | INDUSTRIEL | PLATEFORME LOGISTIQUE | 43644.9404 | 2022 | 40004.983 | 88964.0322 | 2500 | 2 | 20146.8041 | 5356.8878 | 46367.5345 | 28122.8863 | 1 | 101395.3692 | 116599.5024 | 9 | 0 | 0 | 0 | 9859.9888 | 3502.4972 | 1 | 270874.4295 | 1311.6055 | 181648.7194 | 1206.4866 | 48266.2256 | 97.4783 | 110.9691 | 28.6537 | 102248.7497 | 483.646 | 0 | 193675.4096 | 94.04% | 5.958% | 537.7098 | 0 | 179.9441 | 16.4038 | 1171.0784 | 557.4972 | 1052.7525 | 49.7037 | 678.544 | 45496.0947 | 251463.8812 | 297638.52 | 1254773.311 | 1612597.0638 | 6.108% | 1717505.0123
PLATEFORME LOGISTIQUE #252 | INDUSTRIEL | PLATEFORME LOGISTIQUE | 22766.8655 | 2009 | 15388.4317 | 33652.9344 | 2500 | 2 | 24904.8263 | 1571.1383 | 20722.3727 | 14988.0679 | 1 | 36529.8051 | 51854.04 | 4 | 0 | 0 | 0 | 3900.2288 | 1261.9677 | 1 | 108275.2508 | 563.8977 | 94499.0799 | 710.3632 | 18753.9212 | 49.2101 | 55.7595 | 18.2798 | 53327.5208 | 286.6679 | 0 | 101852.2018 | 97.07% | 2.931% | 238.1047 | 0 | 125.4891 | 10.3409 | 587.3112 | 367.0202 | 615.0993 | 25.52 | 272.2599 | 21879.4924 | 143228.641 | 165380.3933 | 565920.9278 | 759648.9954 | 15.31% | 897000.0747
PLATEFORME LOGISTIQUE #253 | INDUSTRIEL | PLATEFORME LOGISTIQUE | 63957.6181 | 2022 | 59390.6338 | 110047.5629 | 2500 | 4 | 19599.1672 | 8794.9337 | 82529.3777 | 43297.4218 | 2 | 167497.2996 | 150052.7147 | 14 | 0 | 0 | 0 | 14158.2585 | 5769.7276 | 1 | 320207.9514 | 1720.9443 | 287240.3905 | 2096.7088 | 74650.7361 | 127.2131 | 236.7613 | 42.007 | 145911.0141 | 836.9288 | 0 | 373872.1972 | 93.86% | 6.144% | 709.3832 | 0 | 331.6365 | 27.5359 | 1745.6525 | 1017.1845 | 1500.4181 | 53.372 | 1169.8214 | 62777.9488 | 365770.6897 | 429718.4599 | 1892198.3201 | 2415762.2924 | 7.801% | 2620152.9067
PLATEFORME LOGISTIQUE #254 | INDUSTRIEL | PLATEFORME LOGISTIQUE | 64031.1559 | 2010 | 71606.3464 | 86813.6568 | 2500 | 2 | 19307.8055 | 6027.1494 | 52599.4993 | 31764.3106 | 2 | 121877.8853 | 139299.5172 | 13 | 0 | 0 | 0 | 8799.5741 | 4220.0381 | 2 | 301097.3417 | 1503.28 | 263157.5754 | 1724.0804 | 54475.0857 | 112.889 | 233.0665 | 60.2251 | 171577.4579 | 910.1715 | 0 | 258038.3573 | 95.85% | 4.147% | 731.4516 | 0 | 316.1939 | 23.1918 | 1704.1692 | 838.0023 | 1490.4409 | 50.4728 | 1091.2848 | 47964.5231 | 396291.6366 | 445347.4445 | 1582064.5469 | 2089014.3939 | 15.76% | 2479976.7639
PLATEFORME LOGISTIQUE #255 | INDUSTRIEL | PLATEFORME LOGISTIQUE | 38952.8999 | 2008 | 36847.4451 | 45902.7654 | 2500 | 2 | 22596.8132 | 3145.4854 | 39059.8195 | 25211.5189 | 1 | 58853.8862 | 80001.6501 | 8 | 0 | 0 | 0 | 5173.9433 | 3129.8288 | 1 | 142253.6001 | 992.176 | 135096.8077 | 1386.3612 | 25910.959 | 91.571 | 144.7402 | 33.0089 | 79352.6469 | 504.5163 | 0 | 177442.0699 | 97.38% | 2.625% | 335.2837 | 0 | 192.4048 | 15.2574 | 946.3225 | 585.066 | 822.4759 | 35.7775 | 431.2308 | 22861.5107 | 257873.584 | 281166.3256 | 845141.046 | 1158871.4358 | 6.957% | 1245522.5159
PLATEFORME LOGISTIQUE #256 | INDUSTRIEL | PLATEFORME LOGISTIQUE | 74284.2226 | 2011 | 72508.8503 | 85268.9557 | 2500 | 4 | 18158.111 | 5419.0945 | 75124.4179 | 40933.6523 | 2 | 108881.7146 | 157825.6294 | 14 | 0 | 0 | 0 | 8123.4694 | 4797.2748 | 2 | 298121.8248 | 1834.0203 | 298004.0004 | 2961.0994 | 59092.5696 | 184.6704 | 246.1873 | 70.6034 | 212613.1974 | 972.2639 | 0 | 284733.1657 | 93.29% | 6.708% | 797.9112 | 0 | 491.7815 | 25.4937 | 1407.9358 | 1320.8188 | 1690.3187 | 60.5729 | 1160.5567 | 48272.944 | 448329.6269 | 497763.1276 | 1727837.0009 | 2313834.4159 | 6.259% | 2468320.1182
PLATEFORME LOGISTIQUE #257 | INDUSTRIEL | PLATEFORME LOGISTIQUE | 17552.9323 | 2014 | 19955.8281 | 31842.2672 | 2500 | 2 | 19525.7765 | 1985.437 | 15413.2981 | 14050.2875 | 0 | 34490.9798 | 35704.7277 | 3 | 0 | 0 | 0 | 2257.2661 | 1249.3683 | 0 | 79884.798 | 566.2592 | 70725.2411 | 488.1445 | 17241.9389 | 27.3946 | 62.7941 | 13.5908 | 34826.6136 | 186.2989 | 0 | 73342.2473 | 93.59% | 6.406% | 155.6703 | 0 | 79.0942 | 8.3933 | 460.2458 | 246.5031 | 385.148 | 16.3004 | 271.0431 | 11775.5246 | 90721.8554 | 102768.4231 | 438655.0302 | 565177.6658 | 2.89% | 581999.242
PLATEFORME LOGISTIQUE #258 | INDUSTRIEL | PLATEFORME LOGISTIQUE | 33437.7615 | 2022 | 31531.5191 | 65015.9791 | 2500 | 2 | 23435.7095 | 3146.058 | 38294.8277 | 26954.3487 | 1 | 60160.4752 | 91824.8057 | 8 | 0 | 0 | 0 | 7494.6631 | 3676.9793 | 1 | 216065.6587 | 1130.129 | 110422.8321 | 1181.924 | 32800.0248 | 63.0732 | 94.4759 | 27.9978 | 85853.4684 | 428.2871 | 0 | 208473.1618 | 97.96% | 2.036% | 301.3524 | 0 | 216.3366 | 11.1329 | 594.3978 | 491.5433 | 595.1184 | 38.2793 | 715.3652 | 42234.0116 | 145111.6823 | 188061.0591 | 1005264.704 | 1248512.6744 | 14.63% | 1462490.9691
PLATEFORME LOGISTIQUE #259 | INDUSTRIEL | PLATEFORME LOGISTIQUE | 61353.9658 | 2011 | 50755.7065 | 89794.5788 | 2500 | 2 | 24668.8786 | 7342.4102 | 56633.8947 | 32726.9486 | 1 | 82685.386 | 112750.2375 | 11 | 0 | 0 | 0 | 11073.9557 | 4104.6343 | 2 | 332896.2495 | 1855.8124 | 187418.1375 | 2439.3066 | 56958.3458 | 128.6283 | 244.7711 | 40.8244 | 152169.3401 | 560.0596 | 0 | 211312.6936 | 97.69% | 2.308% | 553.0436 | 0 | 386.5493 | 22.23 | 1345.955 | 755.1571 | 1461.9733 | 61.1417 | 1037.0829 | 46917.614 | 298525.9728 | 346480.6697 | 1420145.2796 | 1832149.8681 | 5.668% | 1942227.8958
PLATEFORME LOGISTIQUE #260 | INDUSTRIEL | PLATEFORME LOGISTIQUE | 67607.5226 | 2015 | 57670.383 | 94089.1383 | 2500 | 2 | 22744.059 | 6477.3101 | 58238.7482 | 36643.6097 | 1 | 151784.0937 | 175075.4218 | 17 | 0 | 0 | 0 | 8056.527 | 4374.255 | 2 | 264971.3977 | 2268.3914 | 286691.9297 | 2347.2464 | 55077.3116 | 152.2577 | 170.4142 | 63.3752 | 195260.5405 | 989.4919 | 0 | 345244.167 | 95.63% | 4.37% | 605.0539 | 0 | 421.677 | 31.8457 | 1762.8067 | 1186.0993 | 1319.5023 | 65.78 | 1099.4479 | 50917.9861 | 393283.3774 | 445300.8114 | 1759443.7765 | 2304826.3467 | 3.394% | 2385793.0482
PLATEFORME LOGISTIQUE #261 | INDUSTRIEL | PLATEFORME LOGISTIQUE | 45369.4726 | 2010 | 49376.179 | 71311.3475 | 2500 | 2 | 24699.038 | 4872.3472 | 44433.1237 | 29557.9106 | 1 | 74023.2742 | 92437.6699 | 10 | 0 | 0 | 0 | 5801.8494 | 4062.3242 | 1 | 201501.5593 | 1125.9525 | 155726.115 | 1653.7245 | 33952.5731 | 101.3759 | 158.7871 | 41.9846 | 105722.015 | 480.3501 | 0 | 165346.2955 | 98.33% | 1.666% | 425.1454 | 0 | 265.7099 | 17.0117 | 784.4877 | 563.7997 | 1038.4288 | 53.329 | 553.1408 | 39963.6713 | 253626.8981 | 294143.7102 | 1055900.6314 | 1403080.4996 | 12.51% | 1603716.7395
PLATEFORME LOGISTIQUE #262 | INDUSTRIEL | PLATEFORME LOGISTIQUE | 15188.4613 | 2024 | 16095.0844 | 23754.1472 | 2500 | 2 | 20363.601 | 2181.4708 | 20671.2691 | 13382.1767 | 0 | 28077.8395 | 32977.6962 | 3 | 0 | 0 | 0 | 2941.6978 | 1264.1541 | 0 | 101317.7668 | 355.1475 | 53622.9557 | 421.3785 | 18277.0209 | 24.6621 | 59.0518 | 8.9864 | 41198.0371 | 165.8841 | 0 | 70939.3162 | 96.63% | 3.366% | 122.9791 | 0 | 91.3195 | 7.7814 | 385.0799 | 218.04 | 341.5794 | 12.3269 | 303.8431 | 18734.6405 | 91614.1757 | 110652.6593 | 443767.164 | 578940.1285 | 9.012% | 636280.496
PLATEFORME LOGISTIQUE #263 | INDUSTRIEL | PLATEFORME LOGISTIQUE | 41394.5408 | 2014 | 38933.077 | 49631.4549 | 2500 | 2 | 24081.4911 | 5059.046 | 46737.1131 | 28950.566 | 1 | 78656.6542 | 103637.14 | 7 | 0 | 0 | 0 | 7125.1392 | 3003.7396 | 1 | 173858.7129 | 964.4831 | 145925.2285 | 1609.8367 | 42905.3813 | 99.748 | 108.8829 | 26.1349 | 94145.3371 | 364.8596 | 0 | 138776.5333 | 94.76% | 5.241% | 464.6494 | 0 | 201.0049 | 21.6258 | 808.74 | 592.7788 | 837.4806 | 39.9049 | 539.5746 | 32036.3462 | 198385.2752 | 230961.196 | 949928.9544 | 1231254.7942 | 3.629% | 1277624.206
PLATEFORME LOGISTIQUE #264 | INDUSTRIEL | PLATEFORME LOGISTIQUE | 42269.6494 | 2019 | 51589.597 | 81850.3123 | 2500 | 2 | 23544.5755 | 5513.0597 | 34596.8546 | 32148.1212 | 1 | 87977.5056 | 119827.6435 | 8 | 0 | 0 | 0 | 5688.5868 | 4133.8459 | 1 | 174584.4699 | 1073.5107 | 181967.7011 | 1529.7868 | 47159.9613 | 94.8756 | 143.6462 | 34.7044 | 123314.221 | 602.7158 | 0 | 248801.2818 | 97.5% | 2.5% | 344.3218 | 0 | 221.7074 | 16.7262 | 1065.7053 | 737.8633 | 819.9184 | 44.4806 | 870.3186 | 34245.175 | 263882.3469 | 298997.8404 | 1203485.943 | 1570501.8272 | 2.307% | 1607588.4385
PLATEFORME LOGISTIQUE #265 | INDUSTRIEL | PLATEFORME LOGISTIQUE | 19836.5617 | 2022 | 18106.953 | 35408.0469 | 2500 | 2 | 19817.1698 | 1934.4789 | 26446.6767 | 12109.965 | 0 | 52422.8108 | 55377.0424 | 4 | 0 | 0 | 0 | 4265.2799 | 1835.7507 | 1 | 137056.1035 | 578.2682 | 77445.2972 | 778.8864 | 15055.0661 | 33.1166 | 59.3115 | 15.1946 | 62233.7662 | 270.2118 | 0 | 95684.8115 | 95.32% | 4.676% | 197.859 | 0 | 81.0631 | 8.5339 | 541.0737 | 366.0079 | 406.1925 | 17.4158 | 455.3639 | 24441.8718 | 117693.5325 | 142590.7683 | 614062.6519 | 790518.467 | 14.7% | 926787.4669
PLATEFORME LOGISTIQUE #266 | INDUSTRIEL | PLATEFORME LOGISTIQUE | 71064.8251 | 2012 | 68179.813 | 79546.0017 | 2500 | 2 | 24020.1262 | 8336.5636 | 63991.3787 | 39959.4327 | 2 | 99403.053 | 151841.7276 | 12 | 0 | 0 | 0 | 10968.9102 | 6037.3819 | 2 | 298864.9652 | 1818.722 | 270790.618 | 2095.765 | 60286.6476 | 131.8867 | 257.94 | 41.8626 | 184612.0566 | 830.3992 | 0 | 336686.955 | 98.31% | 1.686% | 767.4266 | 0 | 423.082 | 32.7678 | 1430.6724 | 1174.1247 | 1908.3692 | 84.913 | 1227.8779 | 66107.178 | 348288.093 | 415623.1489 | 1716460.1415 | 2217805.2161 | 11.14% | 2495960.2114
PLATEFORME LOGISTIQUE #267 | INDUSTRIEL | PLATEFORME LOGISTIQUE | 28331.0275 | 2015 | 33821.9584 | 45835.0104 | 2500 | 2 | 17717.948 | 3580.1295 | 26218.5591 | 19860.8338 | 1 | 47982.761 | 55263.9409 | 6 | 0 | 0 | 0 | 5263.2146 | 2518.626 | 1 | 166386.0205 | 749.1804 | 98617.7107 | 988.1631 | 27176.2922 | 67.2345 | 110.5339 | 24.6604 | 61434.663 | 323.2405 | 0 | 132523.9309 | 93.6% | 6.399% | 244.591 | 0 | 133.4756 | 11.7322 | 772.0745 | 374.389 | 661.4114 | 33.5811 | 419.0336 | 27954.3012 | 128838.6787 | 157212.0135 | 740850.3003 | 926420.4434 | 2.717% | 952293.476
PLATEFORME LOGISTIQUE #268 | INDUSTRIEL | PLATEFORME LOGISTIQUE | 55033.2184 | 2013 | 53727.4927 | 67760.1735 | 2500 | 2 | 22729.0392 | 5067.1495 | 58383.7172 | 45835.8243 | 1 | 94198.2609 | 113111.1249 | 14 | 0 | 0 | 0 | 10276.4061 | 4981.978 | 1 | 217869.4751 | 1412.3994 | 225106.2524 | 2175.2696 | 37504.9801 | 122.6797 | 216.2934 | 40.7038 | 113253.0518 | 691.5412 | 0 | 275919.2221 | 96.14% | 3.863% | 538.2416 | 0 | 316.5427 | 26.1197 | 1510.227 | 669.957 | 969.8464 | 43.2463 | 843.6987 | 36634.4918 | 269897.4952 | 307375.6857 | 1332726.6181 | 1712821.3777 | 6.616% | 1834172.9826
PLATEFORME LOGISTIQUE #269 | INDUSTRIEL | PLATEFORME LOGISTIQUE | 74070.8931 | 2011 | 54796.3513 | 120893.5957 | 2500 | 4 | 18534.3664 | 8612.5147 | 66149.5284 | 40889.0622 | 2 | 104908.1768 | 154387.6044 | 13 | 0 | 0 | 0 | 12842.6862 | 4638.4339 | 2 | 272410.032 | 1660.9968 | 291875.8505 | 1827.3305 | 62439.5186 | 126.7137 | 273.7686 | 58.8308 | 180865.7058 | 698.9177 | 0 | 375170.6659 | 94.63% | 5.365% | 626.9306 | 0 | 381.5678 | 36.5324 | 1859.7167 | 1108.7939 | 1707.4135 | 75.4927 | 1071.9633 | 64659.8763 | 440983.3004 | 506715.1401 | 1807654.952 | 2419249.7715 | 8.894% | 2655420.2448
PLATEFORME LOGISTIQUE #270 | INDUSTRIEL | PLATEFORME LOGISTIQUE | 33324.5502 | 2020 | 29269.4332 | 60880.9343 | 2500 | 2 | 18607.0604 | 3645.3577 | 27643.0178 | 26512.334 | 1 | 70817.3269 | 83943.7014 | 6 | 0 | 0 | 0 | 5894.7847 | 3336.1241 | 1 | 136594.2465 | 731.0589 | 113262.8549 | 1240.0978 | 37996.3582 | 77.6694 | 113.0862 | 25.79 | 91858.1274 | 469.1352 | 0 | 187359.5838 | 94.07% | 5.932% | 354.7152 | 0 | 151.3989 | 16.8954 | 757.8191 | 537.7821 | 868.4026 | 38.1493 | 561.4635 | 33738.5406 | 186490.4882 | 220790.4924 | 881581.5343 | 1142451.4584 | 3.826% | 1187905.1398
PLATEFORME LOGISTIQUE #271 | INDUSTRIEL | PLATEFORME LOGISTIQUE | 59191.3629 | 2015 | 55849.2299 | 92486.7288 | 2500 | 2 | 22331.067 | 6240.2871 | 68611.1342 | 44544.0509 | 2 | 91766.3732 | 129590.3474 | 11 | 0 | 0 | 0 | 8488.6613 | 5415.5996 | 2 | 354208.5028 | 1377.1925 | 201758.4788 | 2288.8523 | 52592.36 | 122.0856 | 179.8773 | 39.1629 | 120383.8857 | 723.218 | 0 | 265505.8764 | 96.77% | 3.227% | 670.8084 | 0 | 287.7529 | 23.2102 | 1114.0745 | 1093.3928 | 1617.6119 | 44.6132 | 1009.5429 | 49069.2694 | 392701.7521 | 442780.5644 | 1521512.3198 | 2045381.9059 | 4.349% | 2138388.0765
PLATEFORME LOGISTIQUE #272 | INDUSTRIEL | PLATEFORME LOGISTIQUE | 29588.988 | 2008 | 22037.193 | 35735.186 | 2500 | 2 | 18134.1255 | 3199.3037 | 20056.9381 | 21243.3297 | 1 | 46358.1193 | 51686.311 | 5 | 0 | 0 | 0 | 3140.8811 | 2032.9219 | 1 | 138291.7745 | 1009.9945 | 100530.5461 | 1021.0023 | 26788.9829 | 61.0565 | 92.3244 | 22.2282 | 56255.4248 | 340.5699 | 0 | 103764.5749 | 95.56% | 4.44% | 274.9871 | 0 | 184.9131 | 13.5083 | 642.0506 | 428.5203 | 709.3595 | 28.8 | 486.5197 | 23822.8678 | 182628.3335 | 206937.721 | 641135.4724 | 878210.0933 | 3.238% | 907595.1
PLATEFORME LOGISTIQUE #273 | INDUSTRIEL | PLATEFORME LOGISTIQUE | 19183.0633 | 2017 | 23271.2055 | 30290.3534 | 2500 | 2 | 19751.9646 | 1845.1245 | 20538.0483 | 11133.5569 | 1 | 46625.0459 | 48899.0454 | 4 | 0 | 0 | 0 | 2876.4738 | 1699.3226 | 1 | 83952.5784 | 504.9748 | 73509.8289 | 721.0438 | 18203.2538 | 35.9845 | 63.3369 | 12.6662 | 49751.617 | 240.8136 | 0 | 106212.5041 | 96.4% | 3.603% | 220.8556 | 0 | 113.3319 | 8.8904 | 403.8025 | 345.5178 | 498.9547 | 18.9698 | 365.3504 | 20022.4836 | 86367.0306 | 106754.8646 | 521707.4407 | 647862.6672 | 6.849% | 695498.4116
PLATEFORME LOGISTIQUE #274 | INDUSTRIEL | PLATEFORME LOGISTIQUE | 25370.8966 | 2010 | 23329.3612 | 40381.3994 | 2500 | 2 | 18425.6733 | 1849.0246 | 24195.3297 | 14770.5721 | 1 | 32911.4514 | 48948.9798 | 4 | 0 | 0 | 0 | 2737.328 | 1669.8421 | 1 | 120100.841 | 813.3521 | 106058.1536 | 867.7458 | 21898.9094 | 62.0657 | 99.1387 | 15.4431 | 69776.0241 | 301.9798 | 0 | 88310.5757 | 95.34% | 4.664% | 273.772 | 0 | 154.2768 | 8.3912 | 713.7491 | 379.8164 | 683.109 | 21.1535 | 284.3308 | 18101.3626 | 122605.9917 | 140991.6851 | 613771.4636 | 789373.308 | 7.376% | 852231.3875
PLATEFORME LOGISTIQUE #275 | INDUSTRIEL | PLATEFORME LOGISTIQUE | 58969.1107 | 2018 | 58317.9499 | 91854.6799 | 2500 | 4 | 20133.9011 | 7051.9786 | 53554.7242 | 39749.5996 | 2 | 129183.4809 | 106974.49 | 13 | 0 | 0 | 0 | 8307.3237 | 4762.7805 | 2 | 242452.986 | 1616.688 | 284537.9514 | 2218.8861 | 62663.626 | 130.9132 | 183.7519 | 55.5554 | 123094.6072 | 686.3149 | 0 | 298687.9647 | 97.9% | 2.105% | 690.2839 | 0 | 330.6513 | 23.6305 | 1167.618 | 1061.2105 | 1609.3144 | 71.2645 | 1049.9484 | 66760.2292 | 309265.0306 | 377075.2082 | 1584731.1049 | 2043556.582 | 13.78% | 2370142.9669
PLATEFORME LOGISTIQUE #276 | INDUSTRIEL | PLATEFORME LOGISTIQUE | 49226.8306 | 2022 | 59655.7173 | 66870.013 | 2500 | 2 | 22639.1274 | 6911.2642 | 52672.5831 | 47808.9885 | 1 | 83024.1344 | 132825.6353 | 12 | 0 | 0 | 0 | 6882.117 | 4336.2075 | 1 | 240048.1233 | 1708.5155 | 164847.8148 | 1260.4248 | 48115.2098 | 109.4441 | 120.6051 | 35.2808 | 123160.4074 | 484.1537 | 0 | 272831.2425 | 96.63% | 3.372% | 425.5748 | 0 | 200.2233 | 22.6742 | 951.8933 | 917.9593 | 1303.6597 | 38.784 | 758.4214 | 45111.4126 | 222884.2169 | 268754.0509 | 1287526.8811 | 1611608.5484 | 2.052% | 1645365.3964
PLATEFORME LOGISTIQUE #277 | INDUSTRIEL | PLATEFORME LOGISTIQUE | 34466.8119 | 2012 | 34688.5058 | 51767.6317 | 2500 | 2 | 18609.1242 | 3842.5567 | 35274.9416 | 17610.1288 | 1 | 51302.1795 | 69771.0805 | 8 | 0 | 0 | 0 | 4070.951 | 2799.5786 | 1 | 124420.7696 | 989.7753 | 122221.1142 | 1281.3629 | 28948.8519 | 56.7033 | 100.8638 | 29.9216 | 85121.4369 | 366.1227 | 0 | 133963.5896 | 97.81% | 2.186% | 299.4893 | 0 | 201.8556 | 15.6219 | 898.3616 | 480.8302 | 666.1455 | 40.7751 | 411.8277 | 26884.1755 | 179362.3603 | 206658.3635 | 788609.4973 | 1043405.9933 | 5.643% | 1105807.7251
PLATEFORME LOGISTIQUE #278 | INDUSTRIEL | PLATEFORME LOGISTIQUE | 61841.0461 | 2022 | 67963.1821 | 127316.1549 | 2500 | 4 | 19256.5645 | 7690.9826 | 68459.0823 | 38735.2729 | 2 | 128144.6135 | 117526.3239 | 12 | 0 | 0 | 0 | 8741.9923 | 5337.4273 | 2 | 388042.0043 | 1605.2439 | 282973.5603 | 2457.6633 | 54328.8263 | 145.3964 | 230.8805 | 39.3689 | 190549.3911 | 652.0634 | 0 | 246615.8331 | 98.03% | 1.973% | 556.8718 | 0 | 333.2814 | 19.8939 | 1300.2076 | 909.8249 | 1684.5923 | 49.1909 | 1183.3623 | 67659.9429 | 349896.219 | 418739.5241 | 1817623.5 | 2327764.096 | 14.55% | 2724123.7148
PLATEFORME LOGISTIQUE #279 | INDUSTRIEL | PLATEFORME LOGISTIQUE | 41973.1122 | 2018 | 42908.416 | 56596.4294 | 2500 | 2 | 24136.2134 | 3648.2958 | 50915.9148 | 36107.2037 | 1 | 83115.265 | 95406.3208 | 10 | 0 | 0 | 0 | 6167.6666 | 3406.7144 | 1 | 165543.3816 | 1406.0415 | 140951.9496 | 1519.0266 | 39777.0648 | 100.5986 | 121.2137 | 37.3037 | 117876.4045 | 572.3185 | 0 | 188669.7507 | 96.11% | 3.889% | 534.7523 | 0 | 259.9662 | 21.847 | 993.1255 | 594.44 | 1085.5433 | 33.523 | 888.0067 | 31422.9012 | 202154.8256 | 234465.7335 | 1027426.3517 | 1311911.9259 | 13.86% | 1522925.0345
PLATEFORME LOGISTIQUE #280 | INDUSTRIEL | PLATEFORME LOGISTIQUE | 34331.8807 | 2023 | 38471.8885 | 50540.6084 | 2500 | 2 | 19679.8014 | 5072.8814 | 44558.0785 | 23088.3209 | 1 | 92520.8992 | 99000.3937 | 7 | 0 | 0 | 0 | 7336.0728 | 3086.1085 | 1 | 153916.8831 | 1181.8984 | 130400.0616 | 974.9954 | 30445.4331 | 67.4847 | 98.7834 | 20.5569 | 118187.6734 | 456.0832 | 0 | 216225.0114 | 95.2% | 4.795% | 407.4635 | 0 | 212.2853 | 11.1055 | 604.8656 | 456.8838 | 852.7156 | 36.2647 | 759.6676 | 31022.5334 | 177832.3859 | 209614.5869 | 1026809.334 | 1294879.88 | 5.878% | 1375752.5019
PLATEFORME LOGISTIQUE #281 | INDUSTRIEL | PLATEFORME LOGISTIQUE | 36756.2816 | 2011 | 40723.0739 | 53030.9456 | 2500 | 2 | 23411.1279 | 4301.9227 | 30372.403 | 23178.9128 | 1 | 71614.6852 | 71327.2493 | 7 | 0 | 0 | 0 | 5218.993 | 2686.8489 | 1 | 180824.7272 | 857.3252 | 154268.9556 | 906.3933 | 24997.8392 | 63.4801 | 96.2107 | 28.1466 | 108691.2289 | 533.3087 | 0 | 147407.4553 | 98.06% | 1.944% | 370.101 | 0 | 161.3223 | 12.4009 | 879.9743 | 646.8613 | 697.0255 | 32.2189 | 614.9925 | 34080.0407 | 164171.813 | 198866.8462 | 932189.001 | 1162707.6331 | 5.676% | 1232674.9689
PLATEFORME LOGISTIQUE #282 | INDUSTRIEL | PLATEFORME LOGISTIQUE | 19094.7834 | 2014 | 16628.1501 | 31242.3142 | 2500 | 2 | 24538.5411 | 2384.3116 | 23191.2357 | 11390.2248 | 0 | 34797.1525 | 43335.641 | 4 | 0 | 0 | 0 | 3149.0427 | 1513.5933 | 1 | 109036.7661 | 494.8823 | 53922.2381 | 467.5543 | 12893.2826 | 42.2135 | 58.5581 | 13.479 | 55330.0033 | 254.738 | 0 | 93287.5997 | 98.43% | 1.567% | 191.6719 | 0 | 118.9165 | 8.7573 | 379.7106 | 270.163 | 508.4192 | 18.1635 | 304.6423 | 18823.5632 | 80161.5306 | 99289.7361 | 506157.2699 | 632511.2467 | 12.94% | 726562.8408
PLATEFORME LOGISTIQUE #283 | INDUSTRIEL | PLATEFORME LOGISTIQUE | 42434.61 | 2016 | 38412.194 | 61290.3338 | 2500 | 2 | 20498.3383 | 4987.0873 | 48817.6141 | 30517.1377 | 1 | 71269.1609 | 85372.7426 | 8 | 0 | 0 | 0 | 7433.149 | 3808.5462 | 1 | 187021.6569 | 1165.9634 | 183021.7659 | 1684.8718 | 36764.0458 | 92.9129 | 167.6897 | 30.5276 | 124462.3089 | 480.0611 | 0 | 226608.911 | 96.64% | 3.357% | 422.4604 | 0 | 257.2176 | 18.1251 | 1190.5551 | 718.8256 | 1108.1023 | 36.8597 | 691.8394 | 32301.3612 | 236396.0603 | 269389.2609 | 1117414.9506 | 1427927.498 | 5.53% | 1511517.2658
PLATEFORME LOGISTIQUE #284 | INDUSTRIEL | PLATEFORME LOGISTIQUE | 35501.0573 | 2015 | 43696.5531 | 57226.6805 | 2500 | 2 | 19810.4773 | 2953.3696 | 38891.1022 | 24943.398 | 1 | 63249.339 | 86505.2445 | 9 | 0 | 0 | 0 | 4259.9685 | 2379.5792 | 1 | 166999.6801 | 1104.1868 | 167161.5754 | 1433.3041 | 34308.0087 | 56.3192 | 119.2364 | 30.5995 | 91098.4433 | 392.8315 | 0 | 175321.5057 | 94.52% | 5.477% | 350.3988 | 0 | 219.1259 | 17.4024 | 620.0758 | 462.7641 | 821.2707 | 38.2709 | 468.0124 | 36853.4871 | 190895.4959 | 228216.9954 | 977133.1643 | 1253465.4477 | 9.039% | 1378023.3168
PLATEFORME LOGISTIQUE #285 | INDUSTRIEL | PLATEFORME LOGISTIQUE | 65934.9406 | 2020 | 57911.4473 | 97884.2879 | 2500 | 4 | 20248.2214 | 5952.5849 | 62598.5011 | 57444.2816 | 2 | 112471.8482 | 158113.8132 | 12 | 0 | 0 | 0 | 13137.1014 | 7525.3971 | 1 | 407879.3473 | 1760.4621 | 249213.0974 | 2316.1086 | 48999.0904 | 131.3512 | 225.771 | 41.7976 | 176325.6435 | 770.3902 | 0 | 254135.0355 | 93.97% | 6.031% | 649.928 | 0 | 263.7422 | 26.3142 | 1516.3705 | 1188.365 | 1637.6296 | 55.5919 | 1440.1967 | 54075.2604 | 277220.6946 | 332736.1518 | 1735383.3523 | 2178842.1119 | 12.66% | 2494747.5061
PLATEFORME LOGISTIQUE #286 | INDUSTRIEL | PLATEFORME LOGISTIQUE | 17122.9255 | 2022 | 24627.6707 | 31098.4991 | 2500 | 2 | 21673.0349 | 1911.4819 | 19323.6754 | 12786.6772 | 0 | 38326.2391 | 44219.38 | 3 | 0 | 0 | 0 | 2371.4678 | 1305.5501 | 0 | 96914.7675 | 496.8965 | 88866.8081 | 679.0461 | 14287.6939 | 42.8375 | 44.0751 | 11.8486 | 61918.5893 | 236.4673 | 0 | 87465.5524 | 96.43% | 3.568% | 169.7827 | 0 | 86.8831 | 8.1002 | 294.9319 | 238.8391 | 465.3718 | 16.2025 | 342.432 | 14383.2153 | 112957.7504 | 127683.3977 | 528414.0185 | 677510.7697 | 15.3% | 799934.7638
PLATEFORME LOGISTIQUE #287 | INDUSTRIEL | PLATEFORME LOGISTIQUE | 56713.5927 | 2011 | 45850.46 | 60416.0618 | 2500 | 2 | 24162.8141 | 5207.8849 | 64233.9031 | 29710.4932 | 1 | 118724.9834 | 119879.4052 | 15 | 0 | 0 | 0 | 6688.0463 | 3847.0668 | 2 | 222178.352 | 1975.0856 | 202224.6254 | 1398.684 | 48102.42 | 95.1055 | 144.2492 | 33.2135 | 123602.2393 | 600.2928 | 0 | 217638.4911 | 93.13% | 6.867% | 542.93 | 0 | 374.9029 | 18.7275 | 1328.0884 | 864.8273 | 1337.7852 | 53.7193 | 965.6137 | 50559.9455 | 304599.0277 | 356124.5868 | 1284159.8133 | 1696900.7197 | 4.857% | 1783526.6714
PLATEFORME LOGISTIQUE #288 | INDUSTRIEL | PLATEFORME LOGISTIQUE | 22305.7208 | 2022 | 21031.3416 | 34432.0386 | 2500 | 2 | 19194.4846 | 2080.485 | 24570.869 | 20966.0917 | 1 | 43421.8729 | 54171.125 | 6 | 0 | 0 | 0 | 3065.8436 | 1800.2924 | 1 | 110048.6139 | 739.9379 | 88116.0241 | 725.8565 | 16581.0635 | 53.9773 | 67.2514 | 21.3056 | 67007.913 | 210.605 | 0 | 96269.1716 | 97.63% | 2.367% | 255.8022 | 0 | 113.7214 | 8.0366 | 555.0419 | 277.9443 | 427.8752 | 23.4174 | 516.9583 | 17219.5377 | 123780.803 | 141517.2989 | 587846.5196 | 764855.914 | 13.94% | 888751.1941
PLATEFORME LOGISTIQUE #289 | INDUSTRIEL | PLATEFORME LOGISTIQUE | 71380.7173 | 2023 | 103421.8303 | 144329.7895 | 2500 | 4 | 24104.938 | 8436.5336 | 74958.227 | 53473.3651 | 2 | 191884.3736 | 154641.5015 | 13 | 0 | 0 | 0 | 14164.2736 | 7117.9062 | 2 | 501060.8743 | 1822.4787 | 387388.7578 | 2631.9451 | 85500.2302 | 125.273 | 186.224 | 59.2171 | 246729.6806 | 955.925 | 0 | 288138.3557 | 97.56% | 2.443% | 893.1796 | 0 | 378.3389 | 23.6018 | 1988.2472 | 1047.9754 | 1785.3186 | 67.6077 | 1615.114 | 75201.1593 | 334378.5044 | 411194.7776 | 2344077.1979 | 2864897.2502 | 14.51% | 3351104.6824
PLATEFORME LOGISTIQUE #290 | INDUSTRIEL | PLATEFORME LOGISTIQUE | 34647.3731 | 2016 | 33218.9933 | 56155.272 | 2500 | 2 | 23183.0757 | 4174.7534 | 31279.154 | 21910.2968 | 1 | 53529.622 | 62683.6168 | 8 | 0 | 0 | 0 | 6955.7157 | 3013.033 | 1 | 193399.05 | 1068.9273 | 143541.2612 | 937.1787 | 32710.7859 | 77.7619 | 129.7346 | 27.0436 | 79420.3799 | 365.8175 | 0 | 149843.3484 | 95.46% | 4.54% | 310.2292 | 0 | 155.6481 | 17.4556 | 669.4767 | 557.5589 | 703.9873 | 36.274 | 663.0274 | 25879.9857 | 226482.0754 | 253025.0886 | 896901.2588 | 1193346.6736 | 5.673% | 1265112.525
PLATEFORME LOGISTIQUE #291 | INDUSTRIEL | PLATEFORME LOGISTIQUE | 54888.9 | 2013 | 61949.509 | 62377.2028 | 2500 | 2 | 24711.3721 | 5494.3517 | 56142.7914 | 38667.4905 | 1 | 109077.1599 | 126145.2618 | 12 | 0 | 0 | 0 | 8091.2128 | 4297.6677 | 1 | 298913.1647 | 1771.5855 | 230646.5157 | 1931.4744 | 54826.9536 | 108.9459 | 137.0403 | 44.5071 | 130426.4646 | 505.9914 | 0 | 262970.163 | 97.04% | 2.961% | 609.2404 | 0 | 324.9325 | 26.6006 | 1356.8024 | 648.5275 | 1278.3948 | 64.3007 | 675.5856 | 50262.3788 | 326643.4253 | 377581.3897 | 1465488.53 | 1906919.8281 | 4.525% | 1997306.5887
PLATEFORME LOGISTIQUE #292 | INDUSTRIEL | PLATEFORME LOGISTIQUE | 17259.7943 | 2013 | 16997.9237 | 21208.1274 | 2500 | 2 | 22101.197 | 2114.3382 | 19036.4619 | 11382.4409 | 1 | 32205.0741 | 38423.1209 | 4 | 0 | 0 | 0 | 2447.5611 | 1213.4858 | 0 | 66730.0729 | 564.4238 | 54649.8633 | 693.6932 | 15118.6214 | 26.909 | 52.4042 | 15.3699 | 51015.482 | 188.9173 | 0 | 65103.7278 | 94.64% | 5.356% | 153.3667 | 0 | 105.6881 | 7.929 | 328.1289 | 281.9021 | 351.7271 | 19.1156 | 224.4143 | 14378.192 | 77910.9343 | 92513.5405 | 401560.5789 | 515282.9059 | 1.255% | 521834.5263
PLATEFORME LOGISTIQUE #293 | INDUSTRIEL | PLATEFORME LOGISTIQUE | 59424.2657 | 2016 | 56235.8568 | 72954.2775 | 2500 | 2 | 20209.2649 | 6433.2769 | 49020.048 | 32426.3747 | 2 | 132045.0346 | 163315.293 | 13 | 0 | 0 | 0 | 11389.823 | 6138.3768 | 2 | 271134.6286 | 2028.2781 | 227240.0417 | 2019.7413 | 61966.7054 | 123.2487 | 207.0481 | 39.7214 | 119009.6817 | 620.6746 | 0 | 236297.2183 | 97.92% | 2.081% | 643.7987 | 0 | 372.9052 | 20.551 | 1476.0682 | 754.7009 | 1357.6798 | 59.5359 | 1169.5991 | 58588.8989 | 321900.102 | 381658.5999 | 1454529.5206 | 1917969.2401 | 14.33% | 2238666.4112
PLATEFORME LOGISTIQUE #294 | INDUSTRIEL | PLATEFORME LOGISTIQUE | 20199.2154 | 2016 | 23083.0246 | 32616.0387 | 2500 | 2 | 23829.2177 | 2260.6882 | 15975.6069 | 13302.4935 | 1 | 41218.7171 | 52561.0912 | 5 | 0 | 0 | 0 | 3948.1151 | 1503.532 | 0 | 78764.1503 | 651.4525 | 91656.0341 | 755.8004 | 16281.1548 | 43.6739 | 58.816 | 15.2459 | 59222.2588 | 222.5781 | 0 | 83405.1358 | 95.26% | 4.735% | 198.2194 | 0 | 107.3518 | 7.9105 | 559.3975 | 321.6274 | 510.0687 | 18.1204 | 295.9053 | 15354.1138 | 101670.4011 | 117320.4202 | 519148.2788 | 666814.6878 | 7.549% | 721260.1359
PLATEFORME LOGISTIQUE #295 | INDUSTRIEL | PLATEFORME LOGISTIQUE | 47003.0144 | 2018 | 51673.8178 | 70908.043 | 2500 | 2 | 23238.7453 | 5213.0945 | 38869.8616 | 40210.5932 | 1 | 100693.9811 | 87468.153 | 10 | 0 | 0 | 0 | 7916.0681 | 4081.3976 | 1 | 257498.4416 | 1664.6751 | 164486.6639 | 1276.9867 | 33943.1255 | 76.1854 | 130.4918 | 35.5033 | 145849.7189 | 545.3306 | 0 | 243942.3218 | 97.68% | 2.32% | 513.4863 | 0 | 308.4026 | 19.2339 | 902.7481 | 589.6609 | 900.2044 | 57.3547 | 629.1884 | 44749.8013 | 281223.5609 | 326602.5506 | 1292056.9757 | 1682815.8518 | 10.12% | 1872191.6726
PLATEFORME LOGISTIQUE #296 | INDUSTRIEL | PLATEFORME LOGISTIQUE | 15874.8612 | 2023 | 21778.6126 | 24597.2505 | 2500 | 2 | 24324.9449 | 1859.6695 | 21200.0449 | 14202.8843 | 0 | 41259.9419 | 47588.7783 | 4 | 0 | 0 | 0 | 2849.3556 | 1649.4134 | 0 | 86749.416 | 459.2452 | 72018.5325 | 444.1362 | 16981.6683 | 29.4757 | 58.6326 | 15.176 | 49055.7639 | 168.8767 | 0 | 80747.6893 | 98.33% | 1.665% | 149.0086 | 0 | 80.2432 | 7.5639 | 418.2591 | 260.3415 | 334.1406 | 12.0175 | 365.3767 | 18553.4428 | 69453.1823 | 88372.0018 | 484934.3518 | 597131.8289 | 12.13% | 679595.2993
PLATEFORME LOGISTIQUE #297 | INDUSTRIEL | PLATEFORME LOGISTIQUE | 44999.3604 | 2019 | 42503.0292 | 62780.2513 | 2500 | 2 | 17906.4806 | 5079.9643 | 44252.0631 | 37382.6582 | 1 | 88226.5359 | 94318.4695 | 10 | 0 | 0 | 0 | 7526.9809 | 4513.1069 | 1 | 192007.5396 | 1380.7238 | 187103.4717 | 1346.0449 | 33932.5702 | 81.8364 | 174.8346 | 29.4856 | 117041.1522 | 563.1013 | 0 | 204683.9308 | 92.55% | 7.452% | 484.8323 | 0 | 218.4714 | 18.1371 | 1146.6187 | 830.6798 | 1201.9233 | 45.283 | 815.6811 | 41457.9522 | 290188.902 | 332462.5353 | 1151804.455 | 1553812.4918 | 6.27% | 1657749.638
PLATEFORME LOGISTIQUE #298 | INDUSTRIEL | PLATEFORME LOGISTIQUE | 25786.7673 | 2013 | 27453.6063 | 30911.4316 | 2500 | 2 | 23848.2009 | 3141.11 | 26492.8414 | 18970.6577 | 1 | 55517.4173 | 64870.2392 | 5 | 0 | 0 | 0 | 3798.0345 | 1601.6907 | 1 | 112673.2617 | 665.4568 | 85208.8791 | 632.871 | 23890.8108 | 65.4 | 91.5634 | 17.7787 | 71205.476 | 240.9124 | 0 | 104376.3082 | 97.33% | 2.667% | 198.8814 | 0 | 146.5465 | 10.898 | 596.0873 | 293.2937 | 476.812 | 24.6963 | 347.4758 | 23832.956 | 159069.3229 | 183249.7547 | 628750.4668 | 841960.5811 | 5.368% | 889723.2007
PLATEFORME LOGISTIQUE #299 | INDUSTRIEL | PLATEFORME LOGISTIQUE | 54743.8972 | 2018 | 58027.5902 | 91732.9389 | 2500 | 2 | 21949.7872 | 6436.0452 | 50093.7587 | 33514.8015 | 1 | 86096.7384 | 131309.6519 | 13 | 0 | 0 | 0 | 11411.487 | 4045.3064 | 1 | 307703.6564 | 1497.2935 | 262910.085 | 1523.8485 | 40662.844 | 110.7177 | 211.547 | 46.2904 | 155845.0677 | 687.592 | 0 | 240679.432 | 95.67% | 4.332% | 439.7184 | 0 | 250.3697 | 27.2949 | 1255.1927 | 635.3274 | 1472.807 | 57.773 | 1065.5233 | 51467.8945 | 301265.7054 | 353799.1232 | 1527132.1388 | 1971209.7614 | 1.811% | 2007574.0285
PLATEFORME LOGISTIQUE #300 | INDUSTRIEL | PLATEFORME LOGISTIQUE | 55110.7352 | 2022 | 51446.8079 | 111532.0309 | 2500 | 4 | 23514.8348 | 7002.3175 | 57076.7344 | 46644.3231 | 1 | 126152.7183 | 153354.2826 | 11 | 0 | 0 | 0 | 10538.3935 | 5175.4304 | 2 | 295778.0085 | 1958.8186 | 185026.1178 | 2056.5579 | 47618.0143 | 95.4806 | 147.6402 | 40.9708 | 206251.3709 | 601.4562 | 0 | 235649.3987 | 98.1% | 1.896% | 513.4725 | 0 | 323.5089 | 28.5083 | 1142.7631 | 724.7449 | 1406.9794 | 49.4622 | 1282.5094 | 53407.6789 | 275420.9824 | 330111.1707 | 1549693.9936 | 1966942.1048 | 9.138% | 2164761.8863
PLATEFORME LOGISTIQUE #301 | INDUSTRIEL | PLATEFORME LOGISTIQUE | 67319.8356 | 2020 | 78054.6091 | 85137.7048 | 2500 | 2 | 23374.2848 | 7967.7246 | 59012.1209 | 46409.0109 | 1 | 126962.2005 | 148010.0955 | 17 | 0 | 0 | 0 | 13415.075 | 5339.7732 | 2 | 322455.1001 | 2348.6148 | 327360.8298 | 2672.551 | 67798.7715 | 162.9934 | 207.757 | 64.7111 | 182019.9814 | 941.1425 | 0 | 359885.3159 | 96.32% | 3.684% | 553.2606 | 0 | 417.6355 | 33.2245 | 1201.1874 | 815.075 | 1591.09 | 65.307 | 1422.1607 | 75209.4344 | 404234.5633 | 480866.1583 | 1867350.0214 | 2419943.7429 | 5.395% | 2557933.4244
PLATEFORME LOGISTIQUE #302 | INDUSTRIEL | PLATEFORME LOGISTIQUE | 71737.7665 | 2021 | 92381.5444 | 114884.1579 | 2500 | 4 | 23529.2165 | 7831.0892 | 72529.5679 | 64428.2964 | 2 | 124521.0016 | 179692.9604 | 17 | 0 | 0 | 0 | 15742.655 | 5659.1406 | 2 | 475505.2004 | 1685.7076 | 382451.5311 | 2769.1094 | 71809.3267 | 182.7153 | 271.6591 | 66.4747 | 192093.1174 | 703.642 | 0 | 327559.6091 | 96.03% | 3.974% | 897.3123 | 0 | 405.663 | 36.2953 | 1790.274 | 929.759 | 2026.3336 | 58.7136 | 1160.5966 | 65238.6184 | 434741.2477 | 501140.4627 | 2153576.0688 | 2762033.3433 | 5.862% | 2934016.2147
PLATEFORME LOGISTIQUE #303 | INDUSTRIEL | PLATEFORME LOGISTIQUE | 67157.6022 | 2013 | 62178.3892 | 85193.3506 | 2500 | 2 | 22069.1628 | 7590.6881 | 67805.281 | 53580.7327 | 2 | 97852.1324 | 148089.0546 | 17 | 0 | 0 | 0 | 8662.7047 | 6611.9152 | 2 | 257510.7494 | 2195.913 | 214386.928 | 2579.9227 | 60726.2562 | 125.7745 | 207.4076 | 63.1168 | 147901.3502 | 952.9618 | 0 | 220540.5138 | 93.36% | 6.637% | 687.7457 | 0 | 336.2087 | 29.2397 | 1233.6021 | 850.8493 | 1893.2907 | 77.5968 | 1223.0332 | 64541.63 | 301623.8106 | 367388.4739 | 1462390.4744 | 1926418.7741 | 7.06% | 2072745.7805
PLATEFORME LOGISTIQUE #304 | INDUSTRIEL | PLATEFORME LOGISTIQUE | 30201.7343 | 2022 | 41266.1583 | 54675.9758 | 2500 | 2 | 20944.2988 | 4501.7822 | 31432.752 | 23666.5343 | 1 | 58987.5229 | 89049.8734 | 7 | 0 | 0 | 0 | 4350.5546 | 3239.1597 | 1 | 209103.812 | 838.7591 | 145671.7957 | 1010.9893 | 27308.4805 | 70.2937 | 109.3497 | 19.9047 | 90708.5322 | 357.1246 | 0 | 191897.9289 | 98.57% | 1.427% | 278.1733 | 0 | 169.1289 | 13.9639 | 590.2288 | 509.2303 | 801.6988 | 25.4342 | 446.2961 | 24028.3869 | 142099.8841 | 166574.5671 | 977122.4437 | 1189909.8361 | 3.691% | 1235512.2076
PLATEFORME LOGISTIQUE #305 | INDUSTRIEL | PLATEFORME LOGISTIQUE | 47397.7768 | 2016 | 41058.7578 | 67020.9861 | 2500 | 2 | 19546.4854 | 6204.5268 | 53550.4434 | 39629.6846 | 1 | 98755.6015 | 92350.555 | 8 | 0 | 0 | 0 | 7098.6728 | 4940.488 | 1 | 205462.3477 | 1540.1334 | 161181.2815 | 1205.2453 | 41849.366 | 90.2828 | 140.1434 | 31.6913 | 140262.5384 | 439.9856 | 0 | 187693.2577 | 93.05% | 6.951% | 499.2009 | 0 | 254.316 | 21.3782 | 1290.2281 | 647.5008 | 1307.4284 | 50.0249 | 844.9157 | 51119.5894 | 204225.6085 | 256190.1136 | 1181241.8736 | 1500321.9631 | 8.561% | 1640795.6981
PLATEFORME LOGISTIQUE #306 | INDUSTRIEL | PLATEFORME LOGISTIQUE | 51048.8199 | 2011 | 42060.4723 | 78789.601 | 2500 | 2 | 23814.5885 | 5361.7935 | 38663.813 | 31453.3079 | 1 | 94108.3994 | 109170.9488 | 11 | 0 | 0 | 0 | 8401.4026 | 2988.4983 | 1 | 211958.9555 | 1778.283 | 147060.1209 | 1925.0321 | 30186.2004 | 105.0843 | 158.4052 | 31.5144 | 118911.6019 | 609.3874 | 0 | 236159.0012 | 93.69% | 6.31% | 503.9911 | 0 | 241.557 | 19.3815 | 999.9589 | 919.3582 | 1081.7196 | 41.5654 | 817.3521 | 42085.0736 | 286698.4379 | 329600.8636 | 1170154.0902 | 1559623.6331 | 1.214% | 1578790.4154
PLATEFORME LOGISTIQUE #307 | INDUSTRIEL | PLATEFORME LOGISTIQUE | 55351.4832 | 2018 | 62054.8569 | 89232.4395 | 2500 | 4 | 18358.4398 | 5500.6771 | 67953.5094 | 38942.9881 | 1 | 86742.2525 | 113508.0702 | 12 | 0 | 0 | 0 | 8645.3103 | 4122.9804 | 2 | 291106.0731 | 1663.7989 | 184752.7993 | 1694.2598 | 56378.4135 | 107.167 | 193.2214 | 51.304 | 135644.8379 | 781.7668 | 0 | 237833.3521 | 96.36% | 3.644% | 430.7853 | 0 | 236.6953 | 17.7955 | 1142.2575 | 655.4317 | 1435.8291 | 57.7209 | 1055.8849 | 46279.2976 | 350815.712 | 398150.8944 | 1399804.6717 | 1857923.1684 | 6.731% | 1992001.6383
PLATEFORME LOGISTIQUE #308 | INDUSTRIEL | PLATEFORME LOGISTIQUE | 61000.8504 | 2017 | 50940.4453 | 90234.1246 | 2500 | 2 | 24318.6484 | 5858.2938 | 53194.9964 | 39148.2069 | 1 | 128667.8757 | 168472.7646 | 15 | 0 | 0 | 0 | 12052.5323 | 5575.2161 | 1 | 260320.9227 | 1363.2263 | 211055.3926 | 2219.1998 | 50363.6988 | 104.0084 | 151.0427 | 58.1363 | 125786.1634 | 588.7385 | 0 | 230426.9874 | 97.47% | 2.532% | 598.0449 | 0 | 359.8067 | 19.8807 | 1312.8853 | 1104.2657 | 1536.8969 | 53.1722 | 1175.324 | 70708.0532 | 397482.9254 | 469366.3026 | 1419648.0756 | 1950275.3545 | 15.68% | 2312809.4289
PLATEFORME LOGISTIQUE #309 | INDUSTRIEL | PLATEFORME LOGISTIQUE | 20458.3099 | 2011 | 18184.2412 | 33106.5159 | 2500 | 2 | 19602.861 | 2173.6326 | 16048.9016 | 9908.2533 | 1 | 32968.2509 | 43226.2662 | 5 | 0 | 0 | 0 | 3594.8053 | 1332.2164 | 0 | 84541.3257 | 654.5723 | 82447.0309 | 640.3824 | 15017.2181 | 33.1561 | 54.4692 | 19.6177 | 39139.0935 | 208.7871 | 0 | 96087.5631 | 93.36% | 6.636% | 204.4672 | 0 | 114.0218 | 8.1115 | 528.6655 | 276.5207 | 515.9884 | 16.5787 | 362.9821 | 20749.565 | 120798.055 | 141910.6022 | 486276.8682 | 646887.1714 | 12.7% | 741006.6686
PLATEFORME LOGISTIQUE #310 | INDUSTRIEL | PLATEFORME LOGISTIQUE | 47894.3212 | 2013 | 34844.2306 | 82571.4784 | 2500 | 2 | 19176.7558 | 4768.6966 | 40571.8271 | 24608.4891 | 1 | 68321.7261 | 95489.8067 | 9 | 0 | 0 | 0 | 7814.766 | 4181.7818 | 1 | 275805.4557 | 1253.4686 | 149603.987 | 1541.595 | 44533.2225 | 112.3155 | 140.8059 | 33.6335 | 107007.6217 | 601.4674 | 0 | 213448.0495 | 95.5% | 4.501% | 426.227 | 0 | 204.5987 | 18.8406 | 992.1295 | 766.0415 | 879.9732 | 45.5036 | 744.3909 | 42628.7628 | 212251.9095 | 255625.0632 | 1177625.8903 | 1482135.2057 | 8.811% | 1625351.4083
PLATEFORME LOGISTIQUE #311 | INDUSTRIEL | PLATEFORME LOGISTIQUE | 47498.9254 | 2021 | 48667.6634 | 87484.3841 | 2500 | 4 | 17738.8119 | 5393.5304 | 55280.6863 | 37948.5547 | 1 | 110611.0779 | 104426.7155 | 10 | 0 | 0 | 0 | 6367.8561 | 5397.2237 | 1 | 240223.2218 | 1105.621 | 233840.3318 | 1519.2214 | 43725.9472 | 91.9232 | 139.2739 | 39.5823 | 112166.2254 | 570.7894 | 0 | 242966.8539 | 97.76% | 2.244% | 393.1058 | 0 | 272.1131 | 25.2859 | 1084.5687 | 616.6055 | 841.0213 | 39.2576 | 773.424 | 49988.2633 | 223758.0629 | 274519.7503 | 1366136.0354 | 1704248.2585 | 13.05% | 1959969.268
PLATEFORME LOGISTIQUE #312 | INDUSTRIEL | PLATEFORME LOGISTIQUE | 33140.8964 | 2011 | 27745.4882 | 55303.6741 | 2500 | 2 | 21824.6861 | 2880.5814 | 31609.0027 | 21640.2102 | 1 | 68531.6449 | 76373.5498 | 7 | 0 | 0 | 0 | 5332.1936 | 3148.1727 | 1 | 121184.1721 | 965.4938 | 95627.6869 | 1284.2928 | 22933.2128 | 61.3256 | 118.234 | 21.3959 | 79998.3266 | 439.2758 | 0 | 133833.4087 | 97.28% | 2.725% | 294.8236 | 0 | 186.5393 | 16.9039 | 904.0243 | 482.7736 | 867.6273 | 30.542 | 477.8853 | 25825.6791 | 154652.4114 | 180955.9757 | 747680.5847 | 969430.3515 | 7.512% | 1048167.7758
PLATEFORME LOGISTIQUE #313 | INDUSTRIEL | PLATEFORME LOGISTIQUE | 45516.9436 | 2019 | 50030.5903 | 56966.9997 | 2500 | 2 | 24829.7086 | 5636.4973 | 48390.1441 | 30643.9427 | 1 | 87768.7334 | 84973.5854 | 12 | 0 | 0 | 0 | 6311.9237 | 4017.967 | 1 | 262341.3564 | 1580.7466 | 150239.4134 | 1606.2909 | 37749.5404 | 96.8273 | 166.8627 | 41.6279 | 156578.5781 | 468.4492 | 0 | 249547.4584 | 97.21% | 2.787% | 417.3275 | 0 | 301.246 | 16.5056 | 1120.5338 | 650.5022 | 882.437 | 54.498 | 661.5736 | 42493.6813 | 225408.9321 | 268564.187 | 1275780.83 | 1604657.8886 | 1.385% | 1627196.2645
PLATEFORME LOGISTIQUE #314 | INDUSTRIEL | PLATEFORME LOGISTIQUE | 69400.0728 | 2023 | 62763.7546 | 130118.0391 | 2500 | 4 | 24294.047 | 9221.9377 | 80832.2049 | 58998.9359 | 2 | 127668.6478 | 191842.1532 | 14 | 0 | 0 | 0 | 12993.6039 | 7724.2883 | 2 | 428578.6636 | 2148.0625 | 290528.2546 | 2291.8377 | 83937.0833 | 146.0195 | 206.9715 | 67.053 | 259832.2824 | 824.7424 | 0 | 385532.514 | 96.15% | 3.846% | 697.4581 | 0 | 396.625 | 28.3598 | 1710.5756 | 1018.8728 | 1405.467 | 65.6729 | 1554.0426 | 82167.4866 | 340753.9642 | 424475.4934 | 2144213.4293 | 2655068.4356 | 5.597% | 2812470.4504
PLATEFORME LOGISTIQUE #315 | INDUSTRIEL | PLATEFORME LOGISTIQUE | 68129.6897 | 2022 | 79868.6879 | 103024.5172 | 2500 | 2 | 23314.3004 | 6339.4688 | 90658.6098 | 60568.8198 | 2 | 120573.078 | 182844.8241 | 16 | 0 | 0 | 0 | 11042.2163 | 6439.3413 | 1 | 327934.3457 | 2182.6788 | 343217.235 | 2338.9426 | 59305.6035 | 138.6914 | 190.2732 | 45.0397 | 223233.2699 | 930.5828 | 0 | 361968.2686 | 97.56% | 2.441% | 757.6277 | 0 | 315.1634 | 25.7537 | 1410.7645 | 1127.0745 | 1428.7591 | 75.1998 | 1032.293 | 77457.6033 | 420998.4198 | 499488.316 | 2001057.5798 | 2600659.8222 | 10.02% | 2890137.9679
PLATEFORME LOGISTIQUE #316 | INDUSTRIEL | PLATEFORME LOGISTIQUE | 45958.1068 | 2022 | 49771.0731 | 65246.1221 | 2500 | 2 | 19624.9879 | 6916.005 | 64179.0643 | 44125.749 | 1 | 122986.206 | 139338.4418 | 11 | 0 | 0 | 0 | 8755.7004 | 5297.2994 | 1 | 300149.3359 | 1532.6508 | 172877.5714 | 1262.1323 | 38842.4881 | 80.8497 | 142.3206 | 40.5825 | 142646.59 | 482.65 | 0 | 272093.8125 | 96.33% | 3.667% | 413.0823 | 0 | 274.4138 | 18.2375 | 996.0326 | 611.8477 | 858.1244 | 34.4198 | 952.0677 | 45400.6719 | 262962.0118 | 309314.7513 | 1416943.4782 | 1784911.5003 | 14.44% | 2086141.7108
PLATEFORME LOGISTIQUE #317 | INDUSTRIEL | PLATEFORME LOGISTIQUE | 53763.3019 | 2015 | 53007.1244 | 62624.8107 | 2500 | 2 | 24982.4005 | 6372.2783 | 42167.7604 | 41332.2306 | 1 | 91400.4592 | 88087.1925 | 11 | 0 | 0 | 0 | 8086.9343 | 4390.8768 | 1 | 249480.6061 | 1176.7679 | 240552.9038 | 1510.8654 | 42791.5086 | 119.9028 | 175.7772 | 45.3276 | 165096.0281 | 508.6321 | 0 | 257211.4691 | 95.65% | 4.352% | 456.6319 | 0 | 334.7838 | 23.6083 | 1208.4736 | 974.9155 | 1279.0351 | 49.2433 | 986.3971 | 46494.1132 | 305620.1195 | 353100.6298 | 1408752.4092 | 1837249.6067 | 15.76% | 2180894.2199
PLATEFORME LOGISTIQUE #318 | INDUSTRIEL | PLATEFORME LOGISTIQUE | 53146.0126 | 2014 | 43437.7502 | 94204.6824 | 2500 | 4 | 19678.6812 | 6105.4225 | 56881.1276 | 28759.0637 | 2 | 83956.1079 | 135274.3272 | 10 | 0 | 0 | 0 | 8779.8368 | 3577.0349 | 1 | 286480.531 | 1447.1262 | 179570.3595 | 1596.982 | 33318.2847 | 101.9252 | 139.6682 | 33.2585 | 107074.098 | 550.775 | 0 | 286496.2445 | 94.68% | 5.32% | 678.5473 | 0 | 253.8163 | 26.8238 | 1399.8521 | 780.1923 | 1135.2748 | 64.1127 | 921.0749 | 42972.7024 | 262430.8951 | 306324.6723 | 1345670.7465 | 1703388.3836 | 10.08% | 1894377.7439
PLATEFORME LOGISTIQUE #319 | INDUSTRIEL | PLATEFORME LOGISTIQUE | 46566.9377 | 2019 | 47415.2981 | 82568.0883 | 2500 | 2 | 19539.6261 | 4955.083 | 44935.4275 | 32266.6929 | 1 | 77835.9825 | 102670.9536 | 8 | 0 | 0 | 0 | 9928.9655 | 3455.7297 | 1 | 270125.103 | 1173.6291 | 194027.1413 | 1826.2298 | 40016.9302 | 112.7253 | 163.0582 | 44.3165 | 111419.4154 | 488.9038 | 0 | 279947.3455 | 97.61% | 2.39% | 465.8018 | 0 | 249.0731 | 20.4255 | 1283.3135 | 619.0434 | 841.672 | 57.36 | 759.1112 | 53824.3875 | 263825.4349 | 318408.9337 | 1354095.7249 | 1744361.3556 | 12.31% | 1989189.3727
PLATEFORME LOGISTIQUE #320 | INDUSTRIEL | PLATEFORME LOGISTIQUE | 45519.9954 | 2019 | 52128.8518 | 70392.3668 | 2500 | 2 | 22805.4993 | 4387.2125 | 54768.9773 | 30341.6739 | 1 | 78634.0465 | 80923.4369 | 9 | 0 | 0 | 0 | 8744.1876 | 4437.4364 | 1 | 269022.4164 | 1532.0257 | 235203.9673 | 1498.6443 | 35197.3752 | 100.5091 | 170.0837 | 38.7059 | 119160.8914 | 627.074 | 0 | 207389.8257 | 96.97% | 3.028% | 521.8231 | 0 | 239.3279 | 23.2078 | 1223.6456 | 707.231 | 1170.9466 | 47.8019 | 957.8982 | 48761.7392 | 294884.6289 | 344604.2662 | 1296146.4917 | 1690426.2322 | 3.789% | 1756997.6079
PLATEFORME LOGISTIQUE #321 | INDUSTRIEL | PLATEFORME LOGISTIQUE | 62122.5136 | 2013 | 62163.0662 | 96570.1168 | 2500 | 4 | 19402.3597 | 5336.3457 | 46278.4323 | 33547.3713 | 1 | 137828.4321 | 146624.623 | 12 | 0 | 0 | 0 | 11479.7232 | 4536.2669 | 2 | 299394.8357 | 1412.5593 | 268085.6377 | 2095.7952 | 48011.9013 | 121.392 | 158.58 | 51.6963 | 181523.3471 | 586.4086 | 0 | 214654.0897 | 96.4% | 3.602% | 491.4589 | 0 | 281.4192 | 28.485 | 1197.1355 | 877.3348 | 1707.7054 | 50.5734 | 1025.0384 | 56247.6868 | 309620.543 | 366893.2682 | 1578518.3107 | 2020163.6979 | 6.846% | 2168624.6457
PLATEFORME LOGISTIQUE #322 | INDUSTRIEL | PLATEFORME LOGISTIQUE | 16618.6613 | 2012 | 16936.9476 | 19907.3373 | 2500 | 2 | 19654.9637 | 1470.7207 | 14759.6479 | 9762.1979 | 0 | 22508.2328 | 27843.8054 | 4 | 0 | 0 | 0 | 2344.2543 | 1161.0652 | 1 | 74153.2766 | 546.6095 | 62823.6602 | 529.7278 | 13218.1096 | 38.8015 | 45.2205 | 11.6521 | 32259.928 | 198.9893 | 0 | 62054.1695 | 95.3% | 4.695% | 180.4602 | 0 | 86.1592 | 6.4897 | 411.2186 | 234.363 | 378.229 | 19.9259 | 267.9217 | 13378.7374 | 101673.3238 | 115319.9829 | 374940.8441 | 511264.4013 | 10.63% | 572052.8491
PLATEFORME LOGISTIQUE #323 | INDUSTRIEL | PLATEFORME LOGISTIQUE | 43098.7826 | 2017 | 35793.6057 | 77811.584 | 2500 | 2 | 22603.9116 | 5000.203 | 40585.7408 | 33108.3798 | 1 | 77712.8787 | 99645.8582 | 9 | 0 | 0 | 0 | 5665.8054 | 4342.5652 | 1 | 263655.5378 | 1309.8489 | 134251.996 | 1725.5601 | 38396.2899 | 86.4069 | 124.68 | 29.9349 | 117280.2911 | 598.2505 | 0 | 180065.3526 | 96.44% | 3.564% | 470.5446 | 0 | 210.6476 | 15.4364 | 891.0378 | 491.2984 | 806.0482 | 50.5852 | 792.3356 | 44206.0052 | 270108.1117 | 315106.4525 | 1124200.8443 | 1488757.1419 | 11.86% | 1689062.2352
PLATEFORME LOGISTIQUE #324 | INDUSTRIEL | PLATEFORME LOGISTIQUE | 31727.1422 | 2012 | 27567.451 | 46402.1842 | 2500 | 2 | 23408.6758 | 2933.8594 | 30379.7435 | 22077.2731 | 1 | 45984.7703 | 60613.8255 | 6 | 0 | 0 | 0 | 4047.0529 | 2741.8897 | 1 | 150371.3046 | 1122.0195 | 120017.9715 | 1269.5355 | 19999.2172 | 60.8184 | 126.1765 | 22.0688 | 58207.5828 | 302.8441 | 0 | 136395.8245 | 93.26% | 6.742% | 355.0711 | 0 | 204.0979 | 15.5526 | 861.7449 | 447.365 | 545.5458 | 35.571 | 598.8581 | 28407.7454 | 208647.5485 | 237654.152 | 752658.1809 | 1035816.0827 | 9.517% | 1144762.8065
PLATEFORME LOGISTIQUE #325 | INDUSTRIEL | PLATEFORME LOGISTIQUE | 61399.4154 | 2021 | 67248.6579 | 125752.8946 | 2500 | 4 | 19846.4088 | 7985.207 | 62921.8488 | 45829.1425 | 2 | 125816.6672 | 118436.4573 | 14 | 0 | 0 | 0 | 11087.4028 | 5487.3519 | 2 | 262854.3376 | 1531.6521 | 233389.9613 | 1653.2906 | 73300.7644 | 149.7434 | 198.8668 | 56.7793 | 192750.7414 | 863.933 | 0 | 329636.4222 | 95.63% | 4.37% | 752.1353 | 0 | 322.1297 | 26.8267 | 1623.6414 | 1043.7826 | 1395.7064 | 55.7294 | 991.2602 | 76562.8343 | 252626.2272 | 330180.3217 | 1735616.4684 | 2148465.8555 | 14.24% | 2505061.4671
PLATEFORME LOGISTIQUE #326 | INDUSTRIEL | PLATEFORME LOGISTIQUE | 26108.7459 | 2015 | 23189.7792 | 41350.0182 | 2500 | 2 | 21341.7385 | 2796.7815 | 25579.6009 | 21238.6941 | 1 | 53105.2202 | 67433.0217 | 5 | 0 | 0 | 0 | 4321.6773 | 2017.9788 | 1 | 133961.4146 | 606.4865 | 116474.1374 | 888.6829 | 23066.2697 | 46.2512 | 75.6216 | 18.3634 | 71687.7286 | 355.1078 | 0 | 143293.8017 | 98.73% | 1.266% | 276.9875 | 0 | 135.6293 | 12.9851 | 515.0951 | 309.9502 | 696.8849 | 20.8214 | 352.1766 | 28531.9154 | 173261.427 | 202145.5189 | 743391.9469 | 985819.2748 | 3.667% | 1023348.8189
PLATEFORME LOGISTIQUE #327 | INDUSTRIEL | PLATEFORME LOGISTIQUE | 23907.3515 | 2018 | 26043.138 | 43551.4799 | 2500 | 2 | 22980.8088 | 2194.247 | 23884.1093 | 19562.5431 | 1 | 59241.494 | 50135.9326 | 4 | 0 | 0 | 0 | 3254.344 | 2577.1148 | 1 | 108501.3451 | 832.1099 | 89864.8298 | 720.3357 | 27011.8622 | 47.3271 | 88.2367 | 15.4317 | 74433.6179 | 247.0481 | 0 | 117108.828 | 95.16% | 4.84% | 288.2491 | 0 | 157.0541 | 11.8119 | 490.1113 | 269.4282 | 600.4701 | 23.0947 | 324.2336 | 24638.1963 | 122372.0212 | 147334.4512 | 656758.3382 | 829525.1958 | 8.298% | 904592.3449
PLATEFORME LOGISTIQUE #328 | INDUSTRIEL | PLATEFORME LOGISTIQUE | 65121.3918 | 2012 | 56937.6616 | 84779.8789 | 2500 | 2 | 23567.5811 | 6466.971 | 55525.5173 | 38473.4407 | 2 | 117797.8441 | 145813.9307 | 16 | 0 | 0 | 0 | 7512.6132 | 5215.5197 | 2 | 240478.9287 | 2017.5219 | 272694.2698 | 2319.1043 | 46951.9844 | 144.8631 | 165.8875 | 45.9335 | 196839.5093 | 729.9355 | 0 | 303937.6472 | 96.29% | 3.707% | 564.6616 | 0 | 395.8243 | 24.7542 | 1656.2047 | 1106.2661 | 1465.9433 | 64.908 | 910.9412 | 63901.6227 | 428615.8545 | 493428.4184 | 1598750.3468 | 2160062.7536 | 4.889% | 2271099.8544
PLATEFORME LOGISTIQUE #329 | INDUSTRIEL | PLATEFORME LOGISTIQUE | 31685.096 | 2012 | 36620.3322 | 49167.3534 | 2500 | 2 | 21007.4117 | 2825.0979 | 23518.0867 | 23261.6502 | 1 | 63111.5087 | 51398.2376 | 6 | 0 | 0 | 0 | 5052.45 | 2531.8683 | 1 | 175704.3796 | 985.8515 | 135740.4765 | 895.1038 | 26215.6945 | 50.3555 | 97.2205 | 29.0531 | 79061.5981 | 423.2635 | 0 | 139150.471 | 98% | 2% | 251.6552 | 0 | 193.7128 | 13.6159 | 616.9753 | 420.0797 | 805.3561 | 26.1135 | 427.8209 | 20189.1417 | 143385.6169 | 164002.5795 | 832279.0233 | 1032143.8804 | 9.287% | 1137816.7443
PLATEFORME LOGISTIQUE #330 | INDUSTRIEL | PLATEFORME LOGISTIQUE | 72551.8686 | 2019 | 91577.1925 | 123426.9483 | 2500 | 4 | 24619.0097 | 6967.7271 | 66323.9777 | 55821.4677 | 2 | 125989.6727 | 208409.5751 | 18 | 0 | 0 | 0 | 11056.1881 | 7297.0005 | 2 | 415219.2625 | 2481.6091 | 351137.322 | 1968.1643 | 68010.4856 | 147.6033 | 266.4542 | 55.2218 | 191519.7699 | 797.1808 | 0 | 377866.9957 | 97.43% | 2.567% | 723.2747 | 0 | 318.7626 | 25.629 | 1286.5422 | 1342.9317 | 1888.7622 | 67.1834 | 1383.0448 | 75479.3678 | 310794.8551 | 387657.2677 | 2128967.7374 | 2638255.3717 | 3.43% | 2731956.584
PLATEFORME LOGISTIQUE #331 | INDUSTRIEL | PLATEFORME LOGISTIQUE | 23227.532 | 2021 | 25857.4357 | 35622.3193 | 2500 | 2 | 21230.105 | 2637.9821 | 24354.3282 | 15689.3486 | 1 | 57536.2115 | 53995.5751 | 4 | 0 | 0 | 0 | 3621.8018 | 2593.4355 | 1 | 100649.8252 | 597.1801 | 97400.2818 | 644.769 | 27321.3773 | 52.5541 | 59.0942 | 16.079 | 70861.9916 | 314.4967 | 0 | 132150.2057 | 93.57% | 6.431% | 288.4264 | 0 | 135.0129 | 10.4396 | 565.7931 | 372.2191 | 467.037 | 17.2635 | 438.7931 | 19273.3446 | 105560.0634 | 125272.2011 | 653801.4702 | 804015.8403 | 11% | 903408.9802
PLATEFORME LOGISTIQUE #332 | INDUSTRIEL | PLATEFORME LOGISTIQUE | 41335.834 | 2019 | 56207.4859 | 83062.3402 | 2500 | 2 | 24886.9672 | 3701.4292 | 36123.972 | 24738.2295 | 1 | 74407.3887 | 90071.9648 | 9 | 0 | 0 | 0 | 8807.9972 | 3056.8201 | 1 | 262434.1417 | 1016.3951 | 177526.9443 | 1540.2108 | 39734.0094 | 78.4034 | 141.0752 | 24.1222 | 138066.4859 | 398.8128 | 0 | 231382.014 | 97.23% | 2.767% | 415.9186 | 0 | 176.1707 | 18.4373 | 944.202 | 549.9546 | 1159.5614 | 50.542 | 894.6922 | 46810.4534 | 187055.0094 | 234760.155 | 1288193.6745 | 1590645.594 | 11.13% | 1789841.8259
PLATEFORME LOGISTIQUE #333 | INDUSTRIEL | PLATEFORME LOGISTIQUE | 71583.982 | 2020 | 98670.1335 | 131317.975 | 2500 | 4 | 20905.7049 | 8669.7435 | 71902.4696 | 44064.6343 | 2 | 178536.0094 | 138345.6288 | 18 | 0 | 0 | 0 | 9528.5891 | 7040.2942 | 2 | 392146.2229 | 1921.3963 | 284969.7896 | 2580.8718 | 80359.8249 | 143.0249 | 287.2838 | 54.1748 | 183040.6945 | 795.5235 | 0 | 391042.4602 | 96.88% | 3.123% | 694.9346 | 0 | 440.7571 | 37.3798 | 1667.0831 | 1145.3469 | 1463.3211 | 55.6432 | 1417.9812 | 57263.9917 | 405503.8895 | 464185.8623 | 2102302.9442 | 2679816.2018 | 12.63% | 3067363.1078
PLATEFORME LOGISTIQUE #334 | INDUSTRIEL | PLATEFORME LOGISTIQUE | 34269.2075 | 2014 | 26599.6216 | 47352.2038 | 2500 | 2 | 24328.1504 | 3830.1219 | 26074.7919 | 24580.8063 | 1 | 66556.6671 | 69419.3959 | 8 | 0 | 0 | 0 | 5426.8174 | 2743.491 | 1 | 141686.8107 | 758.8143 | 125216.4814 | 1373.5603 | 29064.4759 | 79.0094 | 134.3321 | 25.2486 | 92334.9239 | 473.6476 | 0 | 165271.2888 | 96.37% | 3.631% | 385.8779 | 0 | 154.0374 | 13.1964 | 640.3758 | 395.1169 | 753.2395 | 36.4164 | 576.9856 | 29468.1678 | 187098.0965 | 217143.25 | 835466.7302 | 1088833.2227 | 4.389% | 1138816.846
PLATEFORME LOGISTIQUE #335 | INDUSTRIEL | PLATEFORME LOGISTIQUE | 66198.9248 | 2019 | 90727.3541 | 127298.1549 | 2500 | 4 | 19342.4877 | 7350.4719 | 87190.7017 | 41953.423 | 2 | 132757.1746 | 180151.2578 | 11 | 0 | 0 | 0 | 13822.5397 | 5840.4278 | 1 | 354229.717 | 1894.5236 | 221501.8691 | 2216.2182 | 72016.0157 | 127.8743 | 186.8461 | 56.5006 | 229656.815 | 861.0689 | 0 | 258391.1596 | 93.61% | 6.389% | 775.2323 | 0 | 392.2476 | 22.2931 | 1668.4259 | 1166.9534 | 1845.0541 | 74.0772 | 1036.5626 | 70568.1405 | 303385.4149 | 374990.118 | 1843486.0607 | 2307630.5125 | 2.435% | 2365225.6168
PLATEFORME LOGISTIQUE #336 | INDUSTRIEL | PLATEFORME LOGISTIQUE | 66131.6678 | 2023 | 97669.9014 | 135925.7245 | 2500 | 4 | 21024.0827 | 6416.5316 | 80235.2531 | 58123.6634 | 1 | 117991.7005 | 133344.2456 | 14 | 0 | 0 | 0 | 11856.3358 | 6231.746 | 2 | 395996.668 | 1645.2767 | 309230.0285 | 1630.6542 | 68307.4107 | 112.9361 | 180.3599 | 41.9313 | 219638.7305 | 952.6575 | 0 | 377700.1275 | 96.07% | 3.925% | 691.2062 | 0 | 383.9315 | 24.0393 | 1519.9735 | 781.4266 | 1534.3454 | 73.3074 | 1433.1012 | 61443.3485 | 409165.0084 | 472041.458 | 2078134.1692 | 2645506.1647 | 6.508% | 2829670.515
PLATEFORME LOGISTIQUE #337 | INDUSTRIEL | PLATEFORME LOGISTIQUE | 22874.7665 | 2012 | 24197.4048 | 34395.8085 | 2500 | 2 | 20784.5019 | 1929.5993 | 25574.5099 | 17925.5822 | 1 | 36021.3983 | 39918.1911 | 4 | 0 | 0 | 0 | 3639.2005 | 1904.0318 | 1 | 123554.4896 | 806.0821 | 85076.3515 | 929.9655 | 22427.1393 | 47.7401 | 60.0011 | 20.8006 | 45043.2595 | 320.1111 | 0 | 78932.159 | 94.87% | 5.133% | 262.0909 | 0 | 137.7356 | 11.2421 | 542.3786 | 301.2081 | 447.5877 | 27.5555 | 262.9728 | 20368.6384 | 120594.7345 | 141226.3458 | 558953.4359 | 731093.4558 | 10.44% | 816324.703
PLATEFORME LOGISTIQUE #338 | INDUSTRIEL | PLATEFORME LOGISTIQUE | 50044.7266 | 2010 | 46654.3433 | 53277.3319 | 2500 | 2 | 23782.0844 | 4813.0526 | 53191.8871 | 31080.6281 | 1 | 88116.2929 | 93579.1626 | 9 | 0 | 0 | 0 | 6955.8109 | 3132.4421 | 1 | 206804.2345 | 1750.3383 | 143185.4046 | 1306.1774 | 33271.9157 | 94.3644 | 155.4196 | 29.1914 | 108582.8632 | 573.6299 | 0 | 222093.2164 | 91.1% | 8.9% | 606.5438 | 0 | 296.6766 | 18.0287 | 1390.6914 | 777.7687 | 1299.2005 | 60.7901 | 906.7154 | 41562.9067 | 338356.7622 | 380826.3844 | 1112162.5764 | 1542775.4392 | 2.166% | 1576931.8676
PLATEFORME LOGISTIQUE #339 | INDUSTRIEL | PLATEFORME LOGISTIQUE | 16127.6678 | 2017 | 13771.8093 | 25831.124 | 2500 | 2 | 20213.5344 | 2074.317 | 15209.9179 | 9959.5856 | 1 | 25567.1001 | 34837.5381 | 4 | 0 | 0 | 0 | 3022.1789 | 1195.1272 | 0 | 99242.5524 | 550.0119 | 58115.1424 | 646.7645 | 15964.8559 | 37.7288 | 46.9098 | 14.6174 | 42128.3121 | 203.4108 | 0 | 57092.3199 | 96.83% | 3.174% | 162.0428 | 0 | 103.2579 | 8.3637 | 283.8358 | 251.9687 | 358.3619 | 18.8247 | 259.3851 | 14384.6821 | 107442.2196 | 122086.2868 | 412968.3786 | 555694.1862 | 10.75% | 622627.0758
PLATEFORME LOGISTIQUE #340 | INDUSTRIEL | PLATEFORME LOGISTIQUE | 65964.9833 | 2023 | 92869.1834 | 111249.4558 | 2500 | 4 | 22915.2315 | 9466.7016 | 58315.5889 | 46356.2287 | 1 | 114714.7649 | 125782.4504 | 15 | 0 | 0 | 0 | 11096.7092 | 7019.0371 | 2 | 341777.9841 | 2108.1835 | 226219.1831 | 1783.007 | 81349.2184 | 158.3324 | 204.7833 | 43.865 | 165315.8355 | 716.9724 | 0 | 289886.3259 | 94.18% | 5.82% | 595.0615 | 0 | 430.0734 | 32.5045 | 1437.5611 | 942.711 | 1495.632 | 67.9917 | 1393.2679 | 71578.1503 | 292667.1145 | 365638.5327 | 1755643.573 | 2218091.2347 | 6.434% | 2370616.8826
PLATEFORME LOGISTIQUE #341 | INDUSTRIEL | PLATEFORME LOGISTIQUE | 52948.3631 | 2023 | 69704.0874 | 83230.4542 | 2500 | 2 | 19392.2421 | 6784.1298 | 47361.0203 | 49953.3962 | 2 | 117355.1437 | 117507.9193 | 9 | 0 | 0 | 0 | 10835.8281 | 6119.925 | 1 | 248446.5327 | 1378.5247 | 279732.5091 | 1885.9576 | 51032.7744 | 127.0546 | 209.4523 | 42.8676 | 138897.5848 | 498.9687 | 0 | 327599.2976 | 97.35% | 2.649% | 652.5195 | 0 | 253.2888 | 20.8509 | 994.8868 | 967.3928 | 955.2594 | 63.8586 | 942.0912 | 43998.4945 | 346839.4285 | 391780.0142 | 1585740.5328 | 2061829.6781 | 2.043% | 2104839.1155
PLATEFORME LOGISTIQUE #342 | INDUSTRIEL | PLATEFORME LOGISTIQUE | 23787.0695 | 2020 | 22534.0924 | 40464.1416 | 2500 | 2 | 18681.2603 | 2461.1492 | 30526.3997 | 15634.5905 | 1 | 53670.1457 | 42778.3566 | 4 | 0 | 0 | 0 | 3826.6208 | 1931.2961 | 1 | 110775.8234 | 646.9413 | 105087.9627 | 955.7806 | 18390.8211 | 52.3967 | 89.4715 | 17.572 | 61850.3291 | 330.4045 | 0 | 98738.8838 | 93.96% | 6.041% | 214.8942 | 0 | 149.3703 | 10.9737 | 610.3159 | 399.767 | 627.2024 | 21.1556 | 343.6422 | 26463.0851 | 102899.2654 | 129705.9927 | 637398.6688 | 799017.9159 | 12.51% | 913234.5906
PLATEFORME LOGISTIQUE #343 | INDUSTRIEL | PLATEFORME LOGISTIQUE | 28604.1824 | 2018 | 36039.4349 | 51177.702 | 2500 | 2 | 20809.2018 | 3962.2303 | 25930.674 | 20601.5185 | 1 | 54019.6094 | 50305.761 | 5 | 0 | 0 | 0 | 4234.7846 | 2686.8642 | 1 | 147815.348 | 818.9354 | 139581.888 | 768.2016 | 28208.6206 | 69.6863 | 79.8577 | 21.4126 | 87363.7212 | 296.4965 | 0 | 164620.4911 | 95.5% | 4.498% | 288.1153 | 0 | 149.6403 | 12.3423 | 756.3496 | 365.9779 | 646.4882 | 26.7303 | 520.8544 | 26073.852 | 164249.2032 | 190843.9097 | 856160.9742 | 1092847.0773 | 13.14% | 1258110.3198
PLATEFORME LOGISTIQUE #344 | INDUSTRIEL | PLATEFORME LOGISTIQUE | 22890.7513 | 2017 | 22628.487 | 44530.7438 | 2500 | 2 | 24850.8882 | 2283.2167 | 20176.4864 | 16836.7175 | 1 | 41114.1266 | 42019.6339 | 6 | 0 | 0 | 0 | 2942.3866 | 1733.2251 | 1 | 92243.2205 | 567.6099 | 79378.824 | 790.589 | 16786.5597 | 41.0822 | 88.9681 | 21.2744 | 68891.7248 | 335.5211 | 0 | 127716.3878 | 98.07% | 1.934% | 237.082 | 0 | 129.7354 | 9.385 | 561.6789 | 372.0983 | 447.0892 | 23.6838 | 469.2184 | 18864.025 | 105971.5873 | 125304.8307 | 599006.4009 | 756768.1108 | 5.56% | 801319.7274
PLATEFORME LOGISTIQUE #345 | INDUSTRIEL | PLATEFORME LOGISTIQUE | 30600.1907 | 2023 | 34660.2662 | 50928.2379 | 2500 | 2 | 20674.1586 | 3036.7897 | 40171.9562 | 24455.37 | 1 | 51411.0391 | 89284.5462 | 8 | 0 | 0 | 0 | 5279.4381 | 2672.6702 | 1 | 158409.167 | 1000.5433 | 114053.2096 | 1128.0881 | 26074.5801 | 58.2498 | 87.7611 | 23.1196 | 81962.897 | 432.5941 | 0 | 190785.0731 | 95.01% | 4.988% | 314.8313 | 0 | 156.9017 | 13.9135 | 645.5987 | 406.5609 | 606.0151 | 32.4584 | 557.0475 | 24450.6602 | 178822.0805 | 203829.7882 | 865476.2919 | 1111788.8535 | 14.91% | 1306562.615
PLATEFORME LOGISTIQUE #346 | INDUSTRIEL | PLATEFORME LOGISTIQUE | 25355.4965 | 2010 | 20257.0713 | 35244.0558 | 2500 | 2 | 20979.7978 | 2959.7313 | 17992.2047 | 17051.3745 | 1 | 35204.4077 | 48507.7195 | 5 | 0 | 0 | 0 | 3353.5757 | 2360.4776 | 1 | 125453.1861 | 614.0076 | 90765.8305 | 827.4721 | 14624.1893 | 42.9718 | 97.6713 | 19.3321 | 69332.8278 | 360.3957 | 0 | 107816.8784 | 96.14% | 3.863% | 300.9479 | 0 | 109.0204 | 9.6361 | 473.2308 | 407.1357 | 436.2107 | 24.3989 | 291.6946 | 25037.5674 | 122367.6075 | 147696.8694 | 599370.8268 | 769563.8345 | 2.072% | 785848.2772
PLATEFORME LOGISTIQUE #347 | INDUSTRIEL | PLATEFORME LOGISTIQUE | 58588.3555 | 2021 | 64982.6074 | 95818.4717 | 2500 | 4 | 18127.8201 | 5782.4205 | 63983.6913 | 46894.3484 | 1 | 127987.5686 | 122641.3063 | 11 | 0 | 0 | 0 | 8567.5536 | 5544.199 | 2 | 298966.7768 | 1718.879 | 258177.8826 | 1783.3234 | 44059.6404 | 124.7628 | 203.9672 | 43.3869 | 211216.0029 | 836.0259 | 0 | 249808.2636 | 98.11% | 1.887% | 558.1792 | 0 | 256.4924 | 21.2425 | 1089.5693 | 1070.4546 | 1432.591 | 51.9373 | 850.784 | 51690.8927 | 315938.2069 | 368479.8836 | 1634347.6944 | 2077456.6356 | 1.986% | 2119558.6299
PLATEFORME LOGISTIQUE #348 | INDUSTRIEL | PLATEFORME LOGISTIQUE | 41369.0862 | 2020 | 53090.2163 | 83052.001 | 2500 | 2 | 22816.8253 | 4340.4517 | 52396.0138 | 31949.8203 | 1 | 73195.3596 | 85397.2746 | 9 | 0 | 0 | 0 | 6283.9189 | 4144.96 | 1 | 215521.9367 | 1398.4691 | 201579.1927 | 1620.6022 | 34646.8126 | 103.0763 | 143.0152 | 38.5097 | 119369.7588 | 405.5911 | 0 | 185633.2773 | 96.45% | 3.553% | 448.3481 | 0 | 232.9884 | 15.5191 | 735.8931 | 551.9649 | 1010.4727 | 39.2121 | 651.159 | 38801.0928 | 279992.8968 | 319445.1487 | 1179819.9898 | 1554342.0329 | 6.409% | 1660778.2777
PLATEFORME LOGISTIQUE #349 | INDUSTRIEL | PLATEFORME LOGISTIQUE | 27777.3873 | 2011 | 26738.3433 | 34370.7148 | 2500 | 2 | 17851.0061 | 2628.9606 | 22683.3101 | 14760.1613 | 1 | 49499.3703 | 42707.3288 | 5 | 0 | 0 | 0 | 4255.7659 | 2289.212 | 1 | 101293.8578 | 764.1149 | 84635.2655 | 709.2642 | 22379.9596 | 64.3407 | 91.2769 | 16.4374 | 51441.5538 | 350.5242 | 0 | 100921.6276 | 97.71% | 2.286% | 318.5912 | 0 | 173.905 | 9.746 | 726.2094 | 329.7438 | 528.7086 | 29.5649 | 430.1575 | 17942.0022 | 159591.6178 | 177963.7775 | 584663.4533 | 800228.6782 | 12.73% | 916987.6719
PLATEFORME LOGISTIQUE #350 | INDUSTRIEL | PLATEFORME LOGISTIQUE | 57008.4544 | 2014 | 45949.1897 | 78704.6725 | 2500 | 2 | 20226.6095 | 5463.9568 | 62734.0449 | 34509.5896 | 2 | 83111.9373 | 122336.5248 | 14 | 0 | 0 | 0 | 9508.262 | 4060.236 | 1 | 224981.8736 | 1682.3911 | 252178.1728 | 1645.7205 | 39695.9993 | 115.0203 | 186.6097 | 42.9591 | 176857.5984 | 618.0794 | 0 | 273635.4615 | 95.34% | 4.664% | 444.4402 | 0 | 358.9144 | 22.3515 | 1546.683 | 812.8477 | 1119.8484 | 60.349 | 821.2954 | 55814.3425 | 342614.0479 | 399249.6858 | 1462760.4024 | 1945658.4267 | 1.872% | 1982781.8745
PLATEFORME LOGISTIQUE #351 | INDUSTRIEL | PLATEFORME LOGISTIQUE | 29345.0133 | 2010 | 31111.3099 | 38755.6193 | 2500 | 2 | 22129.767 | 2908.5322 | 30049.6559 | 15275.6023 | 1 | 46353.1609 | 66011.939 | 6 | 0 | 0 | 0 | 4746.9862 | 1649.9514 | 1 | 137736.8137 | 936.6389 | 91079.9509 | 1195.8853 | 20674.2027 | 62.6607 | 108.4282 | 25.1798 | 61454.9449 | 416.8063 | 0 | 141352.8223 | 98.17% | 1.825% | 336.237 | 0 | 135.0714 | 15.6184 | 662.8317 | 445.4605 | 803.2029 | 25.9875 | 486.9893 | 21160.7068 | 185114.7057 | 206762.4017 | 696302.8298 | 938339.0887 | 13.49% | 1084607.9964
PLATEFORME LOGISTIQUE #352 | INDUSTRIEL | PLATEFORME LOGISTIQUE | 34319.5626 | 2013 | 28642.93 | 40260.5866 | 2500 | 2 | 23086.7939 | 2619.5726 | 33535.8513 | 20232.1469 | 1 | 75320.3414 | 87186.3391 | 6 | 0 | 0 | 0 | 3994.2334 | 2147.6515 | 1 | 180474.0192 | 783.9419 | 138540.7988 | 859.8203 | 29602.4186 | 59.9872 | 88.9985 | 26.7433 | 85237.8557 | 445.2704 | 0 | 122937.1788 | 95.14% | 4.862% | 320.6689 | 0 | 149.1229 | 14.6521 | 810.2263 | 395.0565 | 823.7267 | 39.6318 | 475.3573 | 29217.6112 | 229556.6963 | 259249.6648 | 843719.9904 | 1135653.7483 | 10.85% | 1273836.2784
PLATEFORME LOGISTIQUE #353 | INDUSTRIEL | PLATEFORME LOGISTIQUE | 17571.882 | 2011 | 20235.1447 | 22662.5677 | 2500 | 2 | 21849.4908 | 1326.9598 | 14286.7265 | 12509.6176 | 0 | 31667.439 | 34929.4728 | 4 | 0 | 0 | 0 | 1934.0031 | 1294.7659 | 1 | 68803.833 | 525.1685 | 55699.4606 | 516.967 | 14019.5594 | 38.1354 | 58.1536 | 12.719 | 51450.0053 | 254.4755 | 0 | 76645.8497 | 92.26% | 7.744% | 198.9441 | 0 | 84.0078 | 6.4892 | 422.1346 | 278.0992 | 403.3258 | 19.0173 | 216.7605 | 11117.9154 | 90837.3087 | 102171.9845 | 406875.2296 | 526481.2082 | 13.97% | 611958.5539
PLATEFORME LOGISTIQUE #354 | INDUSTRIEL | PLATEFORME LOGISTIQUE | 42870.3392 | 2020 | 48033.1963 | 85700.8066 | 2500 | 4 | 18697.7176 | 5205.5307 | 45322.9989 | 41058.4986 | 1 | 95431.9551 | 99501.7365 | 10 | 0 | 0 | 0 | 8977.1227 | 4004.9486 | 1 | 190438.5381 | 1196.2911 | 179555.2243 | 1049.5832 | 46724.4678 | 94.026 | 112.0976 | 39.6123 | 143944.4665 | 546.5683 | 0 | 258723.8536 | 94.8% | 5.201% | 547.0307 | 0 | 241.3652 | 22.0727 | 1115.2583 | 764.4791 | 868.9909 | 39.2186 | 896.6617 | 34205.7785 | 230525.4044 | 265627.8447 | 1269566.7687 | 1601145.2208 | 12.21% | 1823733.9921
PLATEFORME LOGISTIQUE #355 | INDUSTRIEL | PLATEFORME LOGISTIQUE | 51739.4682 | 2009 | 55258.5878 | 83736.255 | 2500 | 2 | 21384.751 | 5552.3576 | 35707.2452 | 27132.6985 | 2 | 65760.5516 | 105980.1066 | 9 | 0 | 0 | 0 | 6675.6054 | 3573.2209 | 1 | 251878.8803 | 1670.7253 | 161308.8402 | 1789.1799 | 31357.6181 | 108.7806 | 181.1272 | 46.9665 | 141121.0553 | 669.5676 | 0 | 232984.085 | 95.92% | 4.082% | 520.5822 | 0 | 264.0725 | 25.0383 | 1236.6988 | 957.7612 | 991.6258 | 58.5687 | 672.7488 | 47679.2742 | 309971.3362 | 358323.3592 | 1229610.1703 | 1639297.73 | 14.31% | 1913038.6841
PLATEFORME LOGISTIQUE #356 | INDUSTRIEL | PLATEFORME LOGISTIQUE | 24849.9054 | 2015 | 23933.2942 | 38725.9339 | 2500 | 2 | 18459.6562 | 2425.5154 | 27420.2156 | 14176.2701 | 1 | 44095.777 | 48758.075 | 6 | 0 | 0 | 0 | 3967.1524 | 1803.1753 | 1 | 135588.7266 | 535.8703 | 107627.9683 | 783.9664 | 25797.3804 | 54.3954 | 68.0653 | 20.2387 | 54496.2083 | 333.2074 | 0 | 116036.9941 | 96.47% | 3.532% | 312.6938 | 0 | 150.3571 | 9.8481 | 525.3577 | 408.8776 | 646.7526 | 26.5948 | 490.4149 | 25964.5588 | 103621.9211 | 130076.8948 | 663335.3727 | 818590.1017 | 13.78% | 949437.4016
PLATEFORME LOGISTIQUE #357 | INDUSTRIEL | PLATEFORME LOGISTIQUE | 70379.2171 | 2013 | 73056.809 | 104646.8743 | 2500 | 2 | 24636.8256 | 7876.9346 | 56890.574 | 44346.1563 | 1 | 111151.7897 | 152641.5547 | 13 | 0 | 0 | 0 | 12973.8439 | 4549.825 | 2 | 289975.3769 | 1965.2528 | 215676.274 | 1757.0558 | 68181.5126 | 112.7965 | 277.8375 | 46.1993 | 163407.7669 | 856.7507 | 0 | 333995.9685 | 97.89% | 2.114% | 612.1948 | 0 | 339.2934 | 24.0129 | 1878.5408 | 832.0977 | 1903.3828 | 70.737 | 1082.1894 | 70879.9144 | 429921.9384 | 501884.0422 | 1691365.3832 | 2294277.7717 | 6.651% | 2457752.5791
PLATEFORME LOGISTIQUE #358 | INDUSTRIEL | PLATEFORME LOGISTIQUE | 67441.5285 | 2010 | 73741.6374 | 88767.242 | 2500 | 2 | 22283.9692 | 5088.4726 | 70882.2732 | 37399.8789 | 2 | 136028.9631 | 144749.8294 | 13 | 0 | 0 | 0 | 11355.8906 | 5315.5615 | 1 | 262382.4159 | 1710.8102 | 224418.527 | 2471.3834 | 60235.2071 | 140.2873 | 260.82 | 46.8184 | 133087.5392 | 681.505 | 0 | 297580.0446 | 93.84% | 6.161% | 544.9971 | 0 | 371.7922 | 33.5124 | 1714.1151 | 1090.2731 | 1812.6043 | 66.187 | 1144.7938 | 57571.3755 | 349918.1084 | 408634.2777 | 1572559.476 | 2056585.0629 | 13.41% | 2374999.0999
PLATEFORME LOGISTIQUE #359 | INDUSTRIEL | PLATEFORME LOGISTIQUE | 18814.33 | 2020 | 23046.2713 | 32470.2807 | 2500 | 2 | 19702.2499 | 1697.3478 | 18778.7127 | 17363.0045 | 0 | 30424.253 | 47148.7694 | 5 | 0 | 0 | 0 | 3944.8182 | 2116.3014 | 0 | 108100.1809 | 482.027 | 80858.5983 | 614.7289 | 18527.4288 | 48.0801 | 71.4041 | 14.77 | 43136.1651 | 217.104 | 0 | 85687.6161 | 97.59% | 2.413% | 198.846 | 0 | 91.6012 | 7.5281 | 396.5337 | 261.666 | 405.1938 | 14.4305 | 352.8616 | 14030.7857 | 82268.5986 | 96652.246 | 514840.5978 | 640761.9022 | 14.55% | 749874.4689
PLATEFORME LOGISTIQUE #360 | INDUSTRIEL | PLATEFORME LOGISTIQUE | 30675.7147 | 2021 | 38245.5762 | 41735.2578 | 2500 | 2 | 24407.1011 | 3722.8792 | 32951.889 | 29761.2547 | 1 | 55711.791 | 88610.6609 | 6 | 0 | 0 | 0 | 4353.6822 | 2321.5115 | 1 | 131337.6614 | 838.0687 | 144197.2254 | 972.9633 | 27327.4452 | 64.8061 | 77.7179 | 22.4435 | 108701.4544 | 413.5344 | 0 | 186738.2097 | 94.67% | 5.331% | 271.5917 | 0 | 140.8932 | 16.3179 | 757.9755 | 437.7724 | 676.9939 | 25.3995 | 539.1646 | 24706.3314 | 192132.1214 | 217377.6174 | 883619.9387 | 1142271.7873 | 2.87% | 1176018.2039
PLATEFORME LOGISTIQUE #361 | INDUSTRIEL | PLATEFORME LOGISTIQUE | 15240.5642 | 2020 | 20023.5185 | 22164.1751 | 2500 | 2 | 23502.1926 | 1372.3937 | 15623.6644 | 10568.4652 | 0 | 29032.8361 | 43628.541 | 3 | 0 | 0 | 0 | 2646.0828 | 1707.0733 | 1 | 74683.9487 | 520.7382 | 75811.3718 | 443.8474 | 15257.4428 | 27.1993 | 47.6855 | 12.3388 | 33318.2976 | 176.6426 | 0 | 84704.3089 | 97.02% | 2.977% | 188.1578 | 0 | 91.1218 | 5.4597 | 302.8992 | 203.16 | 375.1575 | 12.7352 | 213.7959 | 18014.4849 | 72646.1966 | 90874.4773 | 438376.8939 | 553886.8538 | 14.55% | 648236.0056
PLATEFORME LOGISTIQUE #362 | INDUSTRIEL | PLATEFORME LOGISTIQUE | 72299.5095 | 2009 | 58590.1125 | 114808.3286 | 2500 | 4 | 22130.0609 | 6173.6762 | 54076.2006 | 51110.5039 | 2 | 116874.4862 | 148899.3391 | 13 | 0 | 0 | 0 | 7818.3648 | 5138.4679 | 2 | 338356.2019 | 2425.6412 | 255574.4966 | 2571.283 | 50618.0059 | 181.5372 | 191.5239 | 59.5197 | 177619.3039 | 982.3314 | 0 | 287941.5769 | 95.67% | 4.331% | 695.4653 | 0 | 394.9265 | 25.7059 | 1732.8671 | 1204.0214 | 1835.121 | 85.2125 | 821.3816 | 61720.3298 | 393059.4079 | 455601.1193 | 1687169.715 | 2218606.6688 | 4.474% | 2322514.8047
PLATEFORME LOGISTIQUE #363 | INDUSTRIEL | PLATEFORME LOGISTIQUE | 19480.4978 | 2021 | 26381.5712 | 39966.2747 | 2500 | 2 | 22286.9582 | 2414.3166 | 17546.0858 | 12497.5155 | 0 | 42101.7094 | 36036.9537 | 5 | 0 | 0 | 0 | 4081.0259 | 2006.3237 | 1 | 94475.5107 | 601.3878 | 64471.6284 | 495.0232 | 22396.4112 | 43.4118 | 78.2599 | 17.0411 | 61775.8137 | 182.5477 | 0 | 101723.1144 | 97.13% | 2.869% | 239.9788 | 0 | 101.7565 | 9.1112 | 338.8708 | 360.038 | 423.5446 | 14.6452 | 294.2047 | 22885.9906 | 88473.6631 | 111653.8585 | 550643.4493 | 686205.983 | 6.433% | 733387.6419
PLATEFORME LOGISTIQUE #364 | INDUSTRIEL | PLATEFORME LOGISTIQUE | 31325.9025 | 2017 | 32933.3877 | 55419.2879 | 2500 | 2 | 19411.1557 | 2768.4791 | 26981.887 | 20199.4471 | 1 | 49950.8424 | 60788.209 | 8 | 0 | 0 | 0 | 4001.1192 | 2096.8226 | 1 | 166755.6284 | 789.9243 | 133872.5918 | 1056.9798 | 30660.8194 | 72.0157 | 118.0051 | 22.6901 | 79131.7681 | 287.3055 | 0 | 155666.3233 | 95.79% | 4.214% | 260.4105 | 0 | 171.0783 | 10.8275 | 599.4978 | 353.1439 | 672.6096 | 38.3866 | 581.4784 | 28758.6097 | 184435.364 | 213775.4521 | 855237.8742 | 1116043.3651 | 9.492% | 1233090.7781
PLATEFORME LOGISTIQUE #365 | INDUSTRIEL | PLATEFORME LOGISTIQUE | 57437.7334 | 2012 | 64754.2077 | 81155.8957 | 2500 | 2 | 20261.7119 | 6485.5722 | 65526.0797 | 33599.2545 | 1 | 124811.9753 | 123075.1259 | 10 | 0 | 0 | 0 | 6552.056 | 5275.8236 | 1 | 261672.1572 | 1753.0158 | 205907.5231 | 1585.8332 | 36286.6022 | 127.6462 | 214.1868 | 49.3905 | 106659.8683 | 697.7411 | 0 | 258050.5472 | 95.79% | 4.21% | 443.2419 | 0 | 262.6839 | 23.2986 | 1121.2951 | 660.4526 | 1559.6264 | 48.0495 | 893.1579 | 41683.6766 | 316170.3559 | 358747.1904 | 1390568.3636 | 1813227.0573 | 12.36% | 2068952.3445
PLATEFORME LOGISTIQUE #366 | INDUSTRIEL | PLATEFORME LOGISTIQUE | 61418.3811 | 2020 | 61011.025 | 103290.3422 | 2500 | 4 | 21273.3901 | 5638.8954 | 62605.8252 | 36308.0343 | 2 | 102294.1249 | 138464.9162 | 16 | 0 | 0 | 0 | 9527.5177 | 6044.6502 | 1 | 275653.7718 | 1773.5306 | 300162.0797 | 1696.2457 | 46751.3596 | 144.6348 | 213.914 | 57.6018 | 183279.5489 | 656.473 | 0 | 242463.2881 | 94.55% | 5.447% | 576.5656 | 0 | 398.3723 | 30.7856 | 1676.693 | 968.4037 | 1121.8734 | 50.4912 | 1270.6552 | 75085.1105 | 412644.9988 | 489000.7645 | 1642086.3053 | 2225945.2451 | 10.78% | 2494798.3795
PLATEFORME LOGISTIQUE #367 | INDUSTRIEL | PLATEFORME LOGISTIQUE | 39024.9781 | 2016 | 38259.5842 | 63657.8123 | 2500 | 2 | 21884.7487 | 5078.9659 | 44911.8742 | 20956.054 | 1 | 89187.4301 | 76788.6703 | 10 | 0 | 0 | 0 | 7587.6168 | 3131.6051 | 1 | 238797.561 | 906.0902 | 186982.8713 | 1404.8333 | 40331.1175 | 96.4236 | 102.3026 | 26.2907 | 85037.794 | 371.6477 | 0 | 168054.2907 | 94.87% | 5.131% | 407.4405 | 0 | 248.5448 | 17.6782 | 732.6423 | 493.3779 | 974.155 | 31.8851 | 776.9582 | 34080.2763 | 218188.6368 | 253045.8714 | 1114977.9578 | 1427163.4457 | 1.399% | 1447414.1788
PLATEFORME LOGISTIQUE #368 | INDUSTRIEL | PLATEFORME LOGISTIQUE | 23009.8165 | 2012 | 24657.4895 | 25062.3858 | 2500 | 2 | 17818.25 | 2065.1186 | 21025.7558 | 12397.231 | 1 | 42386.3924 | 52460.916 | 6 | 0 | 0 | 0 | 2594.5052 | 1994.2954 | 1 | 109181.367 | 711.7727 | 84531.0161 | 848.3 | 22021.4231 | 48.1718 | 74.0511 | 15.3846 | 52994.0765 | 273.8212 | 0 | 84920.3118 | 93.75% | 6.248% | 245.8618 | 0 | 97.3846 | 9.5507 | 642.1849 | 428.7837 | 393.0281 | 24.9565 | 433.9366 | 22912.5339 | 112964.9088 | 136311.3793 | 550417.771 | 716150.2389 | 11.64% | 810475.752
PLATEFORME LOGISTIQUE #369 | INDUSTRIEL | PLATEFORME LOGISTIQUE | 20551.9471 | 2016 | 23590.3768 | 28648.0807 | 2500 | 2 | 22427.3927 | 2191.7498 | 17494.4015 | 17137.1526 | 0 | 41388.0807 | 52689.4285 | 3 | 0 | 0 | 0 | 2661.6497 | 1846.6992 | 1 | 80118.4601 | 714.3502 | 68670.9827 | 688.5239 | 19462.5579 | 32.5148 | 50.5051 | 18.1106 | 51951.7175 | 298.4684 | 0 | 89537.9277 | 95.5% | 4.505% | 241.8265 | 0 | 105.4331 | 9.1093 | 385.3578 | 273.4112 | 505.5467 | 22.4848 | 402.2419 | 19774.2062 | 121725.584 | 141902.0321 | 490405.0767 | 653467.1295 | 10.86% | 733070.7971
PLATEFORME LOGISTIQUE #370 | INDUSTRIEL | PLATEFORME LOGISTIQUE | 71590.6753 | 2015 | 62781.2052 | 98577.8643 | 2500 | 4 | 20654.5944 | 9097.4533 | 71343.0108 | 59792.7674 | 2 | 102590.9618 | 130528.5826 | 14 | 0 | 0 | 0 | 13512.0546 | 5565.0141 | 1 | 355670.3695 | 2143.1952 | 280720.7041 | 2893.3591 | 75954.4478 | 134.92 | 233.3209 | 65.2714 | 232517.8659 | 718.6309 | 0 | 375680.6656 | 93.99% | 6.014% | 826.8574 | 0 | 341.6347 | 24.4127 | 1396.9133 | 1184.2072 | 1904.4239 | 64.4829 | 1297.6564 | 60036.4635 | 341523.1832 | 402857.3032 | 1898884.9005 | 2370423.2909 | 10.81% | 2657864.0795
PLATEFORME LOGISTIQUE #371 | INDUSTRIEL | PLATEFORME LOGISTIQUE | 55638.09 | 2009 | 50623.5988 | 64423.3849 | 2500 | 2 | 18688.225 | 6035.1955 | 47429.5475 | 31432.0225 | 2 | 88640.2562 | 129496.6678 | 12 | 0 | 0 | 0 | 6244.6211 | 4957.1284 | 1 | 197779.1684 | 1698.6777 | 218807.6433 | 1518.2183 | 32635.8017 | 131.5243 | 191.3744 | 34.0486 | 123108.6062 | 510.2591 | 0 | 223511.5675 | 97.89% | 2.107% | 475.4652 | 0 | 242.5098 | 18.1885 | 1289.2884 | 647.0461 | 1331.8885 | 67.637 | 618.1411 | 53259.1879 | 340063.7818 | 393941.1108 | 1242502.6108 | 1706662.8213 | 10.5% | 1906950.6537
PLATEFORME LOGISTIQUE #372 | INDUSTRIEL | PLATEFORME LOGISTIQUE | 54666.2379 | 2011 | 56169.1494 | 76444.6956 | 2500 | 2 | 21814.8908 | 4030.3978 | 43378.0082 | 40163.0105 | 1 | 99819.9303 | 88099.8628 | 12 | 0 | 0 | 0 | 7581.7682 | 3360.8135 | 1 | 209015.9882 | 1305.4872 | 188806.9622 | 1365.6361 | 44469.4996 | 86.7458 | 161.2448 | 32.648 | 102727.6155 | 740.2742 | 0 | 229421.9795 | 92.92% | 7.077% | 686.0723 | 0 | 235.5048 | 22.9824 | 1169.5984 | 903.9089 | 1196.988 | 43.1711 | 873.3343 | 35234.6861 | 259977.4742 | 296085.4947 | 1205110.1879 | 1550945.6561 | 6.753% | 1663271.6576
PLATEFORME LOGISTIQUE #373 | INDUSTRIEL | PLATEFORME LOGISTIQUE | 29751.8803 | 2021 | 38731.9408 | 38194.3396 | 2500 | 2 | 24626.1991 | 3871.6589 | 32457.9213 | 20824.2987 | 1 | 48925.4839 | 70246.4597 | 6 | 0 | 0 | 0 | 5432.546 | 2392.2664 | 1 | 195562.2623 | 657.4024 | 132116.7583 | 1123.1359 | 32847.8021 | 62.1231 | 104.2927 | 25.5825 | 85143.5135 | 364.3289 | 0 | 150296.5173 | 93.6% | 6.398% | 294.174 | 0 | 119.2105 | 14.9768 | 794.1768 | 551.1592 | 784.0249 | 28.6676 | 431.0214 | 32561.9402 | 130596.9565 | 163589.9181 | 876593.0801 | 1078459.8451 | 3.215% | 1114287.6347
PLATEFORME LOGISTIQUE #374 | INDUSTRIEL | PLATEFORME LOGISTIQUE | 60238.5464 | 2009 | 41639.9319 | 71056.2646 | 2500 | 2 | 20588.16 | 6837.9964 | 58235.725 | 43056.904 | 2 | 75413.252 | 138163.6716 | 10 | 0 | 0 | 0 | 9105.1996 | 5040.3862 | 2 | 305355.163 | 1766.1565 | 166721.8964 | 1609.0709 | 40486.9735 | 117.4664 | 185.31 | 40.3677 | 145525.474 | 566.0044 | 0 | 190993.2277 | 93.39% | 6.615% | 768.4909 | 0 | 338.1526 | 27.903 | 1313.0762 | 687.7671 | 1638.2261 | 66.7792 | 833.2745 | 41246.6642 | 314335.1995 | 356415.1382 | 1284335.2358 | 1710475.7462 | 15.11% | 2014951.8173
PLATEFORME LOGISTIQUE #375 | INDUSTRIEL | PLATEFORME LOGISTIQUE | 19162.0013 | 2022 | 25151.1659 | 38044.4636 | 2500 | 2 | 24122.926 | 2412.5858 | 19046.2674 | 13332.3883 | 0 | 48775.7278 | 43465.6867 | 3 | 0 | 0 | 0 | 3910.8433 | 1626.2496 | 1 | 87939.8519 | 496.8042 | 76635.5072 | 650.4072 | 19414.6096 | 45.5931 | 65.2554 | 18.2713 | 53456.5039 | 255.0861 | 0 | 101351.5021 | 95.23% | 4.77% | 155.5434 | 0 | 100.9192 | 10.0513 | 327.1646 | 287.7444 | 484.5344 | 21.878 | 297.4626 | 17257.3197 | 123489.2589 | 141044.0412 | 554234.2824 | 729426.6864 | 15.17% | 859905.2302
PLATEFORME LOGISTIQUE #376 | INDUSTRIEL | PLATEFORME LOGISTIQUE | 72658.1485 | 2014 | 71277.8409 | 116369.1112 | 2500 | 4 | 19790.407 | 8227.336 | 53718.6484 | 48048.0611 | 2 | 129231.0983 | 151164.9146 | 13 | 0 | 0 | 0 | 9035.3838 | 4895.6951 | 2 | 285598.4401 | 2020.0115 | 250407.9221 | 1835.8628 | 64058.7662 | 153.2646 | 277.6241 | 49.2363 | 180955.1345 | 738.291 | 0 | 360646.1663 | 95.86% | 4.139% | 562.5954 | 0 | 374.5872 | 36.8059 | 1262.196 | 1011.9426 | 1940.4705 | 62.2269 | 1013.9402 | 58331.4972 | 344559.1464 | 403904.5837 | 1757026.8236 | 2245419.0017 | 3.923% | 2337104.5519
PLATEFORME LOGISTIQUE #377 | INDUSTRIEL | PLATEFORME LOGISTIQUE | 57106.7706 | 2011 | 59419.5771 | 93422.3147 | 2500 | 4 | 19936.8532 | 4524.078 | 54925.6357 | 38257.8546 | 1 | 108883.3853 | 132111.0124 | 11 | 0 | 0 | 0 | 7080.6833 | 4982.8988 | 1 | 259406.3946 | 1704.5241 | 232609.5578 | 1958.6968 | 48250.2031 | 134.9092 | 187.9237 | 36.3088 | 113036.7315 | 608.1304 | 0 | 226530.6571 | 94.01% | 5.987% | 634.0655 | 0 | 373.9331 | 19.3237 | 1443.4298 | 688.6535 | 1308.4755 | 44.8498 | 988.5317 | 50205.3831 | 335210.9969 | 386404.9117 | 1397737.4711 | 1856037.7938 | 14.92% | 2181508.2716
PLATEFORME LOGISTIQUE #378 | INDUSTRIEL | PLATEFORME LOGISTIQUE | 71974.857 | 2023 | 71670.4376 | 113497.9232 | 2500 | 4 | 20556.3644 | 10205.2503 | 97939.2481 | 65898.2143 | 2 | 192778.5354 | 223890.8229 | 18 | 0 | 0 | 0 | 11012.7511 | 6561.149 | 2 | 356169.5779 | 1721.3564 | 369516.8201 | 2606.1494 | 71288.9328 | 127.6107 | 258.7186 | 48.4873 | 216982.6015 | 904.2258 | 0 | 347271.1934 | 97.09% | 2.915% | 912.0458 | 0 | 432.9734 | 37.8087 | 1322.2236 | 1238.0281 | 1844.8494 | 67.9996 | 1556.9653 | 71240.7105 | 312820.1933 | 385617.8692 | 2150443.8013 | 2652972.4388 | 11.05% | 2982543.3164
PLATEFORME LOGISTIQUE #379 | INDUSTRIEL | PLATEFORME LOGISTIQUE | 31299.6777 | 2017 | 39983.8783 | 43193.5124 | 2500 | 2 | 18778.8619 | 3265.1802 | 32081.668 | 19942.6176 | 1 | 48799.7218 | 66069.5416 | 6 | 0 | 0 | 0 | 6362.8467 | 3300.4029 | 1 | 170007.5325 | 894.4169 | 145417.4458 | 1101.8815 | 27477.3323 | 78.5147 | 92.7726 | 29.7791 | 104369.0705 | 340.4464 | 0 | 118509.0343 | 95.38% | 4.624% | 318.4145 | 0 | 166.7035 | 10.3389 | 635.7541 | 539.5183 | 816.5756 | 28.6161 | 460.1137 | 30795.1353 | 172425.4865 | 203680.7355 | 855775.3572 | 1103757.7705 | 7.876% | 1198121.3635
PLATEFORME LOGISTIQUE #380 | INDUSTRIEL | PLATEFORME LOGISTIQUE | 41083.1035 | 2023 | 49043.8398 | 75328.8031 | 2500 | 2 | 20607.2264 | 5979.6289 | 54119.2979 | 30142.4062 | 1 | 72440.2318 | 80030.2856 | 8 | 0 | 0 | 0 | 7224.8733 | 3611.7776 | 1 | 208562.4739 | 991.6729 | 181975.1954 | 1040.9516 | 49034.8552 | 101.7496 | 129.0733 | 38.3647 | 103872.5578 | 585.3763 | 0 | 180869.0114 | 96.22% | 3.784% | 399.1149 | 0 | 259.2619 | 21.2789 | 1082.9498 | 638.8698 | 742.5659 | 43.1853 | 801.5405 | 42330.7481 | 180022.8311 | 223155.1196 | 1156346.0033 | 1449199.9739 | 9.826% | 1607122.1032
PLATEFORME LOGISTIQUE #381 | INDUSTRIEL | PLATEFORME LOGISTIQUE | 39608.8421 | 2020 | 36841.6442 | 76973.7089 | 2500 | 2 | 17625.3438 | 5591.2261 | 38201.1648 | 28439.0157 | 1 | 78011.6643 | 115001.0028 | 10 | 0 | 0 | 0 | 7309.4213 | 4434.9426 | 1 | 211212.0311 | 917.0757 | 202986.592 | 1461.5923 | 32951.7435 | 78.703 | 121.0318 | 26.5166 | 135399.5929 | 388.6242 | 0 | 215981.1519 | 96.46% | 3.544% | 409.3412 | 0 | 200.5211 | 13.9052 | 879.1349 | 663.644 | 756.7104 | 31.272 | 550.5634 | 36503.6487 | 213253.5797 | 250307.7919 | 1195242.2782 | 1505361.8959 | 3.069% | 1553028.7839
PLATEFORME LOGISTIQUE #382 | INDUSTRIEL | PLATEFORME LOGISTIQUE | 26668.8629 | 2021 | 36479.7312 | 53787.3587 | 2500 | 2 | 24205.4074 | 3181.5149 | 23453.0408 | 26065.7031 | 1 | 44944.9878 | 80328.945 | 6 | 0 | 0 | 0 | 3905.2055 | 3131.4709 | 1 | 152003.7586 | 941.1896 | 124291.4683 | 896.5777 | 27882.5902 | 61.8656 | 89.2667 | 17.9384 | 90233.302 | 254.6947 | 0 | 124076.3339 | 98.56% | 1.439% | 316.4877 | 0 | 131.9291 | 11.2452 | 608.524 | 324.1753 | 745.5582 | 27.6584 | 417.6325 | 23904.0333 | 132925.8159 | 157247.4817 | 774454.4406 | 960716.6223 | 14.43% | 1122696.9024
PLATEFORME LOGISTIQUE #383 | INDUSTRIEL | PLATEFORME LOGISTIQUE | 23618.5086 | 2019 | 29440.0669 | 41452.7566 | 2500 | 2 | 18806.3653 | 2569.6649 | 24628.6386 | 14767.3421 | 1 | 43061.6417 | 42073.2169 | 5 | 0 | 0 | 0 | 5054.9526 | 2012.3458 | 1 | 110657.6565 | 606.0166 | 90989.5347 | 688.7069 | 26246.6867 | 37.2797 | 89.9676 | 14.8304 | 50500.7137 | 294.2361 | 0 | 141456.0953 | 97.94% | 2.06% | 286.9375 | 0 | 136.7331 | 12.2776 | 547.1692 | 310.1202 | 480.588 | 23.4883 | 395.7454 | 26722.6208 | 151866.3421 | 178984.7083 | 650797.0052 | 856411.6108 | 6.09% | 911950.1042
PLATEFORME LOGISTIQUE #384 | INDUSTRIEL | PLATEFORME LOGISTIQUE | 50414.9628 | 2015 | 55932.1598 | 80150.3751 | 2500 | 2 | 20487.659 | 5230.6105 | 40607.0655 | 34407.2458 | 1 | 90339.5592 | 97223.7993 | 9 | 0 | 0 | 0 | 6276.8285 | 3985.6572 | 1 | 223575.398 | 1315.8603 | 183000.9879 | 1692.2774 | 47607.2407 | 100.5198 | 160.6094 | 34.7466 | 110901.7348 | 641.8874 | 0 | 246298.3454 | 97.25% | 2.755% | 550.7675 | 0 | 265.7148 | 21.3409 | 1170.7654 | 724.1993 | 1320.0803 | 38.2054 | 996.9407 | 47745.1081 | 234873.8975 | 283615.9463 | 1257106.1355 | 1599303.6662 | 3.006% | 1648871.0525
PLATEFORME LOGISTIQUE #385 | INDUSTRIEL | PLATEFORME LOGISTIQUE | 66759.0345 | 2013 | 53879.8721 | 77217.8725 | 2500 | 2 | 17733.727 | 7590.9983 | 61846.3499 | 42582.6026 | 2 | 101861.9552 | 141679.2624 | 15 | 0 | 0 | 0 | 8991.0081 | 4537.7839 | 2 | 247496.6518 | 1872.6287 | 284163.3883 | 2615.2547 | 52705.8744 | 145.9875 | 186.976 | 45.68 | 155536.563 | 902.6673 | 0 | 299242.8082 | 96.53% | 3.474% | 833.0522 | 0 | 353.8202 | 35.1217 | 1550.512 | 931.8743 | 1605.2317 | 74.1165 | 952.6146 | 46522.3386 | 347790.2699 | 395265.2231 | 1564152.4296 | 2051078.3382 | 8.708% | 2246715.4632
PLATEFORME LOGISTIQUE #386 | INDUSTRIEL | PLATEFORME LOGISTIQUE | 63015.881 | 2014 | 66431.545 | 75701.3084 | 2500 | 2 | 22005.7083 | 5191.8455 | 69425.7983 | 45538.5069 | 1 | 92110.6725 | 118809.3981 | 16 | 0 | 0 | 0 | 8193.7043 | 4688.7623 | 2 | 354365.0883 | 1446.6674 | 212902.3445 | 1987.6124 | 55108.2353 | 145.5493 | 160.3906 | 43.1491 | 135054.9689 | 740.6969 | 0 | 342157.9799 | 96.06% | 3.939% | 706.3353 | 0 | 367.8424 | 32.2542 | 1733.8618 | 1127.1364 | 1593.2859 | 66.7249 | 1112.2087 | 61945.982 | 301739.696 | 364797.8867 | 1615110.1074 | 2038406.4146 | 8.247% | 2221625.74
PLATEFORME LOGISTIQUE #387 | INDUSTRIEL | PLATEFORME LOGISTIQUE | 50913.1971 | 2017 | 50258.3206 | 74473.7105 | 2500 | 2 | 23914.6392 | 6362.3914 | 41835.726 | 36692.8785 | 2 | 90742.5802 | 116863.2509 | 9 | 0 | 0 | 0 | 8064.1359 | 5170.7908 | 1 | 271449.8807 | 1689.8692 | 192219.869 | 1354.0933 | 44724.4686 | 119.4636 | 158.741 | 33.8314 | 117562.1199 | 654.7886 | 0 | 184009.1789 | 96.08% | 3.922% | 638.169 | 0 | 287.5338 | 20.7793 | 1160.0068 | 680.0427 | 961.577 | 48.8722 | 786.8219 | 38679.8205 | 311456.157 | 350922.7994 | 1238139.5948 | 1647073.9367 | 13.09% | 1895066.031
PLATEFORME LOGISTIQUE #388 | INDUSTRIEL | PLATEFORME LOGISTIQUE | 47838.7273 | 2020 | 45750.1078 | 79577.0834 | 2500 | 2 | 20153.1594 | 4406.9748 | 62240.7155 | 44342.2414 | 1 | 80817.1838 | 129662.1785 | 12 | 0 | 0 | 0 | 10175.5109 | 4275.486 | 1 | 194288.7236 | 1274.6181 | 191190.8251 | 1372.8792 | 50763.6694 | 94.7265 | 138.8187 | 31.6169 | 130745.6519 | 482.38 | 0 | 226787.5523 | 97.24% | 2.762% | 455.8944 | 0 | 267.3997 | 20.9758 | 901.5652 | 615.4265 | 994.976 | 50.6825 | 655.7675 | 44093.7141 | 250457.3381 | 295206.8197 | 1235870.6252 | 1586603.6079 | 3.093% | 1637242.8793
PLATEFORME LOGISTIQUE #389 | INDUSTRIEL | PLATEFORME LOGISTIQUE | 18642.6939 | 2012 | 17000.7512 | 30042.1688 | 2500 | 2 | 22959.4708 | 2119.9612 | 20402.5612 | 11829.9024 | 0 | 27766.6703 | 35348.2988 | 5 | 0 | 0 | 0 | 2614.4813 | 1643.1693 | 0 | 92432.6437 | 479.4441 | 76263.0091 | 460.3079 | 14170.4922 | 33.866 | 57.7545 | 15.619 | 35576.9216 | 198.0571 | 0 | 80520.3045 | 94.46% | 5.539% | 145.358 | 0 | 99.9485 | 6.8828 | 503.5483 | 332.1588 | 387.4996 | 15.3713 | 273.5787 | 16345.9692 | 103659.5314 | 120279.0794 | 461640.7333 | 606048.1409 | 4.538% | 634858.5685
PLATEFORME LOGISTIQUE #390 | INDUSTRIEL | PLATEFORME LOGISTIQUE | 55414.9557 | 2015 | 60948.7541 | 77000.7675 | 2500 | 2 | 19980.1591 | 7150.3552 | 50942.2191 | 39235.243 | 2 | 123541.3318 | 109044.0385 | 12 | 0 | 0 | 0 | 9205.6884 | 4263.1348 | 1 | 247462.9905 | 1843.3741 | 196428.0834 | 2064.783 | 44829.0064 | 114.0109 | 138.6756 | 45.2703 | 131316.3661 | 810.777 | 0 | 300842.0719 | 94.79% | 5.207% | 570.0447 | 0 | 291.577 | 23.7715 | 1443.0301 | 874.5085 | 1035.4767 | 61.0125 | 709.3956 | 50014.5647 | 247062.59 | 297786.5504 | 1434472.8187 | 1798032.3637 | 7.989% | 1954151.519
PLATEFORME LOGISTIQUE #391 | INDUSTRIEL | PLATEFORME LOGISTIQUE | 21951.4645 | 2008 | 22827.7242 | 31321.2347 | 2500 | 2 | 18800.696 | 2056.8999 | 19432.6566 | 9942.1263 | 0 | 29399.1717 | 49894.4944 | 4 | 0 | 0 | 0 | 2524.8371 | 1337.7031 | 1 | 71019.9372 | 627.2906 | 77049.5863 | 770.7107 | 18811.2243 | 54.3305 | 62.6196 | 14.2547 | 37243.7332 | 235.7905 | 0 | 64392.5655 | 97.85% | 2.153% | 260.5719 | 0 | 127.0634 | 10.9402 | 491.6264 | 305.9489 | 608.123 | 22.7876 | 246.5911 | 12525.4048 | 96537.412 | 109309.408 | 435798.3024 | 571302.1461 | 14.26% | 666338.1231
PLATEFORME LOGISTIQUE #392 | INDUSTRIEL | PLATEFORME LOGISTIQUE | 32387.2266 | 2009 | 22212.131 | 49413.9011 | 2500 | 2 | 21696.1866 | 2879.0699 | 23269.0948 | 20410.0416 | 1 | 41607.5575 | 59848.326 | 6 | 0 | 0 | 0 | 4610.1214 | 2676.9153 | 1 | 114409.5793 | 800.4163 | 92752.4596 | 1284.0909 | 26429.9232 | 58.6062 | 98.1263 | 27.0329 | 87719.0848 | 318.8277 | 0 | 152089.1288 | 93.97% | 6.034% | 407.6536 | 0 | 209.1683 | 17.148 | 600.1612 | 372.573 | 620.1116 | 28.1342 | 535.1802 | 30313.2132 | 200295.6483 | 231144.0417 | 717196.2397 | 983143.8744 | 9.478% | 1086081.9787
PLATEFORME LOGISTIQUE #393 | INDUSTRIEL | PLATEFORME LOGISTIQUE | 29037.0521 | 2014 | 26048.8389 | 53096.3069 | 2500 | 2 | 21742.8641 | 3357.2097 | 30607.952 | 20348.3088 | 1 | 57369.0006 | 63648.364 | 7 | 0 | 0 | 0 | 4342.3521 | 2402.6108 | 1 | 155640.4437 | 917.3348 | 114710.993 | 713.98 | 19181.7592 | 60.6157 | 114.5588 | 22.5636 | 84746.2423 | 401.0632 | 0 | 110392.0985 | 97.56% | 2.44% | 249.779 | 0 | 170.3848 | 12.036 | 521.6339 | 366.6678 | 556.368 | 35.1553 | 540.6894 | 27253.3783 | 176400.3475 | 204194.4152 | 751366.7968 | 983861.3732 | 6.761% | 1055205.5056
PLATEFORME LOGISTIQUE #394 | INDUSTRIEL | PLATEFORME LOGISTIQUE | 32971.9045 | 2013 | 24723.1931 | 47857.7353 | 2500 | 2 | 21670.4526 | 3562.0055 | 33803.2737 | 25910.9286 | 1 | 50032.6371 | 55389.9337 | 8 | 0 | 0 | 0 | 4928.0794 | 3276.5006 | 1 | 152235.1334 | 931.8438 | 131882.6864 | 1310.5535 | 30497.1881 | 74.1732 | 114.9762 | 26.9217 | 95343.3444 | 353.2858 | 0 | 142854.1298 | 97.2% | 2.798% | 372.0147 | 0 | 178.8588 | 11.5665 | 910.9146 | 567.6046 | 644.8495 | 27.1873 | 557.0906 | 29211.744 | 143247.1966 | 173016.0312 | 827719.3932 | 1041551.3677 | 1.233% | 1054552.4264
PLATEFORME LOGISTIQUE #395 | INDUSTRIEL | PLATEFORME LOGISTIQUE | 42175.4032 | 2012 | 48529.5348 | 61431.7229 | 2500 | 2 | 24242.2101 | 4776.265 | 47366.948 | 31468.7175 | 1 | 70332.8445 | 86780.4248 | 7 | 0 | 0 | 0 | 7530.2187 | 3634.1868 | 1 | 240330.8795 | 1501.023 | 175415.4923 | 1441.9149 | 41055.6623 | 85.0274 | 127.4723 | 28.7698 | 84054.0909 | 409.5685 | 0 | 182859.738 | 93.1% | 6.904% | 390.4359 | 0 | 229.6965 | 20.5969 | 1075.087 | 698.9705 | 783.4485 | 47.6104 | 751.4516 | 33853.1334 | 239496.9775 | 274101.5625 | 1102660.5721 | 1428627.0786 | 4.121% | 1490031.9234
PLATEFORME LOGISTIQUE #396 | INDUSTRIEL | PLATEFORME LOGISTIQUE | 47171.1316 | 2017 | 55737.913 | 58084.885 | 2500 | 2 | 22774.1664 | 4257.6198 | 48649.1089 | 27805.6305 | 1 | 78741.0004 | 84803.5161 | 10 | 0 | 0 | 0 | 7872.4634 | 3889.0959 | 1 | 259838.7862 | 1370.6897 | 186212.6122 | 1168.2812 | 35361.4775 | 100.4914 | 131.3892 | 42.7441 | 151850.136 | 415.3466 | 0 | 271707.7336 | 97.06% | 2.94% | 558.2218 | 0 | 211.8366 | 15.3278 | 1106.78 | 850.8581 | 1328.6212 | 53.2164 | 815.2402 | 45134.0829 | 285826.3058 | 331775.6289 | 1342677.2792 | 1748930.1149 | 7.133% | 1883270.5833
PLATEFORME LOGISTIQUE #397 | INDUSTRIEL | PLATEFORME LOGISTIQUE | 29159.7395 | 2015 | 27242.7055 | 35453.6255 | 2500 | 2 | 24525.6461 | 2861.5976 | 35250.7842 | 19056.089 | 1 | 65410.5524 | 66669.7131 | 7 | 0 | 0 | 0 | 4661.0154 | 2211.941 | 1 | 116142.6339 | 980.7117 | 90236.7267 | 983.0348 | 22803.0276 | 51.7208 | 78.487 | 21.2738 | 94686.1348 | 336.1937 | 0 | 155633.077 | 95.08% | 4.918% | 248.0204 | 0 | 134.8353 | 9.5794 | 565.5188 | 509.2927 | 791.7703 | 22.4512 | 578.7421 | 25821.9582 | 174318.8621 | 200719.5625 | 747986.3219 | 984291.2291 | 1.491% | 999185.1754
PLATEFORME LOGISTIQUE #398 | INDUSTRIEL | PLATEFORME LOGISTIQUE | 22769.5646 | 2020 | 22930.5735 | 32325.5608 | 2500 | 2 | 17810.122 | 2072.1084 | 29148.2499 | 20157.6261 | 1 | 58585.88 | 44657.6613 | 4 | 0 | 0 | 0 | 3269.896 | 2557.0442 | 1 | 119792.1249 | 647.2205 | 77446.0934 | 747.4515 | 17268.7549 | 42.4445 | 75.0051 | 21.5158 | 61576.8649 | 253.1302 | 0 | 136516.701 | 95.67% | 4.326% | 220.3239 | 0 | 136.1685 | 12.0493 | 429.472 | 294.1614 | 467.81 | 19.0433 | 448.7491 | 18453.6614 | 112290.8483 | 131193.2588 | 649008.0934 | 818469.0802 | 14.88% | 961516.223
PLATEFORME LOGISTIQUE #399 | INDUSTRIEL | PLATEFORME LOGISTIQUE | 41025.3778 | 2012 | 38570.5438 | 60187.9825 | 2500 | 2 | 23905.0523 | 4791.3539 | 41287.6464 | 33446.8488 | 1 | 68834.1193 | 93060.2069 | 8 | 0 | 0 | 0 | 5106.2666 | 3683.5609 | 1 | 200840.309 | 1366.6069 | 119385.0149 | 1563.942 | 35882.1596 | 79.361 | 122.206 | 37.3268 | 82593.1053 | 404.0544 | 0 | 202359.7435 | 93.7% | 6.3% | 462.7513 | 0 | 271.0432 | 17.8489 | 837.06 | 513.2686 | 1017.5654 | 44.5861 | 739.5095 | 41896.2581 | 248523.1211 | 291158.8887 | 994744.5404 | 1330805.1695 | 6.457% | 1422664.5534
PLATEFORME LOGISTIQUE #400 | INDUSTRIEL | PLATEFORME LOGISTIQUE | 58682.6251 | 2018 | 77844.4458 | 102791.2497 | 2500 | 2 | 23840.5725 | 5979.5815 | 54311.7842 | 39560.6018 | 2 | 128147.8561 | 138777.272 | 15 | 0 | 0 | 0 | 8163.3532 | 4734.1655 | 2 | 273622.1142 | 1681.2412 | 213908.1385 | 1730.2193 | 41197.0716 | 135.5097 | 196.0758 | 43.0995 | 123242.9807 | 692.3307 | 0 | 255984.5361 | 92.65% | 7.348% | 741.0244 | 0 | 327.7692 | 23.932 | 1525.1887 | 959.3171 | 1242.8853 | 52.2394 | 778.2414 | 67488.2057 | 330380.5589 | 398647.006 | 1510805.4701 | 1994855.27 | 7.67% | 2160568.6108
PLATEFORME LOGISTIQUE #401 | INDUSTRIEL | PLATEFORME LOGISTIQUE | 53149.6799 | 2012 | 47664.9067 | 82276.9486 | 2500 | 4 | 18012.6109 | 5651.2505 | 56468.6867 | 32673.0824 | 2 | 87990.4193 | 95802.0674 | 13 | 0 | 0 | 0 | 7435.0303 | 4252.8045 | 1 | 268150.4709 | 1646.3778 | 236992.4077 | 2010.2569 | 53020.1827 | 95.1377 | 184.7594 | 35.2453 | 101096.2818 | 575.2747 | 0 | 232314.9949 | 97.85% | 2.145% | 522.7632 | 0 | 224.5662 | 24.2823 | 1432.9892 | 886.4737 | 1313.237 | 49.4127 | 735.4876 | 49569.3073 | 355622.5356 | 405927.3305 | 1361382.211 | 1834497.653 | 6.701% | 1966266.5366
PLATEFORME LOGISTIQUE #402 | INDUSTRIEL | PLATEFORME LOGISTIQUE | 55914.9277 | 2013 | 49222.998 | 80096.9716 | 2500 | 2 | 19740.5905 | 5343.7459 | 48725.5537 | 29930.5384 | 1 | 120963.8233 | 128206.7269 | 12 | 0 | 0 | 0 | 6520.1725 | 4094.4565 | 1 | 240692.2785 | 1555.6124 | 190662.6476 | 1764.1859 | 41337.6257 | 127.571 | 199.7977 | 41.1279 | 132029.2715 | 600.4725 | 0 | 243167.1602 | 93.89% | 6.112% | 512.6352 | 0 | 261.7744 | 27.6063 | 1084.7665 | 783.989 | 1410.1033 | 68.9384 | 1045.5719 | 35867.1269 | 353395.7084 | 390308.4072 | 1321326.4208 | 1774365.9956 | 3.809% | 1844620.7945
PLATEFORME LOGISTIQUE #403 | INDUSTRIEL | PLATEFORME LOGISTIQUE | 60759.4279 | 2021 | 85447.221 | 103774.9341 | 2500 | 4 | 22453.4623 | 7404.4669 | 74180.9008 | 44463.4551 | 2 | 116448.8669 | 170907.8271 | 13 | 0 | 0 | 0 | 11023.1595 | 5020.9053 | 2 | 406083.1446 | 1904.5276 | 275828.816 | 2255.0923 | 54262.3981 | 124.8066 | 194.1527 | 41.8588 | 181762.8762 | 608.9302 | 0 | 355623.4268 | 95.47% | 4.527% | 639.9613 | 0 | 340.1999 | 23.8284 | 1108.8342 | 1132.0734 | 1433.2821 | 47.7525 | 1278.8926 | 52700.8495 | 301739.9649 | 355719.7071 | 1916621.6198 | 2371875.2974 | 11.19% | 2670628.0021
PLATEFORME LOGISTIQUE #404 | INDUSTRIEL | PLATEFORME LOGISTIQUE | 18187.7857 | 2015 | 16887.0347 | 27326.8041 | 2500 | 2 | 21000.7198 | 2255.8751 | 20206.0727 | 10759.8423 | 1 | 33174.1153 | 42204.6178 | 4 | 0 | 0 | 0 | 3041.0255 | 1816.4316 | 1 | 91239.2164 | 471.7521 | 63682.1929 | 653.3585 | 11975.0229 | 32.6217 | 49.752 | 13.8525 | 41526.3863 | 218.2813 | 0 | 95993.3928 | 97.85% | 2.15% | 159.8534 | 0 | 79.7565 | 6.6416 | 448.3928 | 275.5284 | 403.0694 | 21.4306 | 328.5602 | 13229.411 | 115547.208 | 129105.1791 | 465703.5139 | 617470.7393 | 6.552% | 660760.8232
PLATEFORME LOGISTIQUE #405 | INDUSTRIEL | PLATEFORME LOGISTIQUE | 63050.0961 | 2011 | 45148.9028 | 102178.0596 | 2500 | 2 | 23427.9074 | 4709.4715 | 52923.0366 | 36745.8904 | 2 | 108812.7883 | 137901.501 | 16 | 0 | 0 | 0 | 8399.3591 | 5318.2181 | 2 | 327465.4888 | 2164.0775 | 183986.1858 | 1599.1028 | 49473.1213 | 149.0776 | 157.5585 | 39.3393 | 142369.704 | 855.6351 | 0 | 214511.3 | 96.15% | 3.849% | 611.9009 | 0 | 325.6053 | 24.1712 | 1547.9325 | 727.9924 | 1282.9424 | 66.4226 | 899.3101 | 58590.0015 | 322193.8045 | 381683.1161 | 1423488.4748 | 1861408.1707 | 14.41% | 2174918.8938
PLATEFORME LOGISTIQUE #406 | INDUSTRIEL | PLATEFORME LOGISTIQUE | 53260.2449 | 2015 | 44035.7069 | 84066.0521 | 2500 | 2 | 22360.0541 | 5656.6559 | 64102.9587 | 38437.1808 | 1 | 116769.2738 | 118902.734 | 11 | 0 | 0 | 0 | 7201.4637 | 4445.2379 | 1 | 274501.3036 | 1547.5166 | 161795.9295 | 1781.0504 | 39400.6576 | 108.6064 | 157.0164 | 36.734 | 138759.7395 | 770.3896 | 0 | 261332.1552 | 94.19% | 5.813% | 463.9653 | 0 | 325.2878 | 19.092 | 1241.4833 | 716.0025 | 1118.0494 | 49.7327 | 687.1185 | 50302.9266 | 283723.9837 | 334714.0288 | 1375749.1496 | 1772088.5221 | 14.49% | 2072315.082
PLATEFORME LOGISTIQUE #407 | INDUSTRIEL | PLATEFORME LOGISTIQUE | 72123.8708 | 2021 | 95650.9919 | 149106.1683 | 2500 | 4 | 21161.045 | 7977.9876 | 72779.825 | 44849.2341 | 2 | 168984.9673 | 147849.3889 | 13 | 0 | 0 | 0 | 13658.6487 | 5257.0173 | 2 | 490735.8979 | 2360.5447 | 240055.1173 | 1800.0899 | 75365.8001 | 116.4258 | 207.7294 | 42.0525 | 213787.3659 | 894.7316 | 0 | 282620.4188 | 96.94% | 3.06% | 649.0939 | 0 | 466.6117 | 29.4179 | 1322.7429 | 826.8399 | 1285.0493 | 55.4436 | 1558.1031 | 62157.4501 | 427279.5221 | 490995.0752 | 2098517.8081 | 2713662.53 | 2.875% | 2793992.6324
PLATEFORME LOGISTIQUE #408 | INDUSTRIEL | PLATEFORME LOGISTIQUE | 24177.5343 | 2019 | 25036.6663 | 48995.454 | 2500 | 2 | 20118.3943 | 3086.2018 | 31411.9464 | 14389.1408 | 1 | 58373.5174 | 48625.0157 | 6 | 0 | 0 | 0 | 4207.1455 | 2417.9109 | 1 | 132430.1597 | 735.0329 | 77350.6275 | 769.6074 | 24141.4363 | 45.2377 | 67.7204 | 20.8684 | 65670.6277 | 260.4989 | 0 | 89174.0941 | 96.86% | 3.142% | 186.1212 | 0 | 109.8754 | 8.4226 | 613.7398 | 436.3837 | 503.0027 | 20.0899 | 327.8853 | 27823.2886 | 118177.1025 | 146328.2764 | 651706.8617 | 830679.2893 | 15.67% | 985055.6341
PLATEFORME LOGISTIQUE #409 | INDUSTRIEL | PLATEFORME LOGISTIQUE | 57484.2825 | 2017 | 49774.6288 | 81309.6233 | 2500 | 2 | 23267.6897 | 6279.5977 | 63014.4567 | 41525.1012 | 2 | 133863.8827 | 122255.4112 | 14 | 0 | 0 | 0 | 8789.4912 | 4211.075 | 2 | 349642.733 | 1500.9903 | 237956.6164 | 2268.5647 | 39935.3865 | 100.7794 | 159.9278 | 54.4966 | 145832.2111 | 589.9576 | 0 | 218745.3592 | 98.25% | 1.749% | 633.6183 | 0 | 275.6462 | 18.6491 | 1217.3769 | 969.6423 | 1534.7021 | 58.083 | 784.7517 | 59024.8794 | 337267.2396 | 397076.8707 | 1538354.9764 | 2005578.207 | 9.827% | 2224150.4539
PLATEFORME LOGISTIQUE #410 | INDUSTRIEL | PLATEFORME LOGISTIQUE | 53097.9494 | 2012 | 49883.8594 | 77442.5018 | 2500 | 2 | 19418.7408 | 5229.6301 | 49113.974 | 34010.2076 | 2 | 86417.2076 | 133219.4066 | 9 | 0 | 0 | 0 | 7286.1744 | 4116.2642 | 1 | 302212.5893 | 1181.2622 | 153077.8247 | 1970.8651 | 44447.9695 | 132.406 | 188.4748 | 36.8293 | 126959.2591 | 500.8422 | 0 | 198783.6057 | 95.27% | 4.728% | 488.0518 | 0 | 305.5685 | 18.7373 | 1453.2158 | 720.0219 | 1045.9055 | 54.3169 | 845.3094 | 36548.9215 | 336017.7263 | 373411.9572 | 1255413.824 | 1686209.1678 | 6.399% | 1801479.8364
PLATEFORME LOGISTIQUE #411 | INDUSTRIEL | PLATEFORME LOGISTIQUE | 23335.137 | 2013 | 27066.2806 | 37179.7358 | 2500 | 2 | 22857.5747 | 2773.8059 | 21030.0551 | 19317.0158 | 1 | 38298.2958 | 52847.916 | 4 | 0 | 0 | 0 | 4211.0815 | 1686.2579 | 1 | 97922.155 | 693.7851 | 73134.4119 | 773.8714 | 16822.5143 | 46.2183 | 90.4753 | 14.099 | 47770.4106 | 306.4654 | 0 | 107357.6125 | 97.8% | 2.201% | 246.4315 | 0 | 117.8528 | 7.8705 | 590.6806 | 321.1917 | 509.8904 | 26.9097 | 341.4218 | 17621.9234 | 156201.7166 | 174165.0618 | 542264.9827 | 741343.1809 | 12.59% | 848077.3045
PLATEFORME LOGISTIQUE #412 | INDUSTRIEL | PLATEFORME LOGISTIQUE | 22550.4472 | 2014 | 27284.1015 | 34873.5042 | 2500 | 2 | 24359.5553 | 2592.9181 | 22606.8065 | 14299.036 | 1 | 45727.2558 | 43599.1866 | 4 | 0 | 0 | 0 | 3263.7147 | 1751.4692 | 0 | 133383.861 | 540.6449 | 85710.6509 | 894.1574 | 17248.4438 | 52.1556 | 88.1053 | 19.3196 | 58102.1012 | 247.1257 | 0 | 89773.3181 | 94.02% | 5.979% | 223.5648 | 0 | 111.8068 | 8.3845 | 435.2892 | 376.002 | 399.3904 | 20.495 | 448.3157 | 23799.3968 | 112349.2987 | 136597.0112 | 602615.6278 | 768317.8964 | 4.433% | 803957.2409
PLATEFORME LOGISTIQUE #413 | INDUSTRIEL | PLATEFORME LOGISTIQUE | 68233.2764 | 2023 | 69576.1632 | 113492.3902 | 2500 | 4 | 22192.5718 | 7610.4969 | 60405.2557 | 43823.376 | 2 | 130588.4383 | 152919.365 | 17 | 0 | 0 | 0 | 13809.6774 | 7762.021 | 2 | 358572.1573 | 1730.6488 | 375489.4958 | 1737.2462 | 62114.9926 | 123.1372 | 207.8173 | 48.0467 | 160790.2276 | 773.7984 | 0 | 272087.2178 | 98.38% | 1.619% | 701.0372 | 0 | 368.7964 | 34.1177 | 1848.4642 | 1115.1673 | 1638.8352 | 73.6323 | 1117.9384 | 72593.9806 | 415831.5392 | 489543.4583 | 1904655.482 | 2509908.1105 | 3.724% | 2606982.9839
PLATEFORME LOGISTIQUE #414 | INDUSTRIEL | PLATEFORME LOGISTIQUE | 42136.0798 | 2013 | 40534.9364 | 63121.8703 | 2500 | 2 | 17714.6242 | 4922.5072 | 36203.619 | 25686.7885 | 1 | 66941.5152 | 102208.6388 | 11 | 0 | 0 | 0 | 5868.6048 | 4171.1615 | 1 | 154131.5426 | 1353.6917 | 155272.9054 | 1151.6163 | 38237.5201 | 68.1625 | 162.0585 | 28.1905 | 89891.4602 | 606.275 | 0 | 205669.1263 | 97.09% | 2.913% | 349.5925 | 0 | 245.3731 | 14.4826 | 1115.5445 | 768.2443 | 1172.4223 | 35.0885 | 609.2357 | 43008.9228 | 276137.7189 | 319755.8774 | 1013642.6796 | 1394358.7717 | 4.057% | 1453319.6074
PLATEFORME LOGISTIQUE #415 | INDUSTRIEL | PLATEFORME LOGISTIQUE | 61420.5976 | 2011 | 55100.6106 | 88101.9171 | 2500 | 2 | 19890.5091 | 5104.9475 | 59268.7814 | 34936.2929 | 2 | 96867.3186 | 109305.719 | 15 | 0 | 0 | 0 | 8406.7457 | 5691.239 | 1 | 254470.5144 | 1329.4267 | 167764.7215 | 1674.0587 | 46024.6125 | 95.7924 | 180.4933 | 41.1202 | 145390.0555 | 869.2051 | 0 | 198829.7274 | 96.24% | 3.764% | 729.5551 | 0 | 251.9638 | 25.9285 | 1571.1036 | 1017.7795 | 1356.495 | 65.3108 | 831.5547 | 39194.1409 | 312213.9034 | 352239.5989 | 1306865.9604 | 1738384.1594 | 13.79% | 2016568.7374
PLATEFORME LOGISTIQUE #416 | INDUSTRIEL | PLATEFORME LOGISTIQUE | 50493.021 | 2015 | 57170.9736 | 59784.1861 | 2500 | 2 | 22659.1224 | 5564.7979 | 58756.5505 | 42487.7644 | 1 | 107931.9453 | 94802.8881 | 13 | 0 | 0 | 0 | 6735.2747 | 3214.4736 | 1 | 239486.6319 | 1624.1253 | 172971.2924 | 1419.4253 | 44284.7733 | 91.0737 | 150.7228 | 44.5684 | 139191.1637 | 653.8219 | 0 | 232507.1231 | 96.5% | 3.496% | 451.7339 | 0 | 237.232 | 17.7819 | 1310.792 | 806.1578 | 1285.429 | 55.5017 | 952.6994 | 34526.5537 | 209232.8883 | 244712.1415 | 1278193.5258 | 1580368.869 | 4.805% | 1660138.6069
PLATEFORME LOGISTIQUE #417 | INDUSTRIEL | PLATEFORME LOGISTIQUE | 36962.7601 | 2024 | 39522.841 | 76884.5916 | 2500 | 2 | 19967.5624 | 4325.1829 | 38957.4851 | 37618.0842 | 1 | 87565.8503 | 96428.5791 | 6 | 0 | 0 | 0 | 7991.4623 | 3103.8306 | 1 | 169839.6748 | 1201.322 | 183389.1976 | 976.7648 | 28619.1581 | 61.5069 | 110.6454 | 24.0192 | 118362.0871 | 334.8822 | 0 | 206430.3074 | 97.36% | 2.639% | 422.7983 | 0 | 217.733 | 16.6471 | 843.5082 | 480.9648 | 662.2403 | 40.8389 | 824.4996 | 41881.4374 | 213338.8357 | 256044.7727 | 1121149.785 | 1440362.4823 | 11.42% | 1626063.0744
PLATEFORME LOGISTIQUE #418 | INDUSTRIEL | PLATEFORME LOGISTIQUE | 37258.4519 | 2019 | 40112.3587 | 59542.7527 | 2500 | 2 | 20659.3484 | 4733.9802 | 49813.5216 | 32165.0728 | 1 | 57302.9429 | 82568.1272 | 7 | 0 | 0 | 0 | 7871.2849 | 3805.4637 | 1 | 220693.3781 | 1072.7495 | 166752.3535 | 1288.2014 | 28166.513 | 76.1153 | 99.1539 | 35.7545 | 115550.4639 | 368.7265 | 0 | 160309.977 | 95.86% | 4.14% | 318.6521 | 0 | 220.7357 | 14.3433 | 939.2314 | 634.6731 | 980.6016 | 44.4292 | 819.6871 | 30947.4185 | 248228.3382 | 279995.4439 | 1054923.3637 | 1396991.0931 | 13.3% | 1611226.624
PLATEFORME LOGISTIQUE #419 | INDUSTRIEL | PLATEFORME LOGISTIQUE | 55610.5114 | 2014 | 41841.6836 | 100915.9098 | 2500 | 4 | 20667.7277 | 6798.4762 | 64948.7889 | 38331.3798 | 1 | 82833.6205 | 94601.1748 | 9 | 0 | 0 | 0 | 9604.6143 | 4301.62 | 1 | 318876.5773 | 1618.6789 | 160816.5618 | 1850.8108 | 40836.7024 | 125.2577 | 180.5639 | 48.3459 | 143494.6927 | 599.5538 | 0 | 302428.4934 | 97.5% | 2.501% | 678.1893 | 0 | 319.1305 | 24.6091 | 1021.1488 | 984.7584 | 1521.1709 | 60.205 | 777.4698 | 48894.3127 | 267447.3425 | 317119.125 | 1445181.3857 | 1815595.8318 | 5.654% | 1924395.7782
PLATEFORME LOGISTIQUE #420 | INDUSTRIEL | PLATEFORME LOGISTIQUE | 40995.122 | 2017 | 36221.7633 | 49630.6129 | 2500 | 2 | 17584.395 | 3439.382 | 41351.5722 | 36883.7129 | 1 | 69062.7518 | 89356.1953 | 9 | 0 | 0 | 0 | 7003.3499 | 3267.1608 | 1 | 185848.0072 | 1096.2253 | 187380.3174 | 1009.2287 | 28292.832 | 86.4459 | 151.8467 | 29.1689 | 113032.8067 | 447.876 | 0 | 207712.2173 | 92.84% | 7.158% | 516.5201 | 0 | 207.4969 | 14.678 | 1082.0315 | 692.003 | 1012.6175 | 38.4432 | 565.051 | 35067.4681 | 231187.0774 | 266819.5965 | 1076093.9711 | 1403156.8369 | 11.63% | 1587753.9014
PLATEFORME LOGISTIQUE #421 | INDUSTRIEL | PLATEFORME LOGISTIQUE | 41313.4369 | 2023 | 46118.5827 | 79115.6055 | 2500 | 2 | 22031.1478 | 4415.7511 | 55717.3519 | 38849.1277 | 1 | 78980.4257 | 104675.45 | 9 | 0 | 0 | 0 | 8384.7058 | 3171.166 | 1 | 252883.2962 | 1072.3577 | 187736.2532 | 1225.7321 | 51525.0698 | 73.717 | 120.2697 | 30.8705 | 131823.875 | 368.539 | 0 | 264259.823 | 97.48% | 2.524% | 384.4917 | 0 | 202.4646 | 21.3743 | 766.1941 | 684.9595 | 1085.0527 | 40.3925 | 846.8667 | 43142.1755 | 221681.7191 | 265670.7613 | 1328571.3058 | 1654598.2905 | 13.93% | 1922467.9763
PLATEFORME LOGISTIQUE #422 | INDUSTRIEL | PLATEFORME LOGISTIQUE | 25778.3303 | 2008 | 16960.3928 | 28623.9989 | 2500 | 2 | 21838.5447 | 2802.972 | 22759.8089 | 16220.6219 | 1 | 33210.8313 | 43291.415 | 4 | 0 | 0 | 0 | 4169.3753 | 1441.7121 | 1 | 123971.4895 | 720.5228 | 71685.7132 | 746.4241 | 22405.1273 | 43.7612 | 103.5246 | 19.2869 | 61251.1838 | 340.6502 | 0 | 100832.2112 | 94.46% | 5.537% | 295.2144 | 0 | 106.457 | 8.7426 | 527.4761 | 319.0098 | 644.1729 | 28.5753 | 347.8038 | 14705.5967 | 155361.3748 | 170414.7753 | 554418.3095 | 749124.0175 | 9.545% | 828174.0201
PLATEFORME LOGISTIQUE #423 | INDUSTRIEL | PLATEFORME LOGISTIQUE | 71080.5265 | 2018 | 78965.9429 | 122448.1297 | 2500 | 4 | 19385.4816 | 7454.3742 | 83891.1959 | 62164.1279 | 2 | 120504.0832 | 140047.9644 | 15 | 0 | 0 | 0 | 14746.85 | 7440.7274 | 2 | 353607.4336 | 1824.1387 | 237563.4632 | 2217.1149 | 59179.2946 | 116.0194 | 227.5196 | 64.0705 | 176304.4004 | 716.6105 | 0 | 289271.5094 | 96.18% | 3.821% | 849.8242 | 0 | 415.6511 | 24.3674 | 1322.1957 | 884.346 | 1851.387 | 65.5466 | 1044.8079 | 77037.9254 | 367032.9447 | 445115.6779 | 1816798.2184 | 2370178.5035 | 2.99% | 2443223.4917
PLATEFORME LOGISTIQUE #424 | INDUSTRIEL | PLATEFORME LOGISTIQUE | 33137.5326 | 2011 | 27570.8587 | 49195.9981 | 2500 | 2 | 24928.6 | 3187.2041 | 30317.4079 | 18334.8596 | 1 | 58143.2529 | 53707.8973 | 5 | 0 | 0 | 0 | 4728.5215 | 3111.107 | 1 | 165804.8463 | 894.3002 | 94292.6468 | 1262.7126 | 29124.4102 | 61.5372 | 114.9098 | 22.723 | 87238.599 | 474.9134 | 0 | 137488.7945 | 97.37% | 2.631% | 327.5717 | 0 | 210.1428 | 11.4481 | 737.9577 | 535.1345 | 661.5603 | 27.2873 | 514.0325 | 24963.3568 | 168811.6124 | 194289.0017 | 794630.0915 | 1033139.7272 | 4.979% | 1087270.1503
PLATEFORME LOGISTIQUE #425 | INDUSTRIEL | PLATEFORME LOGISTIQUE | 24080.9432 | 2012 | 26675.6169 | 27421.29 | 2500 | 2 | 23787.8802 | 1858.9565 | 17194.2136 | 14760.1385 | 1 | 52184.655 | 46329.0283 | 5 | 0 | 0 | 0 | 3529.359 | 2256.7388 | 1 | 96615.9549 | 769.7006 | 67432.6469 | 892.7788 | 17442.0635 | 59.4104 | 92.6923 | 15.4387 | 72022.3525 | 306.3183 | 0 | 121549.1273 | 95.21% | 4.794% | 220.0976 | 0 | 112.2706 | 9.31 | 675.3913 | 349.3518 | 412.3514 | 26.0075 | 411.0159 | 21820.9622 | 104674.6523 | 126906.6303 | 585165.3575 | 743214.1141 | 8.168% | 809315.1331
PLATEFORME LOGISTIQUE #426 | INDUSTRIEL | PLATEFORME LOGISTIQUE | 46293.9656 | 2024 | 45281.6285 | 98521.1185 | 2500 | 4 | 20989.5961 | 6587.0199 | 66758.9252 | 38952.7877 | 1 | 79707.9491 | 119998.4007 | 11 | 0 | 0 | 0 | 10836.0898 | 4811.1274 | 1 | 283917.8754 | 1239.7642 | 205757.8222 | 1862.5219 | 48085.7657 | 107.8761 | 144.8322 | 39.9606 | 144308.9561 | 486.3883 | 0 | 188459.0615 | 95.74% | 4.262% | 416.4397 | 0 | 251.7533 | 19.5226 | 804.2752 | 632.548 | 904.2884 | 42.2693 | 993.4218 | 46138.3021 | 224718.4098 | 271850.1338 | 1345835.7899 | 1674080.3593 | 9.794% | 1855850.1907
PLATEFORME LOGISTIQUE #427 | INDUSTRIEL | PLATEFORME LOGISTIQUE | 34971.4612 | 2019 | 42643.8132 | 48470.0961 | 2500 | 2 | 23699.0564 | 4243.7103 | 43478.5086 | 26400.0607 | 1 | 83086.5719 | 93658.951 | 6 | 0 | 0 | 0 | 6374.9046 | 3827.6902 | 1 | 195448.1787 | 1141.9499 | 156407.8677 | 902.263 | 38882.9091 | 63.5927 | 99.513 | 24.8129 | 114096.9623 | 408.7444 | 0 | 140850.4906 | 97.43% | 2.571% | 328.1872 | 0 | 183.8966 | 11.6119 | 654.6882 | 439.0919 | 891.8796 | 32.2785 | 750.4161 | 40748.04 | 210574.4255 | 252072.8816 | 1001871.3283 | 1292624.9104 | 14.18% | 1506288.5753
PLATEFORME LOGISTIQUE #428 | INDUSTRIEL | PLATEFORME LOGISTIQUE | 23857.442 | 2016 | 28006.446 | 27377.4535 | 2500 | 2 | 22468.9025 | 2677.3629 | 23944.7335 | 13264.7534 | 1 | 55041.312 | 59549.8974 | 5 | 0 | 0 | 0 | 4321.6483 | 2326.5628 | 1 | 95571.6354 | 646.6567 | 114710.9945 | 939.0078 | 24834.7783 | 41.1702 | 80.8683 | 19.4285 | 55595.4436 | 300.0069 | 0 | 92600.5796 | 93.51% | 6.485% | 260.205 | 0 | 118.9269 | 12.3305 | 639.5119 | 324.6697 | 475.3202 | 24.6874 | 454.9866 | 24207.504 | 108527.7994 | 133190.2901 | 614753.9981 | 784079.4081 | 2.674% | 805624.3726
PLATEFORME LOGISTIQUE #429 | INDUSTRIEL | PLATEFORME LOGISTIQUE | 38107.8973 | 2022 | 40880.405 | 70417.3828 | 2500 | 2 | 21641.7539 | 5220.2839 | 37708.2815 | 37162.2343 | 1 | 94009.6634 | 82639.057 | 8 | 0 | 0 | 0 | 8237.9503 | 2994.6484 | 1 | 255566.1873 | 815.7125 | 157095.0109 | 1281.3568 | 41439.1881 | 86.0814 | 115.1465 | 27.5449 | 116335.1534 | 466.1862 | 0 | 175075.7847 | 96.68% | 3.318% | 355.2029 | 0 | 176.1982 | 13.6658 | 655.6821 | 485.4829 | 877.5521 | 40.3248 | 781.4914 | 34364.3689 | 185936.5012 | 221082.3615 | 1154813.3561 | 1438586.8098 | 5.618% | 1524225.2617
PLATEFORME LOGISTIQUE #430 | INDUSTRIEL | PLATEFORME LOGISTIQUE | 38131.9068 | 2009 | 28466.9981 | 40487.596 | 2500 | 2 | 23390.8315 | 3835.1059 | 25022.7105 | 18196.8542 | 1 | 60997.3276 | 68833.6738 | 9 | 0 | 0 | 0 | 5812.601 | 3197.2638 | 1 | 166084.0664 | 916.6788 | 152915.1448 | 1417.846 | 31545.2812 | 58.9202 | 149.122 | 24.223 | 81999.831 | 401.1903 | 0 | 182712.5175 | 92.6% | 7.397% | 399.6294 | 0 | 165.4297 | 13.6452 | 1062.6756 | 645.4762 | 820.4282 | 34.2101 | 547.4021 | 30568.9447 | 207364.2338 | 238480.5806 | 891432.7937 | 1167901.4606 | 14.54% | 1366565.817
PLATEFORME LOGISTIQUE #431 | INDUSTRIEL | PLATEFORME LOGISTIQUE | 63924.669 | 2014 | 50025.0535 | 97981.2747 | 2500 | 4 | 17720.0794 | 7570.2348 | 69711.3845 | 47239.5626 | 1 | 144977.5323 | 153003.6876 | 12 | 0 | 0 | 0 | 9906.19 | 6010.8847 | 1 | 296901.8934 | 2066.5844 | 261860.469 | 2114.6069 | 58923.53 | 149.5023 | 157.1018 | 39.0975 | 151846.5486 | 722.8585 | 0 | 339807.9882 | 98.3% | 1.696% | 638.1132 | 0 | 351.1255 | 27.2888 | 1466.8871 | 862.7029 | 1102.5176 | 59.4443 | 795.5214 | 52642.2943 | 418536.0041 | 471973.8198 | 1701921.3661 | 2251822.7627 | 13.85% | 2613858.4274
PLATEFORME LOGISTIQUE #432 | INDUSTRIEL | PLATEFORME LOGISTIQUE | 73502.7622 | 2015 | 63413.5242 | 94140.0678 | 2500 | 4 | 18375.8138 | 8520.7547 | 77878.5153 | 47448.9719 | 2 | 110163.5126 | 169734.6927 | 19 | 0 | 0 | 0 | 12322.1134 | 7573.0541 | 2 | 285600.484 | 2464.7911 | 241322.4879 | 2311.3584 | 78172.6498 | 135.2861 | 278.1774 | 62.1911 | 239582.8343 | 826.6186 | 0 | 291594.263 | 97.24% | 2.755% | 653.5592 | 0 | 464.9087 | 39.1854 | 1400.8116 | 1353.9345 | 1644.1744 | 86.168 | 1486.2732 | 50988.4058 | 327576.8383 | 380051.5173 | 1734798.4957 | 2211853.1704 | 4.002% | 2304073.1836
PLATEFORME LOGISTIQUE #433 | INDUSTRIEL | PLATEFORME LOGISTIQUE | 41602.4736 | 2019 | 52419.1361 | 77057.1842 | 2500 | 2 | 21314.4981 | 4500.4439 | 38350.3824 | 31395.961 | 1 | 72467.2189 | 99521.0448 | 11 | 0 | 0 | 0 | 7523.8048 | 3613.8254 | 1 | 211287.0052 | 1423.1699 | 150702.1087 | 1239.3893 | 35983.7554 | 102.5636 | 166.9116 | 40.0182 | 92868.4114 | 516.6374 | 0 | 199223.5837 | 98.11% | 1.892% | 382.5142 | 0 | 215.2615 | 20.7305 | 1002.2651 | 623.4884 | 924.0857 | 50.2545 | 636.2668 | 41203.2451 | 229107.2768 | 270946.7886 | 1094727.113 | 1424048.6056 | 15.42% | 1683689.531
PLATEFORME LOGISTIQUE #434 | INDUSTRIEL | PLATEFORME LOGISTIQUE | 31521.4383 | 2010 | 22550.2295 | 43209.1842 | 2500 | 2 | 24874.0303 | 3416.6875 | 24615.2989 | 20615.6198 | 1 | 64229.2669 | 56259.5007 | 8 | 0 | 0 | 0 | 3356.3472 | 2433.3261 | 1 | 156285.1294 | 754.2164 | 112766.7036 | 1041.6406 | 25326.9589 | 53.4338 | 124.7958 | 21.851 | 79758.8119 | 346.5869 | 0 | 95110.6584 | 94.98% | 5.025% | 271.1358 | 0 | 147.0027 | 11.6396 | 733.5091 | 556.1814 | 797.0565 | 29.1498 | 419.4431 | 22758.3173 | 143963.2733 | 167141.0338 | 727876.5537 | 934430.316 | 1.749% | 951060.8434
PLATEFORME LOGISTIQUE #435 | INDUSTRIEL | PLATEFORME LOGISTIQUE | 59575.8874 | 2017 | 60702.9515 | 111710.0426 | 2500 | 4 | 19005.4569 | 6882.5175 | 76703.1643 | 36759.5119 | 2 | 99491.7486 | 151160.117 | 14 | 0 | 0 | 0 | 7442.9645 | 4573.3988 | 2 | 229729.8153 | 1713.2173 | 233792.0148 | 1984.7896 | 48628.4792 | 105.2166 | 197.3433 | 36.4881 | 124553.8374 | 687.0026 | 0 | 253242.3109 | 96% | 4.003% | 484.0774 | 0 | 306.4739 | 24.2313 | 1572.9731 | 817.2556 | 1603.5408 | 69.6883 | 883.8847 | 55540.363 | 373491.0513 | 429915.2989 | 1457502.426 | 1966211.1793 | 5.382% | 2078046.7399
PLATEFORME LOGISTIQUE #436 | INDUSTRIEL | PLATEFORME LOGISTIQUE | 71924.1549 | 2013 | 58877.9948 | 101513.2807 | 2500 | 4 | 20631.5388 | 5831.0426 | 82996.5969 | 57251.855 | 2 | 101286.0355 | 151239.7228 | 18 | 0 | 0 | 0 | 11705.8836 | 6527.6192 | 2 | 410050.3176 | 2426.6709 | 267396.0952 | 2878.736 | 48214.1277 | 149.4484 | 256.6159 | 52.0344 | 202578.5775 | 736.2503 | 0 | 230907.2305 | 95.81% | 4.19% | 579.3062 | 0 | 453.161 | 36.0304 | 1334.3464 | 851.9557 | 1846.5854 | 60.9791 | 1025.1205 | 54124.6315 | 347590.0843 | 402739.8362 | 1764348.0065 | 2270912.343 | 6.986% | 2441466.0554
PLATEFORME LOGISTIQUE #437 | INDUSTRIEL | PLATEFORME LOGISTIQUE | 64888.5938 | 2020 | 77288.6826 | 104778.02 | 2500 | 2 | 24108.9842 | 5684.7108 | 67720.8982 | 54338.6071 | 1 | 154011.5039 | 174944.2796 | 11 | 0 | 0 | 0 | 10504.4957 | 5588.4542 | 2 | 323900.2774 | 2133.7084 | 301054.0929 | 2263.8946 | 61733.0217 | 116.9358 | 208.5264 | 45.315 | 148183.7457 | 834.7002 | 0 | 289206.0212 | 95.47% | 4.534% | 622.6426 | 0 | 339.5319 | 31.0559 | 1477.9309 | 1182.8049 | 1586.7541 | 58.2058 | 1130.5619 | 57531.6491 | 424745.0674 | 483407.2783 | 1757972.8034 | 2312912.2136 | 14.76% | 2713384.5101
PLATEFORME LOGISTIQUE #438 | INDUSTRIEL | PLATEFORME LOGISTIQUE | 61711.3519 | 2010 | 51537.3916 | 91134.4235 | 2500 | 4 | 19523.4659 | 6755.4942 | 52099.5452 | 38871.7168 | 2 | 103602.977 | 95705.6671 | 14 | 0 | 0 | 0 | 7000.8844 | 5397.9496 | 2 | 283362.0724 | 1566.112 | 246283.075 | 1866.0864 | 52939.0226 | 109.0287 | 156.5224 | 45.6992 | 112440.3423 | 666.1827 | 0 | 252412.0366 | 93.37% | 6.63% | 715.0925 | 0 | 354.2084 | 22.0822 | 1647.0107 | 733.8235 | 1311.4187 | 71.1478 | 707.2422 | 37705.3336 | 271706.8105 | 310119.3864 | 1435880.8751 | 1815526.0162 | 13.28% | 2093458.545
PLATEFORME LOGISTIQUE #439 | INDUSTRIEL | PLATEFORME LOGISTIQUE | 40700.2669 | 2015 | 30908.9397 | 48189.3702 | 2500 | 2 | 19921.4198 | 4365.1338 | 40077.029 | 32753.6462 | 1 | 61767.974 | 83706.8041 | 7 | 0 | 0 | 0 | 5030.2776 | 2624.5226 | 1 | 188002.1015 | 1204.8542 | 140269.3945 | 1563.6662 | 42835.4805 | 104.1712 | 103.5331 | 38.5185 | 87996.7808 | 542.1358 | 0 | 213972.4034 | 94.78% | 5.223% | 346.0946 | 0 | 177.3889 | 16.8216 | 895.0847 | 576.9814 | 791.4292 | 36.6522 | 705.8899 | 41223.6964 | 264531.3335 | 306460.9197 | 999539.7076 | 1352598.7348 | 6.351% | 1444324.0939
PLATEFORME LOGISTIQUE #440 | INDUSTRIEL | PLATEFORME LOGISTIQUE | 23234.2433 | 2010 | 17766.6093 | 36844.5572 | 2500 | 2 | 18744.4385 | 2582.291 | 24611.369 | 17129.9685 | 1 | 30111.1868 | 49716.8821 | 5 | 0 | 0 | 0 | 3088.2797 | 1383.6888 | 1 | 102607.8841 | 802.0695 | 87175.6079 | 641.7075 | 17542.4767 | 36.3606 | 69.8843 | 17.4708 | 54533.5905 | 329.4492 | 0 | 80968.1473 | 92.03% | 7.97% | 224.8799 | 0 | 139.0068 | 10.0722 | 595.5156 | 328.0478 | 398.8282 | 27.0354 | 381.222 | 14775.0258 | 120385.2491 | 135541.4969 | 517520.2271 | 672949.8832 | 2.771% | 692125.6193
PLATEFORME LOGISTIQUE #441 | INDUSTRIEL | PLATEFORME LOGISTIQUE | 42286.4113 | 2019 | 48394.1814 | 70196.0786 | 2500 | 2 | 21916.4623 | 5402.1316 | 43435.9274 | 25137.1005 | 1 | 71239.2566 | 101319.6778 | 8 | 0 | 0 | 0 | 6460.9856 | 2953.5154 | 1 | 243732.1734 | 1197.2679 | 132822.7705 | 1632.8333 | 41237.074 | 103.4736 | 137.7443 | 27.6678 | 109324.6891 | 529.343 | 0 | 227238.1168 | 93.92% | 6.08% | 510.4686 | 0 | 248.6168 | 20.699 | 845.058 | 594.8316 | 1051.9836 | 48.222 | 896.8021 | 42952.9379 | 270749.1102 | 314598.8502 | 1143203.4992 | 1503234.4619 | 11.52% | 1698892.7772
PLATEFORME LOGISTIQUE #442 | INDUSTRIEL | PLATEFORME LOGISTIQUE | 20194.2527 | 2011 | 20361.9674 | 26394.9959 | 2500 | 2 | 18920.1671 | 2181.5041 | 21266.1783 | 11998.7241 | 1 | 42407.4785 | 32451.4054 | 4 | 0 | 0 | 0 | 3176.5567 | 1172.5843 | 1 | 108910.6415 | 458.0866 | 76514.8649 | 623.4416 | 14897.1061 | 33.2565 | 75.3815 | 16.7004 | 42535.1639 | 252.2911 | 0 | 101890.5405 | 94.98% | 5.02% | 253.4519 | 0 | 131.7316 | 9.8439 | 467.1984 | 269.4769 | 384.4757 | 17.2287 | 307.2772 | 13780.5826 | 101772.424 | 115860.2838 | 521752.2736 | 659894.6272 | 10.85% | 740234.6772
PLATEFORME LOGISTIQUE #443 | INDUSTRIEL | PLATEFORME LOGISTIQUE | 67860.3024 | 2014 | 74665.2903 | 124125.7548 | 2500 | 4 | 23959.5302 | 5279.4014 | 57829.0313 | 37240.4073 | 2 | 116501.7369 | 138671.4836 | 17 | 0 | 0 | 0 | 9986.3914 | 4624.6642 | 2 | 296862.7491 | 1552.2002 | 196186.6692 | 2122.8346 | 47451.6952 | 132.8081 | 213.271 | 60.5668 | 186977.734 | 894.7873 | 0 | 299477.3874 | 94.37% | 5.626% | 551.1437 | 0 | 330.7731 | 21.8549 | 1291.2766 | 799.9928 | 1892.785 | 57.3431 | 1000.4401 | 70565.8679 | 359401.1717 | 430967.4797 | 1633917.5323 | 2134086.7984 | 9.516% | 2358512.7127
PLATEFORME LOGISTIQUE #444 | INDUSTRIEL | PLATEFORME LOGISTIQUE | 25900.8824 | 2013 | 24721.0069 | 36895.1081 | 2500 | 2 | 17801.8036 | 2425.7499 | 25703.3256 | 16536.6644 | 1 | 53642.7585 | 64683.3293 | 4 | 0 | 0 | 0 | 3455.9566 | 1609.8613 | 1 | 102461.7579 | 641.9879 | 77888.3652 | 665.2608 | 22266.0259 | 47.5153 | 66.4859 | 19.6144 | 51543.9976 | 255.3042 | 0 | 136552.4515 | 98.19% | 1.812% | 218.7148 | 0 | 105.1516 | 13.1992 | 504.7709 | 461.3602 | 656.6176 | 28.5133 | 495.8336 | 17599.8419 | 144488.5426 | 162584.2181 | 618317.0954 | 814122.5585 | 7.25% | 877764.1927
PLATEFORME LOGISTIQUE #445 | INDUSTRIEL | PLATEFORME LOGISTIQUE | 65480.4803 | 2018 | 68274.7848 | 84495.9943 | 2500 | 2 | 22828.2582 | 6870.0604 | 79036.9209 | 39432.8757 | 2 | 138532.9696 | 169429.8716 | 12 | 0 | 0 | 0 | 8740.9463 | 5467.339 | 1 | 322207.8578 | 2122.9666 | 289609.2871 | 2517.9816 | 69325.3293 | 104.1154 | 163.5953 | 45.4405 | 186043.0422 | 747.2274 | 0 | 375486.1063 | 94.73% | 5.266% | 759.8724 | 0 | 288.8612 | 32.7169 | 1297.7185 | 843.6964 | 1402.467 | 62.4047 | 1297.2566 | 58480.4474 | 386279.8167 | 446057.5208 | 1862890.9461 | 2394729.3173 | 5.295% | 2528626.9026
PLATEFORME LOGISTIQUE #446 | INDUSTRIEL | PLATEFORME LOGISTIQUE | 69153.0144 | 2022 | 66261.6824 | 129355.6621 | 2500 | 4 | 19447.1087 | 10361.283 | 75291.5638 | 55181.0137 | 2 | 165879.1915 | 191374.7431 | 12 | 0 | 0 | 0 | 12428.0629 | 6467.0056 | 2 | 313381.0294 | 2103.2024 | 330644.7101 | 1693.5 | 61041.2497 | 170.32 | 173.7323 | 62.1996 | 183143.5279 | 791.3967 | 0 | 298876.3095 | 93.85% | 6.151% | 867.8972 | 0 | 324.7709 | 26.2285 | 1833.0754 | 983.733 | 1724.9137 | 65.983 | 1601.4933 | 60717.375 | 335020.0348 | 397338.903 | 1884193.8193 | 2367019.8858 | 14.57% | 2770694.2411
PLATEFORME LOGISTIQUE #447 | INDUSTRIEL | PLATEFORME LOGISTIQUE | 26523.6664 | 2011 | 23833.7777 | 30642.4631 | 2500 | 2 | 24670.2523 | 2573.8743 | 29965.7586 | 13898.3137 | 1 | 40893.0445 | 44981.2987 | 6 | 0 | 0 | 0 | 3999.4087 | 2094.8253 | 1 | 128577.1414 | 793.3656 | 98458.3484 | 902.0209 | 15996.0766 | 54.1221 | 86.7687 | 25.2091 | 49189.6103 | 340.5882 | 0 | 94843.6835 | 98.26% | 1.736% | 263.7617 | 0 | 133.7521 | 13.6439 | 489.433 | 384.0436 | 684.1037 | 26.7956 | 357.1585 | 21715.2353 | 110104.7224 | 132177.1163 | 599897.2331 | 762359.4666 | 7.645% | 825461.9387
PLATEFORME LOGISTIQUE #448 | INDUSTRIEL | PLATEFORME LOGISTIQUE | 23440.7714 | 2019 | 29903.9743 | 47386.5691 | 2500 | 2 | 24951.5702 | 2957.6638 | 20113.1722 | 20298.2548 | 1 | 37551.4772 | 42465.5722 | 6 | 0 | 0 | 0 | 3497.5854 | 1912.3813 | 1 | 127037.2428 | 567.5557 | 111372.498 | 699.7577 | 24894.9081 | 49.9284 | 65.9474 | 21.4094 | 59542.1315 | 211.0483 | 0 | 101870.2105 | 93.02% | 6.985% | 274.9145 | 0 | 136.7385 | 10.402 | 626.2985 | 357.8703 | 591.5115 | 25.6667 | 491.0368 | 18532.7957 | 151319.02 | 170342.8526 | 649239.14 | 852753.7175 | 14.24% | 994313.9499
PLATEFORME LOGISTIQUE #449 | INDUSTRIEL | PLATEFORME LOGISTIQUE | 29721.0911 | 2016 | 35682.2244 | 54816.4971 | 2500 | 2 | 24633.8005 | 3877.1111 | 34047.1391 | 18370.9915 | 1 | 63176.5774 | 62367.1748 | 7 | 0 | 0 | 0 | 4723.3033 | 2937.0765 | 1 | 147181.7518 | 707.5039 | 89314.2555 | 1024.3397 | 24769.4805 | 53.2844 | 73.3245 | 25.4607 | 63434.4778 | 415.8327 | 0 | 108744.6752 | 97.9% | 2.098% | 376.3076 | 0 | 138.6998 | 11.4786 | 535.9171 | 412.9384 | 561.3297 | 33.9188 | 400.9086 | 24252.4777 | 193330.2658 | 217983.6521 | 729877.4266 | 988561.5578 | 13.37% | 1141109.8582
PLATEFORME LOGISTIQUE #450 | INDUSTRIEL | PLATEFORME LOGISTIQUE | 59868.361 | 2013 | 59402.6755 | 91246.2703 | 2500 | 2 | 21802.6371 | 6354.0175 | 46861.9545 | 30852.046 | 1 | 120365.9429 | 97127.8682 | 14 | 0 | 0 | 0 | 6803.4243 | 5263.8506 | 1 | 329894.1915 | 1914.6886 | 261991.0517 | 2248.8261 | 37281.1598 | 123.4167 | 219.3234 | 53.5358 | 140602.1863 | 622.8586 | 0 | 305806.9178 | 96.83% | 3.172% | 595.0283 | 0 | 378.1779 | 31.1066 | 1193.8791 | 856.2559 | 1020.3917 | 73.6276 | 983.0243 | 46722.3817 | 373983.7669 | 421689.1729 | 1588749.7984 | 2069218.8194 | 8.738% | 2267347.6096
PLATEFORME LOGISTIQUE #451 | INDUSTRIEL | PLATEFORME LOGISTIQUE | 18489.5146 | 2011 | 13480.5769 | 30246.5434 | 2500 | 2 | 20225.781 | 1570.4545 | 16091.426 | 11917.4713 | 0 | 39348.2472 | 41714.074 | 4 | 0 | 0 | 0 | 2440.2624 | 1116.4973 | 0 | 64360.7123 | 446.8579 | 51831.832 | 681.8902 | 14532.4709 | 28.5885 | 68.1068 | 14.6386 | 35670.3273 | 171.7193 | 0 | 92094.004 | 96.81% | 3.192% | 167.0166 | 0 | 113.7314 | 7.5017 | 489.5608 | 294.9635 | 521.9773 | 21.3142 | 294.301 | 17107.8891 | 104190.2599 | 121592.4501 | 415503.371 | 553744.2702 | 15.23% | 653202.1483
PLATEFORME LOGISTIQUE #452 | INDUSTRIEL | PLATEFORME LOGISTIQUE | 29868.8461 | 2019 | 34152.1622 | 39722.4087 | 2500 | 2 | 23306.3898 | 3454.4692 | 30916.0946 | 25482.0591 | 1 | 53744.8444 | 53466.9952 | 6 | 0 | 0 | 0 | 5817.2899 | 3034.628 | 1 | 190063.2599 | 831.8351 | 114298.236 | 1101.4165 | 22553.8705 | 48.1798 | 92.2824 | 22.1661 | 96206.1351 | 310.2966 | 0 | 125244.0644 | 95.6% | 4.399% | 347.7331 | 0 | 130.8077 | 10.3474 | 649.877 | 547.3955 | 764.5741 | 27.1869 | 606.3237 | 34074.4827 | 154220.682 | 188901.4885 | 839148.7541 | 1076385.891 | 12.65% | 1232312.9238
PLATEFORME LOGISTIQUE #453 | INDUSTRIEL | PLATEFORME LOGISTIQUE | 64355.7973 | 2020 | 61274.0396 | 99118.6195 | 2500 | 4 | 18927.5925 | 7551.8222 | 83565.2629 | 58379.535 | 2 | 115744.5375 | 116041.9525 | 11 | 0 | 0 | 0 | 12762.0538 | 4650.5373 | 1 | 339772.9562 | 2216.3006 | 283676.921 | 2491.6926 | 66986.7476 | 123.0958 | 182.297 | 61.631 | 143357.7757 | 670.6718 | 0 | 363117.1947 | 93.98% | 6.019% | 701.5053 | 0 | 308.3205 | 23.2604 | 1677.3738 | 726.8563 | 1135.8951 | 57.2228 | 1104.742 | 48803.2235 | 427211.458 | 477119.4234 | 1824226.6927 | 2411868.975 | 13.73% | 2795559.9532
PLATEFORME LOGISTIQUE #454 | INDUSTRIEL | PLATEFORME LOGISTIQUE | 29837.1827 | 2024 | 31750.307 | 59597.419 | 2500 | 2 | 24363.2128 | 4532.5968 | 30338.4619 | 26547.6964 | 1 | 63110.569 | 60172.5813 | 6 | 0 | 0 | 0 | 6412.5429 | 3642.46 | 1 | 167917.9471 | 742.8134 | 135799.3415 | 1036.6779 | 23254.3113 | 69.3516 | 73.0869 | 25.1999 | 86462.4874 | 424.58 | 0 | 186173.1137 | 96.52% | 3.485% | 353.5463 | 0 | 167.3654 | 12.8795 | 630.2897 | 416.9653 | 755.6816 | 31.4764 | 476.8529 | 29442.8551 | 171613.9662 | 201533.6742 | 910319.0868 | 1153554.5142 | 2.139% | 1178768.736
PLATEFORME LOGISTIQUE #455 | INDUSTRIEL | PLATEFORME LOGISTIQUE | 61162.3547 | 2021 | 85445.9161 | 125733.7572 | 2500 | 4 | 22697.8884 | 7513.8401 | 59682.5198 | 49019.5588 | 2 | 105956.1701 | 176878.1523 | 10 | 0 | 0 | 0 | 13462.4187 | 5902.471 | 2 | 367176.664 | 1476.2048 | 251158.5075 | 1874.3902 | 45075.6163 | 99.0832 | 194.5858 | 52.6535 | 162448.2861 | 863.6797 | 0 | 279995.8725 | 96.04% | 3.963% | 627.1426 | 0 | 294.2859 | 27.5722 | 1294.5226 | 866.3384 | 1370.8133 | 64.4197 | 1280.0472 | 54882.8282 | 345039.5736 | 401202.449 | 1709427.7936 | 2178844.2687 | 11.7% | 2467490.4236
PLATEFORME LOGISTIQUE #456 | INDUSTRIEL | PLATEFORME LOGISTIQUE | 42968.6568 | 2016 | 51957.8479 | 58873.4925 | 2500 | 2 | 22271.3118 | 4266.1929 | 33346.4658 | 29514.6665 | 1 | 79012.4027 | 109292.487 | 7 | 0 | 0 | 0 | 7463.0909 | 3079.0412 | 1 | 228623.9804 | 962.0192 | 134850.5943 | 1286.6084 | 38791.9312 | 106.8133 | 157.0049 | 39.8417 | 126321.4559 | 451.2698 | 0 | 191526.0844 | 91.99% | 8.009% | 543.311 | 0 | 277.0507 | 19.6981 | 1138.0177 | 782.5759 | 1123.7583 | 35.9892 | 770.8418 | 39070.2113 | 262889.8968 | 302730.9498 | 1111985.2283 | 1478875.1369 | 7.373% | 1596587.6831
PLATEFORME LOGISTIQUE #457 | INDUSTRIEL | PLATEFORME LOGISTIQUE | 59178.6097 | 2009 | 47920.8251 | 61570.8202 | 2500 | 2 | 21868.7352 | 5013.5691 | 51329.0436 | 41373.3403 | 1 | 73446.168 | 92143.4862 | 10 | 0 | 0 | 0 | 8084.0805 | 3902.2295 | 1 | 247078.7456 | 2029.7609 | 182616.4661 | 2247.7042 | 46762.7576 | 118.1209 | 191.754 | 42.1799 | 155643.4368 | 542.5032 | 0 | 193557.8989 | 94.64% | 5.361% | 726.6077 | 0 | 313.7655 | 22.7236 | 1260.018 | 739.6678 | 1187.7214 | 57.3468 | 833.0339 | 46743.021 | 342140.0484 | 389716.1033 | 1231505.1115 | 1673483.3592 | 3.78% | 1739218.7016
PLATEFORME LOGISTIQUE #458 | INDUSTRIEL | PLATEFORME LOGISTIQUE | 46109.9048 | 2023 | 55604.4325 | 71305.6061 | 2500 | 2 | 21313.8991 | 5721.1701 | 58151.5738 | 46849.3408 | 1 | 79662.8971 | 95712.0225 | 8 | 0 | 0 | 0 | 7803.1166 | 5307.2024 | 1 | 237547.7575 | 1429.9748 | 183873.5862 | 1256.4311 | 55473.21 | 90.495 | 146.3362 | 34.5181 | 174299.8904 | 445.6335 | 0 | 284972.3156 | 96.99% | 3.006% | 460.6845 | 0 | 230.5286 | 19.1519 | 893.7378 | 575.6411 | 1244.7361 | 46.4467 | 688.7128 | 53101.1265 | 262767.9896 | 316557.829 | 1404699.5027 | 1790860.9867 | 3.959% | 1864686.5315
PLATEFORME LOGISTIQUE #459 | INDUSTRIEL | PLATEFORME LOGISTIQUE | 68261.7712 | 2017 | 86668.3744 | 126501.7663 | 2500 | 4 | 23218.1791 | 8298.4227 | 86715.8493 | 44008.96 | 2 | 161511.2024 | 122811.9086 | 14 | 0 | 0 | 0 | 10599.0988 | 4780.8221 | 2 | 416248.3721 | 1612.1088 | 279055.9414 | 1994.1614 | 68712.9264 | 167.957 | 220.6362 | 46.3985 | 217981.7492 | 906.0277 | 0 | 317061.617 | 97.16% | 2.836% | 672.1734 | 0 | 396.1193 | 27.0876 | 1422.3319 | 933.1771 | 1435.85 | 65.8106 | 1312.6968 | 62640.5854 | 314940.1495 | 378893.4317 | 2048745.0705 | 2535515.6814 | 8.03% | 2756888.1541
PLATEFORME LOGISTIQUE #460 | INDUSTRIEL | PLATEFORME LOGISTIQUE | 50827.2415 | 2023 | 66006.4038 | 88779.4364 | 2500 | 2 | 23395.5165 | 5957.2775 | 55856.303 | 42420.5931 | 1 | 97916.7692 | 123979.8406 | 11 | 0 | 0 | 0 | 7448.1176 | 5214.1499 | 1 | 271303.4279 | 1509.0443 | 262382.492 | 1667.5174 | 56558.8119 | 124.9483 | 197.7336 | 45.6457 | 165661.7889 | 644.3494 | 0 | 319188.6044 | 95.69% | 4.308% | 482.067 | 0 | 285.0332 | 19.7905 | 1033.4176 | 745.4857 | 1063.1966 | 59.0247 | 923.1262 | 56339.3867 | 311384.5975 | 368647.1104 | 1604214.5209 | 2046363.039 | 14% | 2379562.527
PLATEFORME LOGISTIQUE #461 | INDUSTRIEL | PLATEFORME LOGISTIQUE | 57530.7498 | 2022 | 76667.726 | 79203.7931 | 2500 | 2 | 22942.8158 | 8329.738 | 57704.8689 | 53597.2275 | 2 | 126834.4075 | 145438.1001 | 14 | 0 | 0 | 0 | 7920.9355 | 5209.2161 | 2 | 330625.9833 | 1450.1493 | 201583.7825 | 1764.2098 | 49286.7159 | 129.3527 | 148.1278 | 49.1872 | 150829.1908 | 737.2996 | 0 | 271813.8089 | 96.78% | 3.223% | 587.443 | 0 | 325.3119 | 28.8168 | 1344.1277 | 1015.0836 | 1074.7925 | 48.2996 | 1340.491 | 48088.3421 | 279694.8917 | 329123.7248 | 1582646.1426 | 2008822.1247 | 9.464% | 2218804.0916
PLATEFORME LOGISTIQUE #462 | INDUSTRIEL | PLATEFORME LOGISTIQUE | 50168.3161 | 2014 | 44410.1482 | 73263.329 | 2500 | 2 | 24002.5243 | 6246.3129 | 51718.6216 | 35050.6491 | 1 | 88720.3148 | 92424.8196 | 10 | 0 | 0 | 0 | 6848.6267 | 3953.7758 | 1 | 186699.1744 | 1749.3336 | 228981.6143 | 1476.3068 | 51093.6679 | 94.9388 | 156.3734 | 48.0693 | 152393.5964 | 631.851 | 0 | 249207.3765 | 95.17% | 4.825% | 428.8431 | 0 | 269.3815 | 17.0513 | 1205.8546 | 804.1828 | 1060.0063 | 58.7237 | 970.8644 | 40171.4141 | 305200.1644 | 346342.4429 | 1319565.935 | 1741912.7786 | 7.632% | 1885831.4058
PLATEFORME LOGISTIQUE #463 | INDUSTRIEL | PLATEFORME LOGISTIQUE | 50963.924 | 2010 | 50647.2952 | 74403.9106 | 2500 | 2 | 21908.6193 | 4895.1569 | 37176.9063 | 29511.5808 | 1 | 87375.2177 | 119030.0619 | 13 | 0 | 0 | 0 | 7243.0512 | 3152.5559 | 1 | 222108.1989 | 1345.175 | 161895.4651 | 1780.9565 | 36983.3391 | 89.0182 | 129.9029 | 38.6973 | 143890.0313 | 567.5776 | 0 | 153233.359 | 95.46% | 4.542% | 544.999 | 0 | 208.753 | 26.9601 | 1315.2594 | 814.9326 | 1017.8523 | 57.8331 | 732.727 | 44204.064 | 343351.5749 | 388288.3659 | 1143669.0053 | 1596377.2253 | 8.452% | 1743759.1608
PLATEFORME LOGISTIQUE #464 | INDUSTRIEL | PLATEFORME LOGISTIQUE | 71525.8583 | 2009 | 77653.2274 | 72115.569 | 2500 | 2 | 20625.1821 | 5505.6377 | 75380.5564 | 41896.7976 | 2 | 105131.9415 | 121728.0066 | 14 | 0 | 0 | 0 | 8955.6595 | 4776.3418 | 2 | 282970.6618 | 2368.1128 | 210100.888 | 1774.3142 | 40352.3841 | 178.9783 | 258.1458 | 63.6126 | 177880.7798 | 675.4857 | 0 | 308145.3148 | 95.57% | 4.432% | 761.5739 | 0 | 444.601 | 27.7398 | 1491.307 | 878.4418 | 1624.9627 | 70.5822 | 849.0327 | 58856.4854 | 299242.6673 | 358948.1854 | 1574890.0545 | 2009835.3918 | 3.59% | 2084684.2261
PLATEFORME LOGISTIQUE #465 | INDUSTRIEL | PLATEFORME LOGISTIQUE | 37642.8428 | 2022 | 53738.1413 | 63790.8825 | 2500 | 2 | 23976.9495 | 4198.6769 | 47993.084 | 27990.0485 | 1 | 79996.8621 | 109855.4496 | 7 | 0 | 0 | 0 | 5881.2523 | 3864.6184 | 1 | 165018.171 | 1103.7901 | 172719.4119 | 1439.4569 | 40991.9412 | 78.3198 | 130.5527 | 33.2662 | 137215.2533 | 345.3336 | 0 | 216052.5101 | 96.55% | 3.446% | 312.4848 | 0 | 153.4471 | 19.7232 | 853.1672 | 627.4239 | 733.2633 | 28.7459 | 545.9678 | 39255.5664 | 167803.3805 | 207604.9147 | 1124085.9709 | 1374851.2323 | 11.07% | 1546032.6499
PLATEFORME LOGISTIQUE #466 | INDUSTRIEL | PLATEFORME LOGISTIQUE | 51343.1069 | 2020 | 60076.4209 | 78976.4634 | 2500 | 2 | 19565.9975 | 4738.332 | 43658.289 | 40314.0917 | 1 | 86860.7583 | 129635.3024 | 12 | 0 | 0 | 0 | 10448.4842 | 5517.2584 | 1 | 224390.9591 | 1314.5768 | 202813.8469 | 1922.7211 | 42333.7868 | 117.3178 | 183.0375 | 44.9608 | 113495.191 | 580.7758 | 0 | 231438.9682 | 95.3% | 4.698% | 444.3388 | 0 | 314.5871 | 22.8174 | 1254.4171 | 770.8095 | 1048.6454 | 51.4776 | 975.9996 | 63151.7633 | 338607.9496 | 402735.7125 | 1304661.2455 | 1786572.2147 | 5.114% | 1882856.5394
PLATEFORME LOGISTIQUE #467 | INDUSTRIEL | PLATEFORME LOGISTIQUE | 44596.3921 | 2016 | 50737.0004 | 78371.2619 | 2500 | 2 | 24846.0811 | 5895.6469 | 54431.2663 | 31222.3858 | 1 | 70185.8678 | 119223.624 | 10 | 0 | 0 | 0 | 7859.9092 | 4150.9424 | 1 | 218650.9581 | 1154.427 | 157780.1093 | 1592.3834 | 42265.2065 | 102.1217 | 154.2115 | 35.5338 | 95797.728 | 564.1314 | 0 | 177921.3707 | 97.56% | 2.436% | 562.302 | 0 | 200.6398 | 23.7186 | 1071.7584 | 830.5643 | 1257.2074 | 53.5872 | 748.9705 | 30632.8815 | 279793.8232 | 311175.6753 | 1094819.7417 | 1457402.7079 | 7.97% | 1583618.2589
PLATEFORME LOGISTIQUE #468 | INDUSTRIEL | PLATEFORME LOGISTIQUE | 21184.9423 | 2010 | 15506.8272 | 29572.1462 | 2500 | 2 | 22275.0369 | 2436.2348 | 19103.2079 | 10676.2026 | 1 | 30341.3319 | 44648.7342 | 6 | 0 | 0 | 0 | 3061.6498 | 1312.3932 | 0 | 91636.914 | 507.1068 | 71181.0034 | 553.6792 | 14260.5751 | 39.3888 | 64.0632 | 16.6546 | 57635.7808 | 294.7139 | 0 | 91507.189 | 94.92% | 5.077% | 242.7385 | 0 | 111.9889 | 7.7824 | 373.8709 | 347.4998 | 389.2276 | 17.489 | 383.2503 | 14380.4338 | 94909.938 | 109673.6222 | 493212.4597 | 631605.6898 | 7.809% | 685102.2483
PLATEFORME LOGISTIQUE #469 | INDUSTRIEL | PLATEFORME LOGISTIQUE | 24468.3765 | 2008 | 23403.2764 | 32807.565 | 2500 | 2 | 22741.05 | 2317.319 | 17074.4308 | 11571.6268 | 1 | 32016.4531 | 53503.7353 | 5 | 0 | 0 | 0 | 2974.4028 | 2160.2531 | 0 | 100717.8421 | 574.912 | 98764.8954 | 656.737 | 14721.5156 | 39.772 | 93.5031 | 17.0461 | 53908.4829 | 302.9417 | 0 | 90966.0477 | 97.25% | 2.75% | 217.388 | 0 | 116.787 | 10.2004 | 441.9397 | 441.1995 | 585.9049 | 22.1312 | 421.6963 | 16394.9244 | 113723.3823 | 130540.003 | 538937.785 | 696263.0174 | 1.159% | 704427.9298
PLATEFORME LOGISTIQUE #470 | INDUSTRIEL | PLATEFORME LOGISTIQUE | 58845.4594 | 2010 | 54945.2279 | 93247.3303 | 2500 | 2 | 24323.5941 | 4514.4227 | 61976.7097 | 30165.384 | 2 | 100714.9583 | 107740.2366 | 14 | 0 | 0 | 0 | 6458.0653 | 4123.0177 | 1 | 272519.9531 | 1858.2339 | 178103.9262 | 1896.7686 | 47818.345 | 146.7958 | 180.8774 | 42.4801 | 123402.0318 | 759.6929 | 0 | 184701.1473 | 96.54% | 3.464% | 535.2443 | 0 | 391.5388 | 24.5716 | 1012.0514 | 924.3917 | 1397.6105 | 53.3176 | 832.4814 | 36868.9805 | 268510.0492 | 306211.5112 | 1276758.6495 | 1632827.1997 | 13.52% | 1888011.6082
PLATEFORME LOGISTIQUE #471 | INDUSTRIEL | PLATEFORME LOGISTIQUE | 44624.9568 | 2020 | 37764.7228 | 85433.6665 | 2500 | 2 | 22576.8642 | 5832.8393 | 55931.1842 | 31108.4356 | 1 | 72065.7537 | 100263.5012 | 10 | 0 | 0 | 0 | 7666.2548 | 4985.9346 | 1 | 283382.5526 | 1048.6462 | 142197.0317 | 1679.4872 | 51879.7 | 96.4469 | 166.9168 | 29.2481 | 112211.5378 | 422.635 | 0 | 222092.9798 | 94.91% | 5.087% | 506.9564 | 0 | 206.6366 | 21.4871 | 1199.7344 | 654.6878 | 986.0181 | 40.0816 | 999.3936 | 45268.4339 | 227071.5455 | 273339.373 | 1234234.4341 | 1560309.1221 | 4.54% | 1634511.6994
PLATEFORME LOGISTIQUE #472 | INDUSTRIEL | PLATEFORME LOGISTIQUE | 61629.5465 | 2023 | 62748.4223 | 128071.3411 | 2500 | 4 | 21998.1087 | 8119.1735 | 89090.9047 | 62303.221 | 1 | 161511.3728 | 191796.3487 | 10 | 0 | 0 | 0 | 11194.897 | 5571.4174 | 2 | 351134.0853 | 2091.7055 | 244853.5133 | 1549.4737 | 48927.8471 | 139.8841 | 197.1396 | 37.8043 | 141756.141 | 565.3136 | 0 | 378405.853 | 97.06% | 2.936% | 590.6025 | 0 | 358.2101 | 27.0873 | 1505.3949 | 1076.2548 | 1098.3917 | 71.8141 | 1155.0256 | 60907.262 | 285639.4095 | 347701.697 | 1879757.9576 | 2329829.4897 | 4.492% | 2439398.2457
PLATEFORME LOGISTIQUE #473 | INDUSTRIEL | PLATEFORME LOGISTIQUE | 37932.4855 | 2016 | 41257.312 | 44512.0288 | 2500 | 2 | 21576.3514 | 3131.4627 | 46695.8384 | 22418.3269 | 1 | 56801.6776 | 68607.7187 | 8 | 0 | 0 | 0 | 7250.7159 | 3574.2756 | 1 | 164500.7905 | 1023.9157 | 153316.4247 | 962.096 | 40803.6158 | 82.8897 | 94.6692 | 28.0635 | 88251.6684 | 393.5257 | 0 | 146196.8358 | 98.66% | 1.34% | 304.4104 | 0 | 216.2521 | 15.9169 | 687.285 | 432.4537 | 790.1934 | 39.5052 | 565.2533 | 38700.1504 | 178854.3325 | 218119.7362 | 935217.5159 | 1212036.8264 | 13.62% | 1403165.1423
PLATEFORME LOGISTIQUE #474 | INDUSTRIEL | PLATEFORME LOGISTIQUE | 33175.2939 | 2014 | 34493.6131 | 51348.8181 | 2500 | 2 | 18129.2457 | 2613.3789 | 32249.8477 | 18892.9643 | 1 | 55809.3665 | 81304.1815 | 8 | 0 | 0 | 0 | 6337.5125 | 2459.613 | 1 | 127908.3838 | 768.4817 | 125539.0268 | 1180.9042 | 32800.5762 | 69.828 | 84.0449 | 24.0684 | 81611.3188 | 414.6171 | 0 | 179712.8862 | 94.75% | 5.251% | 327.2308 | 0 | 172.8612 | 13.1479 | 769.2783 | 508.2013 | 757.0739 | 35.5698 | 525.5244 | 27734.5276 | 149978.6838 | 178238.7357 | 842520.9611 | 1064475.8317 | 12.85% | 1221455.0199
PLATEFORME LOGISTIQUE #475 | INDUSTRIEL | PLATEFORME LOGISTIQUE | 33627.2086 | 2018 | 32427.7658 | 50673.2662 | 2500 | 2 | 24590.7159 | 3682.823 | 38908.3514 | 29933.4142 | 1 | 62402.1216 | 90631.2445 | 9 | 0 | 0 | 0 | 6703.2133 | 2931.5493 | 1 | 149421.1134 | 790.3257 | 140256.4021 | 1009.7751 | 30570.5596 | 73.46 | 87.7161 | 31.8877 | 106723.6308 | 452.0964 | 0 | 157312.3103 | 95.41% | 4.588% | 261.7777 | 0 | 180.3453 | 14.6529 | 912.5017 | 523.3337 | 899.8667 | 35.3002 | 560.1681 | 30077.853 | 155110.2516 | 185748.2727 | 899062.0016 | 1131340.2212 | 10.93% | 1270225.3723
PLATEFORME LOGISTIQUE #476 | INDUSTRIEL | PLATEFORME LOGISTIQUE | 20243.7953 | 2013 | 23309.108 | 33974.4407 | 2500 | 2 | 22568.3598 | 2112.3994 | 22211.2479 | 14758.3365 | 1 | 32421.1702 | 37388.6579 | 4 | 0 | 0 | 0 | 3816.9113 | 1937.1582 | 0 | 71128.9146 | 557.1693 | 91742.1192 | 718.9816 | 12875.2372 | 33.0628 | 68.8928 | 17.8008 | 40784.4789 | 295.3184 | 0 | 80698.2606 | 97.88% | 2.122% | 247.1444 | 0 | 131.9673 | 7.7678 | 392.9568 | 249.5895 | 409.8871 | 23.6705 | 311.1934 | 21435.3088 | 127208.1823 | 148954.6845 | 489754.0826 | 668320.4364 | 8.427% | 729825.2971
PLATEFORME LOGISTIQUE #477 | INDUSTRIEL | PLATEFORME LOGISTIQUE | 25384.1345 | 2012 | 20043.3207 | 29931.2375 | 2500 | 2 | 18242.4745 | 2577.9085 | 27933.5826 | 18868.2496 | 1 | 53021.5503 | 40412.5543 | 6 | 0 | 0 | 0 | 3165.2523 | 1722.9895 | 1 | 120861.9645 | 736.4329 | 82188.6691 | 646.9892 | 23549.8478 | 51.6882 | 100.9399 | 23.6056 | 65275.9682 | 319.167 | 0 | 126782.829 | 94.61% | 5.386% | 195.3077 | 0 | 125.0638 | 9.8436 | 595.6024 | 442.8212 | 434.1329 | 26.314 | 475.7494 | 21726.568 | 119137.419 | 141339.7364 | 637523.0961 | 808493.2381 | 8.739% | 885911.9715
PLATEFORME LOGISTIQUE #478 | INDUSTRIEL | PLATEFORME LOGISTIQUE | 48547.9953 | 2017 | 39686.2542 | 79798.504 | 2500 | 2 | 19369.9974 | 4966.3607 | 62267.8209 | 33680.0579 | 1 | 102716.0199 | 97152.287 | 8 | 0 | 0 | 0 | 7328.2336 | 4631.8259 | 2 | 256309.7851 | 1151.9479 | 204001.0901 | 1781.0095 | 49495.288 | 102.7945 | 135.3397 | 31.7835 | 133207.0017 | 531.5693 | 0 | 188152.1824 | 98.57% | 1.433% | 447.9896 | 0 | 263.6779 | 17.3051 | 927.6143 | 788.7323 | 1204.1366 | 40.2168 | 903.1158 | 41757.158 | 292205.2449 | 334865.5187 | 1295768.2945 | 1694110.0413 | 14.21% | 1974791.3282
PLATEFORME LOGISTIQUE #479 | INDUSTRIEL | PLATEFORME LOGISTIQUE | 51358.4202 | 2021 | 60605.8945 | 81480.0866 | 2500 | 2 | 23564.6087 | 7126.3579 | 60960.3367 | 48658.7599 | 1 | 105161.566 | 126105.7368 | 11 | 0 | 0 | 0 | 7339.3517 | 4801.3225 | 2 | 271346.6751 | 1720.0437 | 246187.2158 | 1912.151 | 53753.5644 | 97.9518 | 178.211 | 42.427 | 163320.7685 | 636.4108 | 0 | 270500.6935 | 95.66% | 4.344% | 633.8324 | 0 | 276.3544 | 23.9799 | 1254.4137 | 799.0093 | 993.8496 | 45.7304 | 1100.1989 | 58368.1744 | 216844.7254 | 276313.0987 | 1535233.8177 | 1886423.4778 | 4.341% | 1972021.2317
PLATEFORME LOGISTIQUE #480 | INDUSTRIEL | PLATEFORME LOGISTIQUE | 68421.7332 | 2015 | 78409.9411 | 111917.18 | 2500 | 4 | 19373.6836 | 5736.6085 | 72394.7451 | 46503.4899 | 2 | 127672.8197 | 139711.8283 | 17 | 0 | 0 | 0 | 9233.2328 | 4806.7984 | 2 | 313394.807 | 1684.1458 | 314249.3458 | 1962.5193 | 59684.4517 | 165.6657 | 263.3497 | 58.717 | 214043.8946 | 629.7245 | 0 | 307141.3249 | 94.3% | 5.7% | 638.9352 | 0 | 427.7157 | 33.6444 | 1533.9784 | 1168.6561 | 1286.0207 | 74.6083 | 897.239 | 48620.0247 | 335546.1547 | 385063.4184 | 1852192.4344 | 2337853.0323 | 3.281% | 2417169.1212
PLATEFORME LOGISTIQUE #481 | INDUSTRIEL | PLATEFORME LOGISTIQUE | 38549.7511 | 2021 | 34226.7742 | 61913.1949 | 2500 | 2 | 23781.0588 | 3861.2098 | 38283.2244 | 32618.2608 | 1 | 79943.8125 | 117649.855 | 8 | 0 | 0 | 0 | 8071.884 | 4195.4021 | 1 | 170517.7351 | 1196.9752 | 183471.1535 | 1307.9507 | 44799.7614 | 95.2548 | 128.117 | 30.629 | 115590.4361 | 395.1875 | 0 | 176632.5832 | 98.58% | 1.418% | 312.6509 | 0 | 220.9244 | 14.889 | 741.7725 | 713.3076 | 1064.595 | 31.9652 | 598.0993 | 48352.6245 | 258601.3469 | 307552.0707 | 1066076.3318 | 1422676.7018 | 8.81% | 1560132.018
PLATEFORME LOGISTIQUE #482 | INDUSTRIEL | PLATEFORME LOGISTIQUE | 37360.0201 | 2020 | 36536.3138 | 69144.1063 | 2500 | 2 | 24456.5354 | 3560.8151 | 32858.5066 | 36005.2717 | 1 | 81998.7309 | 103726.0368 | 6 | 0 | 0 | 0 | 7355.0361 | 3678.0613 | 1 | 204707.7544 | 1034.8033 | 192634.9102 | 1348.4352 | 33099.3304 | 92.0349 | 126.1179 | 25.1511 | 104996.936 | 357.0561 | 0 | 140534.3517 | 98.33% | 1.67% | 436.9219 | 0 | 242.7083 | 18.0727 | 683.5746 | 458.9649 | 927.3479 | 35.9303 | 650.2716 | 43535.4479 | 252670.3726 | 296856.0922 | 1066482.0505 | 1427422.8225 | 6.455% | 1525913.4291
PLATEFORME LOGISTIQUE #483 | INDUSTRIEL | PLATEFORME LOGISTIQUE | 15653.4857 | 2020 | 14133.3135 | 22070.7159 | 2500 | 2 | 21753.607 | 1483.5077 | 19136.0423 | 11952.3534 | 0 | 34280.7421 | 35295.1961 | 3 | 0 | 0 | 0 | 2977.2572 | 1770.9165 | 0 | 87466.9457 | 338.068 | 50615.0896 | 498.8049 | 18263.2867 | 32.5944 | 46.4372 | 10.3197 | 54526.7565 | 144.9284 | 0 | 75314.8967 | 97.17% | 2.835% | 166.4687 | 0 | 95.0681 | 8.0901 | 343.174 | 248.7179 | 430.7407 | 12.8956 | 213.7279 | 18788.2644 | 89912.3699 | 108914.3622 | 437481.8519 | 563775.0507 | 6.805% | 604944.2255
PLATEFORME LOGISTIQUE #484 | INDUSTRIEL | PLATEFORME LOGISTIQUE | 15824.3859 | 2014 | 14926.9676 | 24585.2702 | 2500 | 2 | 23201.0276 | 1948.2771 | 15357.7206 | 8426.3684 | 0 | 24466.4511 | 29337.3467 | 3 | 0 | 0 | 0 | 1873.5025 | 1543.2309 | 0 | 57335.7781 | 377.6675 | 64916.0747 | 521.7798 | 14542.5194 | 39.5826 | 60.0096 | 12.476 | 35543.6201 | 220.9453 | 0 | 63675.4565 | 95.02% | 4.984% | 131.16 | 0 | 105.1773 | 7.1329 | 340.0684 | 197.9503 | 274.3499 | 16.358 | 302.563 | 17037.9315 | 90378.6515 | 107719.1461 | 372033.7851 | 497558.6892 | 12.37% | 567784.7458
PLATEFORME LOGISTIQUE #485 | INDUSTRIEL | PLATEFORME LOGISTIQUE | 18498.3459 | 2021 | 16799.4571 | 35916.0876 | 2500 | 2 | 18987.3789 | 2064.4758 | 17689.1901 | 15302.516 | 1 | 42299.6403 | 44729.3052 | 4 | 0 | 0 | 0 | 4063.4706 | 1857.7454 | 0 | 114103.6976 | 520.4793 | 89571.0794 | 708.8757 | 17395.9321 | 31.0901 | 57.5806 | 12.2428 | 67390.122 | 166.8335 | 0 | 92506.1696 | 97.12% | 2.88% | 203.476 | 0 | 76.3347 | 8.4825 | 408.8858 | 269.9665 | 395.0067 | 18.1365 | 368.0765 | 20231.3614 | 122928.9931 | 143528.4309 | 571396.8639 | 738714.0243 | 3.521% | 765677.0708
PLATEFORME LOGISTIQUE #486 | INDUSTRIEL | PLATEFORME LOGISTIQUE | 57306.5442 | 2021 | 80667.5039 | 83773.919 | 2500 | 2 | 20917.6374 | 5572.8897 | 78300.8977 | 35369.737 | 1 | 126690.7367 | 126996.8093 | 13 | 0 | 0 | 0 | 9579.8116 | 5059.2485 | 2 | 350485.8061 | 1748.419 | 236757.5274 | 2087.3652 | 45972.2478 | 131.9706 | 202.6528 | 33.8015 | 163601.1161 | 730.9438 | 0 | 299182.4376 | 94.95% | 5.054% | 709.5989 | 0 | 334.2756 | 29.2928 | 1267.3622 | 714.8895 | 1423.8168 | 44.9318 | 1080.1759 | 52605.0189 | 295297.8216 | 348983.0164 | 1690698.4994 | 2115600.4744 | 12.61% | 2420842.6271
PLATEFORME LOGISTIQUE #487 | INDUSTRIEL | PLATEFORME LOGISTIQUE | 39878.3823 | 2019 | 45102.6003 | 79558.2744 | 2500 | 2 | 23135.854 | 3727.4345 | 51903.8143 | 28760.2975 | 1 | 97215.5721 | 90225.9355 | 8 | 0 | 0 | 0 | 8260.114 | 3515.2483 | 1 | 185096.3482 | 1266.8006 | 200293.6848 | 1413.7051 | 39611.4253 | 89.1263 | 102.8327 | 29.482 | 141032.0175 | 493.4484 | 0 | 176030.4899 | 95.24% | 4.765% | 413.3753 | 0 | 201.2165 | 13.648 | 764.3617 | 523.8194 | 1090.2489 | 30.3452 | 702.939 | 32412.4928 | 166852.9824 | 199968.4142 | 1176946.9955 | 1436870.103 | 9.494% | 1587600.4618
PLATEFORME LOGISTIQUE #488 | INDUSTRIEL | PLATEFORME LOGISTIQUE | 22831.9603 | 2016 | 20252.8342 | 38151.667 | 2500 | 2 | 19190.0667 | 3027.6118 | 25169.1107 | 18249.9255 | 1 | 45493.1522 | 60081.4589 | 5 | 0 | 0 | 0 | 3727.9614 | 2051.6819 | 1 | 101587.5163 | 592.2548 | 96413.2406 | 815.2629 | 17597.6871 | 57.3437 | 82.1527 | 17.9182 | 54575.6766 | 306.809 | 0 | 102444.5697 | 93.89% | 6.109% | 278.3504 | 0 | 149.9677 | 11.7704 | 394.8062 | 370.7666 | 540.9905 | 20.5804 | 390.5184 | 17127.234 | 98069.8572 | 115587.6097 | 585836.8383 | 733405.514 | 5.311% | 774539.6201
PLATEFORME LOGISTIQUE #489 | INDUSTRIEL | PLATEFORME LOGISTIQUE | 44854.7769 | 2022 | 53758.0197 | 65282.2683 | 2500 | 2 | 17610.7105 | 4630.7645 | 48400.7885 | 39332.3342 | 1 | 116023.4014 | 115444.0435 | 11 | 0 | 0 | 0 | 7834.1506 | 4471.0231 | 1 | 242581.8063 | 1014.3377 | 204225.3311 | 1489.9948 | 49639.0788 | 69.4214 | 152.3469 | 29.7939 | 101230.348 | 552.7765 | 0 | 237239.7544 | 93.94% | 6.063% | 558.5431 | 0 | 287.4944 | 22.3262 | 1141.5519 | 585.672 | 1136.0311 | 35.4324 | 783.9156 | 53425.0574 | 253981.4141 | 308190.387 | 1295489.3908 | 1652424.5132 | 15.12% | 1946790.0731
PLATEFORME LOGISTIQUE #490 | INDUSTRIEL | PLATEFORME LOGISTIQUE | 48256.9518 | 2015 | 59760.0085 | 63883.0653 | 2500 | 2 | 18010.7772 | 4939.0053 | 49742.1294 | 37596.6984 | 2 | 86885.4492 | 80432.7063 | 13 | 0 | 0 | 0 | 7785.4613 | 3101.5239 | 1 | 270989.8998 | 1587.8674 | 190266.457 | 1363.8224 | 34203.256 | 76.1386 | 129.1586 | 45.0864 | 108521.6456 | 563.4341 | 0 | 198774.4929 | 97.44% | 2.559% | 537.5354 | 0 | 314.5162 | 19.2126 | 1040.732 | 688.7834 | 932.0064 | 57.965 | 770.2779 | 35402.1767 | 217088.7132 | 253261.1679 | 1238890.3683 | 1560123.8001 | 3.889% | 1623260.0328
PLATEFORME LOGISTIQUE #491 | INDUSTRIEL | PLATEFORME LOGISTIQUE | 50365.1227 | 2011 | 49884.4306 | 60158.2973 | 2500 | 2 | 19853.6999 | 5672.3576 | 38926.2674 | 37701.2291 | 1 | 68695.3929 | 102621.6747 | 12 | 0 | 0 | 0 | 7785.7428 | 4614.5994 | 1 | 187539.1474 | 1657.347 | 215633.7791 | 1912.422 | 30191.7937 | 109.861 | 142.4863 | 30.8291 | 112812.6468 | 490.7342 | 0 | 233047.101 | 95.82% | 4.181% | 544.4827 | 0 | 293.5312 | 24.3768 | 1232.4479 | 903.7235 | 1152.7378 | 42.3704 | 853.6399 | 48075.6644 | 328841.8597 | 377771.164 | 1180289.8271 | 1622870.2798 | 12.29% | 1850217.2154
PLATEFORME LOGISTIQUE #492 | INDUSTRIEL | PLATEFORME LOGISTIQUE | 25446.7875 | 2017 | 22987.1017 | 31321.8451 | 2500 | 2 | 24305.8283 | 2964.9688 | 30029.7945 | 21830.7294 | 1 | 47851.6302 | 62459.4022 | 4 | 0 | 0 | 0 | 3736.7158 | 2487.4606 | 1 | 142818.7763 | 723.6726 | 79291.4364 | 870.5378 | 23971.9154 | 46.3257 | 67.3019 | 16.9734 | 81405.5309 | 351.9259 | 0 | 99260.6817 | 93.15% | 6.845% | 296.3676 | 0 | 159.0852 | 8.3078 | 648.0764 | 323.4211 | 511.015 | 24.0669 | 473.123 | 25947.6293 | 121533.6829 | 147954.4352 | 653413.8564 | 831606.0534 | 8.399% | 907857.8176
PLATEFORME LOGISTIQUE #493 | INDUSTRIEL | PLATEFORME LOGISTIQUE | 42921.9781 | 2018 | 41108.9556 | 55746.5471 | 2500 | 2 | 17538.8879 | 4994.668 | 39650.5228 | 31992.1484 | 1 | 90291.6014 | 105230.7114 | 11 | 0 | 0 | 0 | 5474.6697 | 4064.7154 | 1 | 273159.7667 | 1449.4079 | 186774.7454 | 1269.1196 | 41859.0618 | 76.8929 | 159.8865 | 29.98 | 136535.756 | 387.4988 | 0 | 193316.5146 | 97.61% | 2.389% | 360.6693 | 0 | 285.7134 | 16.6626 | 942.7755 | 779.0948 | 1015.1693 | 51.0304 | 819.2514 | 44124.8233 | 273260.2924 | 318204.3671 | 1229956.4434 | 1605691.0155 | 3.583% | 1665364.3876
PLATEFORME LOGISTIQUE #494 | INDUSTRIEL | PLATEFORME LOGISTIQUE | 40913.2745 | 2009 | 44519.4481 | 48988.6385 | 2500 | 2 | 20557.1648 | 3637.248 | 29070.4465 | 28749.0785 | 1 | 79223.7797 | 85307.7789 | 7 | 0 | 0 | 0 | 4793.9393 | 3702.7948 | 1 | 139512.8393 | 1133.9456 | 134385.4889 | 1368.9373 | 29882.558 | 94.3686 | 118.163 | 38.1011 | 93217.4178 | 572.7609 | 0 | 149268.2905 | 96.92% | 3.078% | 508.5989 | 0 | 181.8935 | 15.827 | 768.5898 | 462.3462 | 824.3041 | 42.2437 | 510.9313 | 28399.305 | 183730.9857 | 212641.2219 | 866686.8935 | 1119333.8734 | 15% | 1316816.1189
PLATEFORME LOGISTIQUE #495 | INDUSTRIEL | PLATEFORME LOGISTIQUE | 39092.7664 | 2014 | 31320.7805 | 68304.438 | 2500 | 2 | 20089.2424 | 3622.0686 | 41378.6839 | 31634.7799 | 1 | 61441.794 | 87035.1372 | 7 | 0 | 0 | 0 | 6536.5026 | 3519.3967 | 1 | 153274.862 | 1156.7937 | 126255.6119 | 1111.629 | 26571.2486 | 80.2784 | 113.5117 | 31.9024 | 97273.4327 | 555.1907 | 0 | 180524.6651 | 97.05% | 2.945% | 382.9035 | 0 | 160.7499 | 17.2458 | 1009.6114 | 705.1847 | 1052.7696 | 33.9907 | 729.295 | 30180.4799 | 185143.1274 | 216052.9023 | 910035.096 | 1165374.2268 | 13.75% | 1351179.009
PLATEFORME LOGISTIQUE #496 | INDUSTRIEL | PLATEFORME LOGISTIQUE | 43666.9723 | 2021 | 49456.5542 | 73354.4774 | 2500 | 2 | 19807.6357 | 5741.4017 | 44503.4274 | 33512.5692 | 1 | 100571.0569 | 111827.2015 | 9 | 0 | 0 | 0 | 9206.7579 | 4603.3013 | 1 | 190265.3473 | 1233.3826 | 226184.8807 | 1691.8963 | 43439.4329 | 107.9095 | 133.6814 | 41.2784 | 103114.2911 | 533.8429 | 0 | 179131.0056 | 97.93% | 2.07% | 432.2542 | 0 | 278.9002 | 16.6534 | 1079.955 | 813.4587 | 780.7996 | 52.1575 | 848.7053 | 46587.051 | 214265.7759 | 261701.5322 | 1203636.9909 | 1539255.0775 | 3.188% | 1589949.2355
PLATEFORME LOGISTIQUE #497 | INDUSTRIEL | PLATEFORME LOGISTIQUE | 64355.0072 | 2018 | 60573.2202 | 127454.8369 | 2500 | 4 | 18315.4721 | 8114.8067 | 83865.3062 | 40489.1094 | 2 | 102606.3805 | 176693.5398 | 14 | 0 | 0 | 0 | 8521.125 | 4618.5926 | 2 | 340406.2421 | 1887.1881 | 229823.5657 | 2044.5645 | 65259.7614 | 164.56 | 187.8821 | 42.192 | 217933.8847 | 628.7092 | 0 | 352879.4978 | 94% | 6.002% | 549.4063 | 0 | 371.2994 | 23.6065 | 1670.2504 | 1161.1222 | 1521.9908 | 71.0829 | 1193.6323 | 49166.3448 | 364045.4511 | 414405.4282 | 1812143.5797 | 2304601.432 | 10.06% | 2562322.5324
PLATEFORME LOGISTIQUE #498 | INDUSTRIEL | PLATEFORME LOGISTIQUE | 25755.5656 | 2017 | 29063.8336 | 50073.5765 | 2500 | 2 | 23944.0163 | 2866.6451 | 22224.2417 | 14486.8558 | 1 | 46633.4313 | 54667.2373 | 6 | 0 | 0 | 0 | 3604.8637 | 1843.6709 | 1 | 102233.4631 | 899.0898 | 103059.5482 | 883.2037 | 19119.9205 | 51.0139 | 90.8333 | 16.7093 | 85453.0117 | 352.7836 | 0 | 98736.4 | 92.47% | 7.53% | 291.9446 | 0 | 136.1538 | 10.155 | 711.1597 | 379.7552 | 451.5487 | 23.1155 | 353.9806 | 28338.8585 | 147592.6641 | 176285.5032 | 651585.5173 | 856666.8815 | 15.17% | 1009863.7897
PLATEFORME LOGISTIQUE #499 | INDUSTRIEL | PLATEFORME LOGISTIQUE | 28530.2513 | 2021 | 36631.531 | 43159.9095 | 2500 | 2 | 20500.4152 | 3933.1031 | 31377.557 | 17892.7024 | 1 | 64351.6377 | 71066.0208 | 5 | 0 | 0 | 0 | 6258.2582 | 2821.0217 | 1 | 143452.1137 | 823.1453 | 103069.237 | 1057.891 | 32084.2389 | 50.5653 | 80.7187 | 17.7955 | 66460.9718 | 387.526 | 0 | 160895.7124 | 94.91% | 5.089% | 260.5562 | 0 | 158.2681 | 14.8299 | 563.665 | 341.8924 | 801.0379 | 24.5927 | 418.1487 | 34704.1273 | 188178.7711 | 223301.0471 | 795936.5946 | 1050475.9474 | 15.51% | 1243277.3203
PLATEFORME LOGISTIQUE #500 | INDUSTRIEL | PLATEFORME LOGISTIQUE | 40031.0547 | 2010 | 35298.5024 | 51052.6981 | 2500 | 2 | 18874.5387 | 3558.4016 | 40907.6513 | 21867.9657 | 1 | 65614.0427 | 70675.8521 | 8 | 0 | 0 | 0 | 5567.1738 | 3670.4815 | 1 | 173156.3904 | 987.5431 | 109601.1459 | 1622.5287 | 25897.3599 | 92.3219 | 151.1596 | 28.8253 | 113999.1541 | 389.7274 | 0 | 152743.8266 | 95.4% | 4.601% | 470.1618 | 0 | 186.049 | 15.7537 | 926.3384 | 550.0567 | 1046.8409 | 43.291 | 457.1805 | 39600.2596 | 195532.5565 | 235589.9966 | 897829.3308 | 1171041.0935 | 9.768% | 1297813.2144
PARKING #1 | TERTIAIRE | PARKING | 26200 | 2007 | 21012 | 0 | 0 | 0 | 0 | 19973 | 16300 | 16426 | 2 | 13685 | 16022 | 15 | 0 | 0 | 0 | 0 | 0 | 0 | 41891 | 2640 | 294405 | 1237 | 5423 | 0 | 48 | 0 | 125192 | 574 | 0 | 125000 | 75% | 25% | 7786 | 5000 | 150 | 16 | 250 | 450 | 700 | 50 | 8953 | 31010 | 207595 | 247558 | 777890 | 1025448 | 4.665% | 1075623
PARKING #2 | TERTIAIRE | PARKING | 14700.3533 | 2007 | 9769.7766 | 0 | 0 | 0 | 0 | 10422.9985 | 8059.4873 | 6532.4908 | 1 | 7267.864 | 6220.3671 | 8 | 0 | 0 | 0 | 0 | 0 | 0 | 13926.3436 | 963.7223 | 156481.6153 | 481.233 | 2666.5264 | 0 | 25.7928 | 0 | 49360.4222 | 257.3622 | 0 | 62798.3602 | 66.11% | 33.89% | 4037.5889 | 2598.6558 | 80.4014 | 6.2668 | 129.3096 | 230.646 | 237.1097 | 27.8647 | 4744.4279 | 16901.8015 | 102280.9975 | 123927.2268 | 360274.618 | 484920.9053 | 3.343% | 501691.6716
PARKING #3 | TERTIAIRE | PARKING | 30955.4909 | 2009 | 19909.0913 | 0 | 0 | 0 | 0 | 21562.069 | 12802.8136 | 16638.7475 | 1 | 15673.4846 | 12893.8909 | 17 | 0 | 0 | 0 | 0 | 0 | 0 | 36999.087 | 1935.5489 | 251067.7245 | 1437.592 | 5978.5782 | 0 | 38.8277 | 0 | 145931.9102 | 503.7832 | 0 | 118742.2318 | 58.82% | 41.18% | 6021.3784 | 3834.9458 | 114.9296 | 17.4259 | 219.3131 | 331.4187 | 720.1783 | 35.6496 | 7287.0497 | 27694.004 | 161321.1894 | 196302.2431 | 698597.9748 | 896583.5785 | 6.437% | 958264.9584
PARKING #4 | TERTIAIRE | PARKING | 15233.5647 | 2009 | 8585.4998 | 0 | 0 | 0 | 0 | 10703.5516 | 7123.5117 | 7481.4258 | 1 | 6818.4018 | 7228.578 | 8 | 0 | 0 | 0 | 0 | 0 | 0 | 15702.5755 | 1281.5489 | 162822.1833 | 677.0713 | 3055.4877 | 0 | 26.6083 | 0 | 58670.2927 | 235.886 | 0 | 55302.0721 | 58.46% | 41.54% | 4242.8597 | 2714.7343 | 60.9012 | 7.1795 | 103.5803 | 247.1445 | 367.0335 | 17.8825 | 4644.934 | 17876.2205 | 76192.7906 | 98713.9451 | 369562.238 | 468935.4885 | 3.929% | 488113.335
PARKING #5 | TERTIAIRE | PARKING | 44517.5539 | 2007 | 25140.1132 | 0 | 0 | 0 | 0 | 31906.9154 | 19165.7192 | 20816.332 | 2 | 13789.3917 | 19058.828 | 18 | 0 | 0 | 0 | 0 | 0 | 0 | 47941.8348 | 3599.6757 | 342311.1528 | 1564.6741 | 7637.9084 | 0 | 79.9123 | 0 | 180354.8633 | 779.6165 | 0 | 203172.8313 | 79.23% | 20.77% | 8599.0757 | 8175.7085 | 165.4023 | 22.9441 | 408.5014 | 675.0036 | 937.6747 | 75.907 | 11599.768 | 45018.9031 | 307568.6525 | 364187.3237 | 976493.0507 | 1342634.355 | 1.538% | 1363608.7134
PARKING #6 | TERTIAIRE | PARKING | 25222.1292 | 2017 | 17598.2349 | 0 | 0 | 0 | 0 | 18124.3208 | 14161.1948 | 18940.189 | 1 | 12352.3504 | 14850.1895 | 12 | 0 | 0 | 0 | 0 | 0 | 0 | 43995.1553 | 2008.2373 | 249534.0151 | 1119.9419 | 6260.0361 | 0 | 43.9969 | 0 | 119258.2408 | 410.6084 | 0 | 114490.0492 | 53.05% | 46.95% | 5691.4896 | 4805.7173 | 110.2181 | 10.2156 | 172.3625 | 416.0029 | 487.6327 | 39.8728 | 10291.516 | 24858.7092 | 188607.2498 | 223757.4751 | 664054.6112 | 889321.2266 | 3.637% | 922885.0322
PARKING #7 | TERTIAIRE | PARKING | 29069.1727 | 2016 | 27714.6318 | 0 | 0 | 0 | 0 | 17950.2603 | 16147.1223 | 14628.0082 | 1 | 13997.6079 | 20508.2132 | 15 | 0 | 0 | 0 | 0 | 0 | 0 | 37816.0872 | 2666.5965 | 291827.7944 | 1208.5316 | 6288.6524 | 0 | 40.3249 | 0 | 153584.2809 | 521.0916 | 0 | 145389.2434 | 64.19% | 35.81% | 8526.4428 | 3673.4645 | 134.9978 | 15.5218 | 170.5781 | 481.8705 | 666.0748 | 49.4941 | 9702.7771 | 29897.3537 | 145719.4013 | 185319.5321 | 789886.4317 | 977162.9445 | 2.453% | 1001735.8721
PARKING #8 | TERTIAIRE | PARKING | 28250.1958 | 2018 | 27325.387 | 0 | 0 | 0 | 0 | 16521.638 | 21006.3428 | 19226.1317 | 2 | 16345.2466 | 20239.7497 | 13 | 0 | 0 | 0 | 0 | 0 | 0 | 50353.3867 | 2008.1787 | 337091.624 | 1035.5386 | 4966.269 | 0 | 36.0164 | 0 | 139565.7619 | 575.8695 | 0 | 136452.8862 | 51.73% | 48.27% | 7901.6931 | 4990.3659 | 117.0308 | 13.1553 | 212.1153 | 481.5541 | 535.4535 | 42.952 | 10052.3136 | 32330.4947 | 183947.0543 | 226329.8626 | 833645.9138 | 1061912.9153 | 1.242% | 1075265.638
PARKING #9 | TERTIAIRE | PARKING | 62102.1923 | 2019 | 56574.3594 | 0 | 0 | 0 | 0 | 43914.1214 | 38801.4074 | 44161.9196 | 4 | 40244.5814 | 39811.4669 | 26 | 0 | 0 | 0 | 0 | 0 | 0 | 100197.9775 | 4603.694 | 756734.1099 | 2612.8944 | 10314.2223 | 0 | 69.5085 | 0 | 290190.783 | 1095.613 | 0 | 251303.4606 | 81.82% | 18.18% | 11475.1674 | 10628.5114 | 235.4967 | 37.4483 | 452.8861 | 697.8012 | 1313.9977 | 92.5256 | 16879.2533 | 78938.316 | 415737.7467 | 511555.3161 | 1771871.6871 | 2286831.2556 | 3.725% | 2375309.9319
PARKING #10 | TERTIAIRE | PARKING | 15100.7801 | 2013 | 10174.2557 | 0 | 0 | 0 | 0 | 10265.1018 | 9772.2384 | 8663.6413 | 1 | 8220.4214 | 6647.053 | 8 | 0 | 0 | 0 | 0 | 0 | 0 | 23517.9544 | 961.7841 | 174647.0878 | 516.8551 | 2952.1764 | 0 | 20.4788 | 0 | 66031.7198 | 281.4054 | 0 | 66338.121 | 71.92% | 28.08% | 4301.8856 | 2396.567 | 67.2589 | 6.0556 | 133.027 | 231.8665 | 329.1701 | 26.1496 | 4847.1491 | 15411.4942 | 116844.3789 | 137103.0222 | 412832.3391 | 550931.2976 | 2.6% | 565640.6415
PARKING #11 | TERTIAIRE | PARKING | 31907.6944 | 2015 | 21596.4214 | 0 | 0 | 0 | 0 | 26451.1524 | 16514.5298 | 19306.0996 | 2 | 18014.3911 | 14881.7039 | 16 | 0 | 0 | 0 | 0 | 0 | 0 | 49680.1623 | 2901.0171 | 328092.7468 | 1503.5653 | 7419.3683 | 0 | 58.2653 | 0 | 114515.5906 | 665.909 | 0 | 122191.1271 | 69.14% | 30.86% | 7579.8907 | 4997.0904 | 163.6661 | 14.72 | 272.9457 | 504.5031 | 682.3928 | 54.7233 | 12536.7498 | 35799.0177 | 187927.7985 | 236263.5659 | 792041.3819 | 1029818.8162 | 0.8187% | 1038319.7772
PARKING #12 | TERTIAIRE | PARKING | 54692.4851 | 2017 | 50108.897 | 0 | 0 | 0 | 0 | 44809.4664 | 27558.489 | 33544.521 | 3 | 28831.0516 | 32212.6204 | 28 | 0 | 0 | 0 | 0 | 0 | 0 | 71205.4326 | 4001.1815 | 723101.2248 | 2180.329 | 8599.8532 | 0 | 80.7038 | 0 | 256542.6724 | 1050.1019 | 0 | 225778.0665 | 84.27% | 15.73% | 16049.1393 | 9767.4206 | 281.5043 | 32.5603 | 405.9051 | 856.7513 | 1315.4764 | 65.3858 | 22649.6657 | 68293.7562 | 420506.0824 | 511449.5043 | 1607392.8768 | 2122214.1646 | 0.7004% | 2137183.7132
PARKING #13 | TERTIAIRE | PARKING | 50342.9953 | 2022 | 44561.6219 | 0 | 0 | 0 | 0 | 45397.3396 | 26776.414 | 36933.2707 | 3 | 26367.4165 | 27639.0145 | 21 | 0 | 0 | 0 | 0 | 0 | 0 | 105890.7086 | 4236.8573 | 761092.0596 | 1809.2322 | 10813.2336 | 0 | 79.6817 | 0 | 214197.9522 | 890.0869 | 0 | 322017.7509 | 86.63% | 13.37% | 14890.7437 | 6005.5794 | 277.198 | 25.0806 | 440.5212 | 519.402 | 956.6662 | 60.5244 | 15828.7545 | 67374.4244 | 357087.5771 | 440290.756 | 1725420.6845 | 2168651.5593 | 2.776% | 2230580.2834
PARKING #14 | TERTIAIRE | PARKING | 29950.348 | 2014 | 25920.7593 | 0 | 0 | 0 | 0 | 23830.1173 | 14892.4236 | 18482.728 | 2 | 12836.6236 | 13990.1329 | 12 | 0 | 0 | 0 | 0 | 0 | 0 | 43241.3381 | 2985.2615 | 372609.1054 | 1281.3463 | 4987.9586 | 0 | 33.8326 | 0 | 145438.5256 | 642.7185 | 0 | 136496.7939 | 56.18% | 43.82% | 7669.7104 | 5561.7666 | 165.2924 | 11.3903 | 207.5896 | 381.5296 | 736.9806 | 50.4016 | 9058.0244 | 32479.1109 | 221952.4654 | 263489.6007 | 865077.0574 | 1130658.7892 | 3.4% | 1170451.4015
PARKING #15 | TERTIAIRE | PARKING | 42793.3807 | 2011 | 24395.1788 | 0 | 0 | 0 | 0 | 29635.0477 | 22548.086 | 23017.0809 | 3 | 18137.5828 | 26413.3366 | 23 | 0 | 0 | 0 | 0 | 0 | 0 | 60128.0113 | 2587.6385 | 435184.6433 | 1481.4798 | 8650.7693 | 0 | 74.3595 | 0 | 142391.6755 | 914.7414 | 0 | 166264.9707 | 75.96% | 24.04% | 10365.7188 | 6645.2698 | 243.449 | 20.938 | 403.9167 | 531.9115 | 719.5212 | 52.3381 | 13582.2811 | 46084.1224 | 266862.0305 | 326528.4339 | 1017675.45 | 1346416.2294 | 1.024% | 1360340.9623
PARKING #16 | TERTIAIRE | PARKING | 41551.3765 | 2020 | 33652.0933 | 0 | 0 | 0 | 0 | 38084.9724 | 31545.6718 | 29299.5083 | 2 | 17394.4276 | 19846.6102 | 16 | 0 | 0 | 0 | 0 | 0 | 0 | 84674.7393 | 3434.5361 | 388434.9784 | 1622.3969 | 7594.9344 | 0 | 73.8426 | 0 | 191470.8259 | 863.1329 | 0 | 219886.5204 | 79.45% | 20.55% | 10763.4727 | 7102.467 | 161.109 | 15.3999 | 294.6689 | 634.3218 | 758.6 | 77.3722 | 12456.4411 | 42441.5835 | 212582.4947 | 267480.5193 | 1123934.8941 | 1394192.4101 | 3.745% | 1448432.1728
PARKING #17 | TERTIAIRE | PARKING | 61505.3548 | 2010 | 34213.905 | 0 | 0 | 0 | 0 | 41018.4851 | 31199.5903 | 27342.4258 | 3 | 31623.6763 | 34400.5064 | 28 | 0 | 0 | 0 | 0 | 0 | 0 | 97889.536 | 3959.4707 | 644242.1029 | 2744.0145 | 10660.6539 | 0 | 106.4164 | 0 | 193556.026 | 873.209 | 0 | 202876.1748 | 57.36% | 42.64% | 11246.5337 | 7897.9317 | 301.0677 | 29.7504 | 570.6129 | 673.292 | 1509.3202 | 74.6099 | 13886.2273 | 60539.8692 | 444315.7859 | 518741.8824 | 1432573.3261 | 1953964.5104 | 3.041% | 2015258.5571
PARKING #18 | TERTIAIRE | PARKING | 57893.89 | 2012 | 32433.9571 | 0 | 0 | 0 | 0 | 43397.4633 | 30415.9486 | 30872.6313 | 3 | 25703.3607 | 25053.6849 | 27 | 0 | 0 | 0 | 0 | 0 | 0 | 86524.414 | 5391.2768 | 648571.2444 | 1736.4963 | 12873.4753 | 0 | 103.5968 | 0 | 296107.7028 | 1013.7373 | 0 | 194496.5139 | 83.52% | 16.48% | 16623.8868 | 8218.557 | 236.8807 | 35.1519 | 339.7818 | 846.9355 | 1324.526 | 104.3003 | 14078.9518 | 48879.0142 | 386738.4245 | 449696.3905 | 1508337.6596 | 1961064.0609 | 1.901% | 1999067.0673
PARKING #19 | TERTIAIRE | PARKING | 53967.5858 | 2013 | 45671.9176 | 0 | 0 | 0 | 0 | 34657.1252 | 31804.7861 | 31093.0789 | 4 | 29803.8818 | 31285.4721 | 26 | 0 | 0 | 0 | 0 | 0 | 0 | 58339.4017 | 4083.7748 | 435789.4636 | 1838.9439 | 9397.7794 | 0 | 60.9564 | 0 | 185873.4826 | 1174.9498 | 0 | 240380.8888 | 43.56% | 56.44% | 14102.0642 | 8633.8086 | 280.3752 | 28.2717 | 474.2491 | 712.5421 | 1093.0288 | 98.7554 | 19106.1154 | 70922.7807 | 365652.0404 | 455680.9365 | 1223588.6422 | 1682844.4722 | 3.468% | 1743294.7393
PARKING #20 | TERTIAIRE | PARKING | 15434.6098 | 2018 | 13524.9586 | 0 | 0 | 0 | 0 | 14008.053 | 11714.6961 | 10734.0354 | 1 | 7261.3252 | 10436.3215 | 7 | 0 | 0 | 0 | 0 | 0 | 0 | 21746.3596 | 954.4926 | 192536.6969 | 462.1347 | 2798.9425 | 0 | 26.4219 | 0 | 83291.0659 | 231.0768 | 0 | 56185.8779 | 54.62% | 45.38% | 4507.9986 | 2582.2519 | 68.4001 | 8.4673 | 115.8336 | 189.2149 | 341.0724 | 21.8772 | 4672.6774 | 16441.0043 | 95897.1313 | 117010.8129 | 446295.431 | 564167.8541 | 3.19% | 582760.52
PARKING #21 | TERTIAIRE | PARKING | 47558.6034 | 2018 | 45163.4059 | 0 | 0 | 0 | 0 | 34933.8811 | 24404.6325 | 32656.7213 | 3 | 29908.3362 | 26442.4671 | 20 | 0 | 0 | 0 | 0 | 0 | 0 | 67411.9994 | 3495.6301 | 457761.5729 | 2169.8235 | 9289.7306 | 0 | 56.3839 | 0 | 260264.6627 | 991.4129 | 0 | 266767.9644 | 51.43% | 48.57% | 14102.8003 | 8257.5572 | 210.3494 | 27.2167 | 366.0882 | 783.7568 | 1172.4001 | 79.0691 | 18242.5156 | 59821.8089 | 329622.8544 | 407687.1788 | 1340889.6969 | 1751644.1722 | 2.726% | 1800732.9419
PARKING #22 | TERTIAIRE | PARKING | 25567.8424 | 2013 | 19820.1906 | 0 | 0 | 0 | 0 | 13735.7313 | 15884.526 | 16054.4968 | 1 | 14076.2537 | 16480.2523 | 12 | 0 | 0 | 0 | 0 | 0 | 0 | 41650.028 | 2348.5425 | 270268.3572 | 1025.5942 | 4197.5908 | 0 | 38.2504 | 0 | 92382.6104 | 434.835 | 0 | 127963.9473 | 67.92% | 32.08% | 7498.9917 | 3910.6128 | 116.6926 | 11.95 | 194.4824 | 427.1134 | 508.7098 | 36.4133 | 8682.4461 | 33796.643 | 166633.0553 | 209112.1444 | 676468.8167 | 887378.6525 | 0.5484% | 892271.538
PARKING #23 | TERTIAIRE | PARKING | 54131.8415 | 2022 | 56051.4516 | 0 | 0 | 0 | 0 | 49055.8032 | 37037.8956 | 32141.3135 | 4 | 37749.0941 | 28696.6997 | 25 | 0 | 0 | 0 | 0 | 0 | 0 | 89936.6626 | 4093.6987 | 523378.9552 | 2230.0132 | 14823.0589 | 0 | 81.3112 | 0 | 317900.5915 | 919.6829 | 0 | 273949.0293 | 66.1% | 33.9% | 14803.4885 | 9159.707 | 192.2489 | 28.3758 | 435.8682 | 789.3154 | 1190.5351 | 102.9859 | 21998.3432 | 75768.123 | 288684.2857 | 386450.7519 | 1575853.4702 | 1965468.0427 | 4.823% | 2065061.2681
PARKING #24 | TERTIAIRE | PARKING | 35932.2592 | 2015 | 32224.2103 | 0 | 0 | 0 | 0 | 25020.0951 | 21027.825 | 17382.7233 | 2 | 15429.8974 | 18688.7433 | 15 | 0 | 0 | 0 | 0 | 0 | 0 | 59048.544 | 3207.5103 | 408631.5188 | 1432.7874 | 7130.917 | 0 | 60.9774 | 0 | 160746.4704 | 525.7106 | 0 | 172353.0975 | 71.64% | 28.36% | 8554.016 | 6034.6661 | 137.9205 | 21.3635 | 262.593 | 472.7408 | 624.3257 | 46.1922 | 13895.2927 | 43044.618 | 235273.0522 | 292212.9629 | 1009342.052 | 1304280.6733 | 3.901% | 1357222.7946
PARKING #25 | TERTIAIRE | PARKING | 45756.9729 | 2013 | 33653.2671 | 0 | 0 | 0 | 0 | 25519.9609 | 25720.9197 | 23009.9269 | 3 | 22208.3575 | 25678.8688 | 16 | 0 | 0 | 0 | 0 | 0 | 0 | 56147.3003 | 4030.5686 | 464736.9605 | 1644.0229 | 8374.6987 | 0 | 70.1737 | 0 | 175227.2261 | 774.9592 | 0 | 164156.0664 | 68.73% | 31.27% | 13362.448 | 5729.922 | 256.4439 | 19.2533 | 428.9734 | 661.4732 | 1183.9209 | 74.3678 | 10849.66 | 53491.0703 | 236527.4088 | 300868.1391 | 1095611.473 | 1399833.6227 | 3.188% | 1445925.0692
PARKING #26 | TERTIAIRE | PARKING | 59485.4657 | 2020 | 52668.4644 | 0 | 0 | 0 | 0 | 54465.3897 | 35861.4693 | 42538.3643 | 4 | 38752.6858 | 42796.2216 | 32 | 0 | 0 | 0 | 0 | 0 | 0 | 96534.6919 | 4738.2832 | 730665.8026 | 2301.3194 | 11520.9818 | 0 | 85.4972 | 0 | 353460.4049 | 1239.9799 | 0 | 358407.7894 | 87.05% | 12.95% | 14500.0429 | 10411.0014 | 298.2957 | 31.3219 | 477.165 | 908.9473 | 1114.965 | 97.0795 | 23935.9356 | 59781.4834 | 409648.8162 | 493366.2351 | 1911665.2048 | 2409609.8697 | 5.691% | 2555019.1598
PARKING #27 | TERTIAIRE | PARKING | 52164.4689 | 2014 | 35902.5003 | 0 | 0 | 0 | 0 | 28850.2323 | 28019.984 | 25914.5837 | 4 | 27130.2941 | 28855.1309 | 27 | 0 | 0 | 0 | 0 | 0 | 0 | 95510.9037 | 3602.7264 | 453576.1904 | 1981.2368 | 10473.0546 | 0 | 69.6779 | 0 | 190639.1115 | 833.8615 | 0 | 240040.9686 | 44.59% | 55.41% | 15266.775 | 7250.2657 | 277.4356 | 30.1651 | 406.4139 | 624.7371 | 1040.3477 | 85.5896 | 19784.5117 | 47944.62 | 249216.0173 | 316945.1491 | 1239657.8676 | 1559357.1861 | 3.896% | 1622564.3147
PARKING #28 | TERTIAIRE | PARKING | 16933.3687 | 2017 | 11105.8179 | 0 | 0 | 0 | 0 | 15719.1311 | 9860.6979 | 8732.0842 | 1 | 9382.9557 | 9756.2143 | 9 | 0 | 0 | 0 | 0 | 0 | 0 | 21768.3498 | 1151.3935 | 163390.568 | 656.64 | 3906.3563 | 0 | 30.4113 | 0 | 77783.1816 | 252.372 | 0 | 62530.1875 | 44.85% | 55.15% | 3866.8156 | 3112.7956 | 69.2245 | 9.0721 | 147.0207 | 214.0006 | 385.7376 | 26.2301 | 6427.048 | 18063.1882 | 123911.9212 | 148402.1574 | 421116.4979 | 570644.5046 | 4.198% | 595651.7539
PARKING #29 | TERTIAIRE | PARKING | 54570.3421 | 2018 | 39736.3705 | 0 | 0 | 0 | 0 | 40632.1324 | 32952.1818 | 26868.5578 | 3 | 23640.2274 | 27095.3048 | 31 | 0 | 0 | 0 | 0 | 0 | 0 | 97808.5256 | 4923.3723 | 498754.8719 | 1935.989 | 11172.2647 | 0 | 72.7546 | 0 | 322960.5072 | 1045.5287 | 0 | 241379.7435 | 85.56% | 14.44% | 11901.6062 | 8440.0252 | 250.5802 | 22.0025 | 444.4744 | 876.443 | 1396.4155 | 67.7174 | 14500.721 | 80401.4647 | 426396.4556 | 521298.6413 | 1477765.8065 | 2002521.4432 | 3.113% | 2066862.9531
PARKING #30 | TERTIAIRE | PARKING | 23376.4379 | 2013 | 14156.4038 | 0 | 0 | 0 | 0 | 17328.537 | 14864.6741 | 10946.4772 | 1 | 10332.1711 | 12223.831 | 13 | 0 | 0 | 0 | 0 | 0 | 0 | 31079.1747 | 1737.5061 | 214174.173 | 774.8453 | 4122.4095 | 0 | 31.0695 | 0 | 121697.9356 | 428.5115 | 0 | 79361.4021 | 74.27% | 25.73% | 6795.4383 | 3489.935 | 84.765 | 12.5662 | 184.4414 | 245.4767 | 561.8875 | 27.8982 | 5530.81 | 20068.9439 | 115042.4892 | 140642.2431 | 560542.7341 | 702318.5655 | 4.978% | 739111.4594
PARKING #31 | TERTIAIRE | PARKING | 34725.5317 | 2013 | 25460.5815 | 0 | 0 | 0 | 0 | 25990.9877 | 20941.9857 | 16519.2695 | 2 | 12588.7962 | 19715.75 | 12 | 0 | 0 | 0 | 0 | 0 | 0 | 42871.9186 | 2570.1596 | 429615.4289 | 1528.6519 | 5627.364 | 0 | 40.243 | 0 | 148723.8398 | 666.559 | 0 | 176082.979 | 56.88% | 43.12% | 9729.6651 | 5192.1219 | 151.6451 | 18.9069 | 214.6249 | 537.7387 | 667.0814 | 51.4513 | 13300.456 | 32274.1675 | 206454.0172 | 252028.6407 | 982328.3481 | 1236429.2915 | 1.208% | 1251553.83
PARKING #32 | TERTIAIRE | PARKING | 15192.5567 | 2014 | 12299.3798 | 0 | 0 | 0 | 0 | 9172.5163 | 10224.521 | 9278.4025 | 1 | 8930.7253 | 7597.466 | 6 | 0 | 0 | 0 | 0 | 0 | 0 | 18289.3733 | 1391.3464 | 136682.7934 | 458.1314 | 2979.3072 | 0 | 24.5162 | 0 | 81864.8215 | 289.5791 | 0 | 76445.4353 | 68.11% | 31.89% | 2973.1657 | 2134.5456 | 64.6225 | 6.1995 | 110.8264 | 183.8123 | 340.5053 | 26.1678 | 3676.6267 | 19017.8322 | 78047.9735 | 100742.4324 | 399543.6226 | 501220.4588 | 4.609% | 525438.876
PARKING #33 | TERTIAIRE | PARKING | 42903.4396 | 2018 | 36918.8874 | 0 | 0 | 0 | 0 | 40026.1757 | 21669.7142 | 22670.5807 | 3 | 27942.3789 | 25868.3894 | 20 | 0 | 0 | 0 | 0 | 0 | 0 | 80713.4076 | 3398.9351 | 588946.7172 | 1893.2661 | 8049.6726 | 0 | 47.3163 | 0 | 165682.1507 | 744.6026 | 0 | 253161.9617 | 71.82% | 28.18% | 10178.3277 | 6204.4502 | 236.1713 | 23.9048 | 252.3674 | 677.2104 | 718.6543 | 52.4474 | 12626.7861 | 53678.3676 | 317452.2958 | 383757.4495 | 1356924.0504 | 1743573.8997 | 5.451% | 1844093.7217
PARKING #34 | TERTIAIRE | PARKING | 24024.0206 | 2021 | 21457.669 | 0 | 0 | 0 | 0 | 20348.1786 | 13558.501 | 17664.107 | 1 | 10531.6941 | 16920.0207 | 8 | 0 | 0 | 0 | 0 | 0 | 0 | 36678.6207 | 2181.663 | 239890.9823 | 731.2064 | 5044.4028 | 0 | 41.6657 | 0 | 135768.6282 | 450.2887 | 0 | 147190.9736 | 59.72% | 40.28% | 5484.4768 | 3322.8166 | 101.2857 | 9.5211 | 200.4763 | 359.4852 | 601.9899 | 37.5542 | 10060.5888 | 37561.1085 | 184028.5883 | 231650.2856 | 713510.6071 | 946603.4565 | 5.428% | 1000937.8243
PARKING #35 | TERTIAIRE | PARKING | 53769.2053 | 2017 | 37947.6037 | 0 | 0 | 0 | 0 | 31418.5093 | 35634.7225 | 36946.7924 | 4 | 26000.9616 | 29567.3196 | 22 | 0 | 0 | 0 | 0 | 0 | 0 | 95592.7393 | 5221.8611 | 581623.9302 | 1984.8589 | 10166.5573 | 0 | 59.2657 | 0 | 213638.1706 | 836.4252 | 0 | 227349.1682 | 83.02% | 16.98% | 14748.5022 | 7855.2913 | 265.9406 | 23.2001 | 451.5198 | 577.1068 | 1337.3183 | 64.7333 | 20711.3923 | 48022.2357 | 321725.8499 | 390459.4779 | 1398716.8463 | 1793181.6158 | 2.639% | 1841782.042
PARKING #36 | TERTIAIRE | PARKING | 35992.798 | 2018 | 31477.5254 | 0 | 0 | 0 | 0 | 29947.7194 | 22766.0088 | 17359.5569 | 2 | 20132.2154 | 27223.2333 | 16 | 0 | 0 | 0 | 0 | 0 | 0 | 43537.9609 | 3477.3763 | 450869.9021 | 1557.7135 | 8628.9443 | 0 | 48.9128 | 0 | 162743.6054 | 553.1837 | 0 | 148557.0889 | 68.34% | 31.66% | 9125.9812 | 6785.8616 | 185.1827 | 21.7113 | 326.2921 | 448.7247 | 627.6481 | 51.4075 | 9640.3772 | 46294.3605 | 233817.3689 | 289752.1067 | 1025889.1112 | 1318082.7584 | 4.205% | 1375939.9612
PARKING #37 | TERTIAIRE | PARKING | 41817.9439 | 2009 | 23776.9573 | 0 | 0 | 0 | 0 | 22781.0833 | 24778.8001 | 24506.7279 | 2 | 22356.6278 | 18067.9441 | 17 | 0 | 0 | 0 | 0 | 0 | 0 | 47151.11 | 3656.0935 | 392905.0959 | 1297.2299 | 6263.8141 | 0 | 58.9008 | 0 | 179513.7133 | 640.7354 | 0 | 189496.6367 | 61% | 39% | 8621.0955 | 7602.5103 | 156.2439 | 20.6007 | 381.883 | 713.8735 | 1005.1323 | 48.9403 | 14153.52 | 37759.8848 | 233848.5148 | 285761.9196 | 1011157.5371 | 1298989.3917 | 4.528% | 1360601.1936
PARKING #38 | TERTIAIRE | PARKING | 46024.0788 | 2007 | 33364.6282 | 0 | 0 | 0 | 0 | 30443.3605 | 24412.8802 | 26394.5142 | 3 | 22405.5827 | 21440.4113 | 18 | 0 | 0 | 0 | 0 | 0 | 0 | 60195.1994 | 4374.6712 | 460345.8994 | 1948.5972 | 8167.6739 | 0 | 58.3791 | 0 | 175578.2178 | 889.87 | 0 | 150059.9838 | 71.47% | 28.53% | 8234.3934 | 7742.7317 | 202.7542 | 19.1091 | 309.4794 | 643.9029 | 1174.2112 | 81.8725 | 11562.5699 | 41108.4112 | 230472.0768 | 283143.0579 | 1070695.5704 | 1355904.2885 | 3.78% | 1409172.2743
PARKING #39 | TERTIAIRE | PARKING | 22526.0825 | 2021 | 22563.7145 | 0 | 0 | 0 | 0 | 15421.2556 | 15613.2315 | 11452.8473 | 2 | 11340.186 | 15610.3541 | 9 | 0 | 0 | 0 | 0 | 0 | 0 | 34887.8456 | 1788.1219 | 228907.1643 | 683.8433 | 5791.2811 | 0 | 38.0368 | 0 | 101132.8324 | 343.5472 | 0 | 94521.0931 | 88.28% | 11.72% | 5683.6443 | 2829.6829 | 89.8451 | 11.3439 | 186.5852 | 374.4827 | 387.7739 | 35.6968 | 9991.8828 | 25629.3519 | 107379.2815 | 143000.5162 | 595831.466 | 740490.6825 | 0.9399% | 747516.5411
PARKING #40 | TERTIAIRE | PARKING | 19884.5329 | 2016 | 11578.0929 | 0 | 0 | 0 | 0 | 16030.5655 | 12307.366 | 12401.9242 | 1 | 8650.7314 | 11152.6464 | 9 | 0 | 0 | 0 | 0 | 0 | 0 | 30432.0017 | 1488.1141 | 229840.1087 | 831.495 | 4828.8769 | 0 | 24.9559 | 0 | 83377.2887 | 399.379 | 0 | 75441.9056 | 82.63% | 17.37% | 4833.0723 | 2936.685 | 74.3593 | 12.0125 | 130.2504 | 285.6649 | 470.3845 | 29.0341 | 5429.3796 | 18203.1113 | 99067.7498 | 122700.2407 | 522567.6649 | 646831.9676 | 6.388% | 690973.0539
PARKING #41 | TERTIAIRE | PARKING | 61657.0404 | 2011 | 44096.0137 | 0 | 0 | 0 | 0 | 44485.7126 | 26557.9869 | 25967.2267 | 4 | 30900.4808 | 40112.6167 | 25 | 0 | 0 | 0 | 0 | 0 | 0 | 91660.9079 | 3728.7944 | 699357.2514 | 2326.65 | 13440.9172 | 0 | 110.7581 | 0 | 223102.8863 | 916.6826 | 0 | 214564.7938 | 67.1% | 32.9% | 14778.6093 | 8245.7276 | 264.487 | 34.4179 | 399.0874 | 1011.4245 | 1431.6839 | 98.9063 | 18986.6042 | 70715.0156 | 389745.8223 | 479447.4421 | 1555730.5719 | 2038957.6073 | 3.104% | 2104275.4828
PARKING #42 | TERTIAIRE | PARKING | 26924.5785 | 2021 | 17872.2128 | 0 | 0 | 0 | 0 | 24955.9602 | 19316.3715 | 17942.8565 | 2 | 14121.3622 | 17956.0089 | 11 | 0 | 0 | 0 | 0 | 0 | 0 | 39851.8573 | 1937.0025 | 307722.7311 | 864.2089 | 6762.3571 | 0 | 48.6038 | 0 | 165545.3784 | 514.65 | 0 | 149786.3618 | 59% | 41% | 6939.349 | 3445.1574 | 145.518 | 15.2355 | 205.4203 | 383.5182 | 696.2633 | 44.4138 | 11648.8507 | 40044.6564 | 160392.5282 | 212086.0353 | 839403.7629 | 1053293.8538 | 5.838% | 1118596.1892
PARKING #43 | TERTIAIRE | PARKING | 26113.9124 | 2021 | 23319.7449 | 0 | 0 | 0 | 0 | 20056.7067 | 16463.1674 | 13961.7766 | 1 | 11419.3994 | 17050.4167 | 14 | 0 | 0 | 0 | 0 | 0 | 0 | 51670.8173 | 2042.2412 | 328816.3738 | 1202.2467 | 6785.2991 | 0 | 35.1707 | 0 | 149409.5024 | 405.9106 | 0 | 162887.6231 | 56.41% | 43.59% | 7144.1924 | 3797.8404 | 143.1196 | 11.4614 | 211.8481 | 419.418 | 500.1203 | 34.2485 | 8142.294 | 32017.3264 | 179144.0253 | 219303.6457 | 853708.4809 | 1075079.5682 | 6.193% | 1146056.4947
PARKING #44 | TERTIAIRE | PARKING | 24512.2185 | 2015 | 20232.5543 | 0 | 0 | 0 | 0 | 16331.8262 | 12866.27 | 11458.9085 | 1 | 9737.3749 | 17373.3027 | 10 | 0 | 0 | 0 | 0 | 0 | 0 | 32239.6934 | 1582.9971 | 281662.4323 | 850.2599 | 5223.1793 | 0 | 40.809 | 0 | 119086.5696 | 438.2067 | 0 | 90887.3406 | 76.27% | 23.73% | 4739.6133 | 3296.1062 | 120.9178 | 14.9549 | 161.0199 | 355.9008 | 496.1977 | 40.4945 | 9785.5759 | 24842.3718 | 194065.7365 | 228693.6842 | 655260.9101 | 885117.4156 | 5.18% | 933467.2723
PARKING #45 | TERTIAIRE | PARKING | 25539.3131 | 2017 | 15856.7777 | 0 | 0 | 0 | 0 | 21551.1102 | 12556.6128 | 12591.5569 | 2 | 13767.42 | 16181.8137 | 12 | 0 | 0 | 0 | 0 | 0 | 0 | 31119.9013 | 2053.0147 | 342631.2719 | 1074.349 | 5679.1406 | 0 | 39.901 | 0 | 90343.3275 | 411.2929 | 0 | 100728.1664 | 61.17% | 38.83% | 5302.9785 | 4407.602 | 131.3174 | 13.3245 | 192.3804 | 307.4889 | 613.1421 | 42.792 | 7422.6739 | 22762.1959 | 167495.0112 | 197679.8809 | 699016.7383 | 898008.2479 | 2.129% | 917545.3099
PARKING #46 | TERTIAIRE | PARKING | 21033.2259 | 2017 | 19656.3477 | 0 | 0 | 0 | 0 | 15484.8993 | 13159.7153 | 13745.1232 | 1 | 12251.7114 | 15302.7007 | 10 | 0 | 0 | 0 | 0 | 0 | 0 | 40479.1077 | 1974.4787 | 274524.953 | 709.0758 | 4971.1678 | 0 | 26.9573 | 0 | 118770.499 | 445.2116 | 0 | 105391.8053 | 71.81% | 28.19% | 4486.8622 | 2711.9318 | 100.2942 | 11.5466 | 147.4625 | 251.8122 | 396.3527 | 35.5993 | 8566.2483 | 27850.0278 | 129937.0398 | 166353.316 | 674597.5915 | 842318.3215 | 6.334% | 899275.3227
PARKING #47 | TERTIAIRE | PARKING | 50704.4295 | 2014 | 35566.6389 | 0 | 0 | 0 | 0 | 32921.1206 | 33857.5105 | 27066.7193 | 2 | 29036.5427 | 23935.3013 | 28 | 0 | 0 | 0 | 0 | 0 | 0 | 84002.1147 | 3145.7912 | 594069.9553 | 2117.2186 | 11489.1304 | 0 | 90.0836 | 0 | 236995.0119 | 975.3 | 0 | 195587.9612 | 87.93% | 12.07% | 12716.0574 | 7585.3914 | 228.6055 | 27.7333 | 415.3108 | 523.6297 | 1042.4955 | 59.9075 | 11983.3154 | 42516.3028 | 307623.974 | 362123.5922 | 1376408.4377 | 1741371.6043 | 5.563% | 1843952.2762
PARKING #48 | TERTIAIRE | PARKING | 16029.7833 | 2020 | 13864.9846 | 0 | 0 | 0 | 0 | 14892.4942 | 9616.0152 | 12623.9823 | 1 | 8016.2292 | 10436.3404 | 6 | 0 | 0 | 0 | 0 | 0 | 0 | 28326.8645 | 1586.0545 | 200063.6622 | 605.5921 | 2660.3562 | 0 | 28.2355 | 0 | 70746.2972 | 340.8615 | 0 | 63575.3441 | 65.56% | 34.44% | 3377.2301 | 2499.2076 | 60.7127 | 8.6671 | 141.6011 | 272.7163 | 423.9795 | 25.1349 | 4858.156 | 19347.7956 | 90122.5665 | 114328.5181 | 459100.3243 | 574699.0473 | 2.62% | 590163.2348
PARKING #49 | TERTIAIRE | PARKING | 17575.0596 | 2011 | 12869.0956 | 0 | 0 | 0 | 0 | 8706.9661 | 8430.9399 | 8408.606 | 1 | 8925.7978 | 7627.0595 | 7 | 0 | 0 | 0 | 0 | 0 | 0 | 24883.8998 | 1230.9893 | 200673.2127 | 739.1912 | 3648.8433 | 0 | 32.1042 | 0 | 65219.4929 | 351.2662 | 0 | 54868.8794 | 75.57% | 24.43% | 5151.2584 | 3053.3277 | 72.0411 | 8.3758 | 113.0899 | 205.83 | 404.3071 | 27.4499 | 4540.6072 | 19706.8264 | 112110.5492 | 136357.9829 | 433962.7931 | 571144.113 | 6.481% | 610722.8582
PARKING #50 | TERTIAIRE | PARKING | 22519.462 | 2019 | 16384.2949 | 0 | 0 | 0 | 0 | 21354.5071 | 13289.6364 | 16842.6765 | 1 | 10801.3055 | 11249.0002 | 11 | 0 | 0 | 0 | 0 | 0 | 0 | 38806.7535 | 1487.79 | 271562.6976 | 685.6976 | 4658.2541 | 0 | 36.8095 | 0 | 104730.0443 | 358.7751 | 0 | 109520.963 | 78.37% | 21.63% | 4585.1346 | 3716.3128 | 100.1183 | 13.6774 | 178.8475 | 353.3535 | 459.4164 | 30.2376 | 8601.1095 | 32471.3625 | 155604.8537 | 196677.3257 | 665571.9678 | 863946.4297 | 6.853% | 927511.4822
PARKING #51 | TERTIAIRE | PARKING | 59400.6651 | 2022 | 55086.8444 | 0 | 0 | 0 | 0 | 44143.8868 | 36086.4683 | 32572.7001 | 3 | 34557.4949 | 48991.879 | 26 | 0 | 0 | 0 | 0 | 0 | 0 | 80123.4926 | 5562.1643 | 664438.9781 | 2453.0863 | 13553.703 | 0 | 68.6198 | 0 | 245486.5869 | 882.7768 | 0 | 240167.9383 | 59.33% | 40.67% | 13927.9956 | 10299.0703 | 318.3418 | 24.8877 | 491.3426 | 671.1259 | 1467.4583 | 72.5886 | 19615.9561 | 63977.688 | 387563.9004 | 471157.5445 | 1575799.9621 | 2050480.338 | 3.212% | 2118522.4723
PARKING #52 | TERTIAIRE | PARKING | 26408.0173 | 2019 | 26892.6493 | 0 | 0 | 0 | 0 | 20154.836 | 13261.8922 | 16621.6219 | 1 | 10591.623 | 18008.8841 | 11 | 0 | 0 | 0 | 0 | 0 | 0 | 33005.1015 | 1920.2193 | 307450.4107 | 1237.4797 | 5283.8043 | 0 | 31.9394 | 0 | 97736.3436 | 363.1655 | 0 | 111482.391 | 79.2% | 20.8% | 5825.9822 | 3792.6378 | 131.0943 | 11.3153 | 231.568 | 347.6826 | 696.8656 | 31.213 | 9346.0382 | 34851.2843 | 179343.2374 | 223540.5599 | 704963.9967 | 929842.4649 | 5.019% | 978978.1792
PARKING #53 | TERTIAIRE | PARKING | 40333.6328 | 2010 | 31160.4838 | 0 | 0 | 0 | 0 | 19595.8817 | 20408.808 | 23802.6232 | 3 | 19573.8261 | 21302.5111 | 20 | 0 | 0 | 0 | 0 | 0 | 0 | 44630.504 | 3880.1272 | 391264.8703 | 1326.3477 | 5469.0803 | 0 | 51.5713 | 0 | 140191.9188 | 789.1964 | 0 | 145411.4499 | 69.74% | 30.26% | 9843.5964 | 7055.1328 | 169.0606 | 15.5965 | 318.6638 | 602.8895 | 984.7471 | 60.6467 | 8909.9452 | 43944.9012 | 192160.1319 | 245014.9783 | 915993.186 | 1162820.9579 | 2.305% | 1190257.7521
PARKING #54 | TERTIAIRE | PARKING | 50671.4292 | 2017 | 49246.0457 | 0 | 0 | 0 | 0 | 44442.8588 | 34461.6275 | 34190.5872 | 3 | 24382.2824 | 36488.4068 | 23 | 0 | 0 | 0 | 0 | 0 | 0 | 96479.0039 | 4427.2966 | 432518.6258 | 2363.6518 | 10657.3554 | 0 | 65.8256 | 0 | 274294.103 | 682.461 | 0 | 248062.8025 | 50.63% | 49.37% | 14509.32 | 7224.9546 | 203.7931 | 24.3661 | 315.5534 | 818.2908 | 1183.2034 | 58.8278 | 14760.0274 | 52122.3805 | 341848.517 | 408730.9249 | 1349027.4399 | 1761119.2899 | 5.335% | 1860375.5015
PARKING #55 | TERTIAIRE | PARKING | 62144.4649 | 2010 | 32425.3423 | 0 | 0 | 0 | 0 | 45485.0277 | 24912.0794 | 39946.8577 | 4 | 27788.7867 | 29760.6426 | 25 | 0 | 0 | 0 | 0 | 0 | 0 | 91220.2591 | 4533.5366 | 501621.4156 | 2380.9771 | 8934.7189 | 0 | 109.5482 | 0 | 230107.986 | 1290.9621 | 0 | 213892.4268 | 65.88% | 34.12% | 18403.9545 | 8410.6324 | 228.4306 | 24.0034 | 484.4015 | 1049.0914 | 1001.9813 | 105.4111 | 13520.6785 | 69235.8129 | 298424.4161 | 381180.9075 | 1326554.9313 | 1711976.9538 | 6.163% | 1824409.555
PARKING #56 | TERTIAIRE | PARKING | 21813.2726 | 2019 | 22175.506 | 0 | 0 | 0 | 0 | 19032.8891 | 12928.4841 | 11054.4948 | 2 | 11701.1436 | 16945.9247 | 8 | 0 | 0 | 0 | 0 | 0 | 0 | 43128.4071 | 1426.3771 | 230557.3621 | 936.5632 | 4323.7566 | 0 | 24.2573 | 0 | 115379.7921 | 314.8206 | 0 | 125800.9015 | 71.85% | 28.15% | 5122.6793 | 4061.7608 | 116.2269 | 8.5638 | 150.6007 | 241.3839 | 521.6502 | 27.6267 | 6353.218 | 26048.0741 | 106295.163 | 138696.4551 | 649453.3687 | 789247.3074 | 3.279% | 816007.8507
PARKING #57 | TERTIAIRE | PARKING | 34678.4919 | 2021 | 32597.0644 | 0 | 0 | 0 | 0 | 25239.0487 | 25566.6625 | 20227.8918 | 3 | 17358.0754 | 27331.5467 | 20 | 0 | 0 | 0 | 0 | 0 | 0 | 58349.2335 | 2657.3624 | 379175.5862 | 1401.4702 | 6147.6371 | 0 | 51.7212 | 0 | 196605.1881 | 657.5237 | 0 | 142153.2011 | 73.68% | 26.32% | 7558.1957 | 5092.3055 | 171.5731 | 15.0897 | 259.7187 | 412.4103 | 880.6409 | 52.2007 | 14258.4799 | 34236.1645 | 193391.1608 | 241885.8051 | 981254.6128 | 1225982.2792 | 4.955% | 1289890.9344
PARKING #58 | TERTIAIRE | PARKING | 22725.2418 | 2016 | 16568.0048 | 0 | 0 | 0 | 0 | 20745.2682 | 12523.881 | 16563.319 | 1 | 10942.6743 | 16600.6415 | 10 | 0 | 0 | 0 | 0 | 0 | 0 | 29608.8165 | 2067.7627 | 247096.9244 | 691.3974 | 5448.6546 | 0 | 36.5506 | 0 | 129587.7713 | 388.6611 | 0 | 114898.3524 | 55.64% | 44.36% | 5863.8399 | 4138.9325 | 110.6365 | 9.5889 | 169.731 | 360.2974 | 522.8143 | 36.9713 | 9271.2877 | 26763.5133 | 144459.6927 | 180494.4937 | 656323.1762 | 838432.213 | 6.276% | 894572.2693
PARKING #59 | TERTIAIRE | PARKING | 25665.046 | 2009 | 16896.7811 | 0 | 0 | 0 | 0 | 15936.514 | 14269.0793 | 11085.7483 | 2 | 10722.3938 | 13700.1497 | 9 | 0 | 0 | 0 | 0 | 0 | 0 | 34226.922 | 2442.3568 | 265414.531 | 1172.7831 | 4428.5055 | 0 | 31.987 | 0 | 96375.3167 | 417.4923 | 0 | 92480.6821 | 78.18% | 21.82% | 5785.3568 | 4258.0898 | 119.6082 | 10.9819 | 170.6182 | 439.1733 | 486.089 | 40.4099 | 5475.2036 | 25832.2822 | 177363.3575 | 208670.8433 | 612674.6537 | 822786.9559 | 4.843% | 864666.3604
PARKING #60 | TERTIAIRE | PARKING | 42632.5602 | 2016 | 28843.8064 | 0 | 0 | 0 | 0 | 35332.7482 | 21974.7357 | 21374.2456 | 2 | 26286.6629 | 22463.4735 | 15 | 0 | 0 | 0 | 0 | 0 | 0 | 57889.5798 | 2723.1153 | 414992.4624 | 1339.189 | 10119.5939 | 0 | 73.5595 | 0 | 192322.0317 | 878.9661 | 0 | 176917.5193 | 68.39% | 31.61% | 12239.8159 | 6174.0884 | 163.738 | 18.2803 | 268.135 | 672.8634 | 1129.8447 | 62.4161 | 16405.4088 | 39275.0953 | 239964.0104 | 295644.5145 | 1074881.7174 | 1373863.4612 | 3.83% | 1428581.9297
PARKING #61 | TERTIAIRE | PARKING | 58075.1948 | 2009 | 47030.7681 | 0 | 0 | 0 | 0 | 29595.4684 | 31983.7818 | 32981.4345 | 3 | 30259.6079 | 22349.8051 | 25 | 0 | 0 | 0 | 0 | 0 | 0 | 84762.9852 | 5279.9977 | 534051.756 | 2632.0972 | 9458.8457 | 0 | 75.9893 | 0 | 250601.4485 | 852.9357 | 0 | 177562.0628 | 52.1% | 47.9% | 13569.9754 | 6943.0654 | 210.735 | 23.4334 | 490.8544 | 620.2632 | 1507.8102 | 69.298 | 17025.5043 | 63530.0118 | 448017.2311 | 528572.7472 | 1342569.4062 | 1873917.4426 | 6.261% | 1999084.0149
PARKING #62 | TERTIAIRE | PARKING | 46104.1328 | 2009 | 34476.8338 | 0 | 0 | 0 | 0 | 22133.9152 | 28264.2317 | 22660.5737 | 2 | 16863.08 | 28403.1497 | 24 | 0 | 0 | 0 | 0 | 0 | 0 | 48597.0736 | 4101.2525 | 404072.0593 | 1915.352 | 9763.0402 | 0 | 68.3227 | 0 | 191017.5478 | 846.3929 | 0 | 189022.7183 | 70.29% | 29.71% | 12093.2346 | 5422.796 | 204.068 | 26.763 | 284.0444 | 788.5667 | 844.44 | 83.8185 | 13539.5854 | 42163.8591 | 322966.1114 | 378669.5559 | 1052736.8771 | 1434099.0382 | 3.601% | 1487671.6361
PARKING #63 | TERTIAIRE | PARKING | 29404.9176 | 2021 | 23456.539 | 0 | 0 | 0 | 0 | 25598.2144 | 14941.4885 | 17855.2232 | 1 | 17096.8525 | 20701.7329 | 11 | 0 | 0 | 0 | 0 | 0 | 0 | 49222.0977 | 2565.168 | 290003.3799 | 876.3359 | 5181.7736 | 0 | 47.5443 | 0 | 183117.8439 | 401.1932 | 0 | 183603.5814 | 74.4% | 25.6% | 8124.7189 | 4850.0346 | 118.1327 | 13.0864 | 228.8228 | 387.9448 | 560.0384 | 34.3455 | 9173.4127 | 39809.3362 | 175999.3445 | 224982.0934 | 884988.0612 | 1111611.4074 | 6.694% | 1191362.1758
PARKING #64 | TERTIAIRE | PARKING | 63365.0892 | 2010 | 35943.5302 | 0 | 0 | 0 | 0 | 33096.3181 | 31840.2045 | 32275.3065 | 4 | 23449.9905 | 25110.374 | 23 | 0 | 0 | 0 | 0 | 0 | 0 | 103645.6024 | 4582.2023 | 690918.6305 | 2920.129 | 9741.7913 | 0 | 81.1535 | 0 | 192390.402 | 1306.0689 | 0 | 312416.6059 | 52.24% | 47.76% | 15942.7875 | 8955.165 | 325.201 | 25.1926 | 540.4636 | 920.2748 | 1676.0458 | 114.3549 | 14027.3006 | 56015.569 | 389388.3943 | 459431.2639 | 1582151.0556 | 2044906.9036 | 3.222% | 2112997.2868
PARKING #65 | TERTIAIRE | PARKING | 61757.958 | 2014 | 44560.5143 | 0 | 0 | 0 | 0 | 37954.7095 | 37305.1275 | 31876.2989 | 3 | 23694.2121 | 38122.4344 | 28 | 0 | 0 | 0 | 0 | 0 | 0 | 96349.899 | 4390.2189 | 708745.9851 | 1887.8815 | 14113.8074 | 0 | 109.4473 | 0 | 213002.8982 | 1114.4815 | 0 | 316041.7885 | 73.72% | 26.28% | 15612.0571 | 11274.0098 | 253.2883 | 34.8221 | 570.8416 | 722.8131 | 1000.4187 | 108.8438 | 19058.5833 | 77441.7943 | 410734.9135 | 507235.2912 | 1671016.925 | 2181427.5874 | 1.105% | 2205807.9112
PARKING #66 | TERTIAIRE | PARKING | 28172.7898 | 2008 | 16571.9498 | 0 | 0 | 0 | 0 | 18500.4795 | 16621.1747 | 17168.3817 | 1 | 9244.8538 | 13593.5278 | 10 | 0 | 0 | 0 | 0 | 0 | 0 | 38867.3816 | 1832.2441 | 309223.3453 | 1178.7027 | 3720.3914 | 0 | 36.6665 | 0 | 98348.1753 | 474.0782 | 0 | 82243.4877 | 52.6% | 47.4% | 5928.8978 | 5101.5469 | 105.6971 | 10.3392 | 211.7832 | 478.0489 | 671.5451 | 34.2886 | 7151.3795 | 31857.7798 | 158737.8701 | 197747.0294 | 665682.3134 | 865062.0999 | 2.751% | 889531.1919
PARKING #67 | TERTIAIRE | PARKING | 43949.0897 | 2019 | 32957.8666 | 0 | 0 | 0 | 0 | 30020.9851 | 27003.613 | 30407.0874 | 3 | 18180.4259 | 33164.8675 | 17 | 0 | 0 | 0 | 0 | 0 | 0 | 85818.9639 | 4316.5455 | 395482.6736 | 1486.7906 | 7661.0251 | 0 | 61.2966 | 0 | 257430.8004 | 649.9029 | 0 | 203869.0274 | 72.54% | 27.46% | 12566.7583 | 7395.7522 | 166.3946 | 17.7759 | 362.5619 | 668.3769 | 901.6239 | 50.532 | 11697.1858 | 51452.267 | 327426.5411 | 390575.9939 | 1180217.91 | 1573236.1273 | 1.548% | 1597972.7338
PARKING #68 | TERTIAIRE | PARKING | 60445.7466 | 2016 | 39987.9344 | 0 | 0 | 0 | 0 | 53293.1849 | 34418.9129 | 39859.6025 | 4 | 33797.3927 | 37379.4656 | 32 | 0 | 0 | 0 | 0 | 0 | 0 | 109542.0177 | 3998.6536 | 592619.1262 | 2025.1545 | 11806.1073 | 0 | 93.1823 | 0 | 230549.3418 | 1220.8146 | 0 | 224406.8001 | 65.84% | 34.16% | 17283.1987 | 7347.6084 | 210.4493 | 22.5348 | 364.7893 | 946.7673 | 1501.0717 | 98.5573 | 23890.1356 | 67205.4387 | 419284.5015 | 510380.0757 | 1496913.3932 | 2011408.8796 | 0.6824% | 2025228.7821
PARKING #69 | TERTIAIRE | PARKING | 31596.904 | 2017 | 28311.7547 | 0 | 0 | 0 | 0 | 28584.1316 | 15016.5834 | 21208.9875 | 2 | 17895.2443 | 17622.2985 | 15 | 0 | 0 | 0 | 0 | 0 | 0 | 58993.7529 | 3132.3564 | 354410.3619 | 971.8476 | 5570.5739 | 0 | 44.047 | 0 | 165607.2894 | 463.5456 | 0 | 148534.9715 | 79.03% | 20.97% | 9320.1763 | 3889.4372 | 165.4923 | 11.734 | 293.6485 | 432.6164 | 589.095 | 54.1813 | 13099.4732 | 29334.0508 | 232934.2391 | 275367.7631 | 910229.4423 | 1187124.2011 | 3.172% | 1226013.2652
PARKING #70 | TERTIAIRE | PARKING | 61293.4387 | 2020 | 44345.2035 | 0 | 0 | 0 | 0 | 38348.3142 | 47095.8301 | 38387.825 | 3 | 38598.3005 | 46293.2027 | 33 | 0 | 0 | 0 | 0 | 0 | 0 | 113787.2803 | 3937.1774 | 675877.2855 | 2697.9355 | 11948.9142 | 0 | 81.8939 | 0 | 284798.0204 | 1124.9604 | 0 | 294675.9412 | 79.82% | 20.18% | 17961.0756 | 9781.7785 | 237.9285 | 34.2615 | 492.9045 | 886.3474 | 1583.7959 | 95.9115 | 18446.1421 | 57656.0692 | 459106.4841 | 535208.6955 | 1711272.6104 | 2250687.4431 | 0.8564% | 2270127.7779
PARKING #71 | TERTIAIRE | PARKING | 56909.14 | 2013 | 40457.0114 | 0 | 0 | 0 | 0 | 42786.9134 | 36375.6774 | 32322.7437 | 3 | 24568.9571 | 31997.399 | 26 | 0 | 0 | 0 | 0 | 0 | 0 | 101201.0849 | 4239.1183 | 627333.7899 | 1682.7735 | 11246.6185 | 0 | 65.272 | 0 | 302243.8354 | 883.6883 | 0 | 303784.1518 | 62.51% | 37.49% | 16884.2566 | 7083.66 | 202.5499 | 21.8649 | 491.0216 | 797.7481 | 1124.6583 | 65.4423 | 19723.5734 | 73806.3714 | 324814.1321 | 418344.0768 | 1666172.3491 | 2087819.25 | 5.621% | 2212168.5839
PARKING #72 | TERTIAIRE | PARKING | 37544.6758 | 2015 | 30052.4284 | 0 | 0 | 0 | 0 | 22127.5484 | 19547.5161 | 22686.0114 | 3 | 16807.0333 | 25469.9854 | 15 | 0 | 0 | 0 | 0 | 0 | 0 | 60509.5146 | 3002.5284 | 367760.0216 | 1626.1484 | 7340.8388 | 0 | 66.3865 | 0 | 135682.1068 | 523.7814 | 0 | 172687.2437 | 51.91% | 48.09% | 11079.4803 | 5185.1206 | 197.3295 | 22.5428 | 351.8199 | 550.9856 | 621.7317 | 49.1816 | 13234.1887 | 38945.9406 | 268462.8123 | 320642.9416 | 931718.3766 | 1255017.7721 | 0.597% | 1262555.5757
PARKING #73 | TERTIAIRE | PARKING | 16526.2974 | 2017 | 14169.543 | 0 | 0 | 0 | 0 | 13111.3056 | 12593.7529 | 11008.9804 | 1 | 9428.6945 | 11434.1699 | 9 | 0 | 0 | 0 | 0 | 0 | 0 | 21456.668 | 1197.6575 | 227185.3672 | 547.5902 | 2897.7523 | 0 | 24.1884 | 0 | 68195.2405 | 298.7996 | 0 | 85195.4555 | 77.52% | 22.48% | 3455.974 | 1921.6275 | 80.3836 | 7.3786 | 104.8148 | 249.7118 | 366.4322 | 30.4025 | 5787.9834 | 14605.2381 | 80332.7656 | 100725.9871 | 499432.5651 | 601181.6133 | 6.643% | 643956.8462
PARKING #74 | TERTIAIRE | PARKING | 54984.3707 | 2020 | 42619.163 | 0 | 0 | 0 | 0 | 41614.7422 | 39347.8204 | 39109.9587 | 3 | 30806.9977 | 34344.7076 | 23 | 0 | 0 | 0 | 0 | 0 | 0 | 112081.7055 | 4710.3819 | 598320.2954 | 2413.2257 | 13660.7363 | 0 | 78.5045 | 0 | 317321.7323 | 899.3928 | 0 | 304575.6699 | 75.62% | 24.38% | 15321.6583 | 9976.1579 | 200.545 | 33.2774 | 319.4969 | 743.9574 | 1039.7432 | 71.3985 | 15115.5298 | 72936.6446 | 307514.8505 | 395567.025 | 1672652.8027 | 2072821.4597 | 2.26% | 2120748.1052
PARKING #75 | TERTIAIRE | PARKING | 53817.5493 | 2011 | 37949.2284 | 0 | 0 | 0 | 0 | 30949.9691 | 33068.9998 | 30865.6084 | 3 | 22123.2188 | 21297.2252 | 23 | 0 | 0 | 0 | 0 | 0 | 0 | 88294.4672 | 3829.659 | 449897.4306 | 1720.7698 | 8257.3384 | 0 | 94.1254 | 0 | 174538.0175 | 898.1735 | 0 | 185442.7151 | 47.69% | 52.31% | 9983.082 | 7786.3845 | 272.0589 | 22.965 | 426.0189 | 836.2248 | 1193.3209 | 69.3337 | 16129.196 | 43063.5297 | 326447.9214 | 385640.6471 | 1147731.0163 | 1536734.7111 | 0.9936% | 1552156.7639
PARKING #76 | TERTIAIRE | PARKING | 50555.8209 | 2022 | 46006.0274 | 0 | 0 | 0 | 0 | 38734.1795 | 39431.8643 | 41240.2193 | 3 | 29429.4221 | 27047.9976 | 21 | 0 | 0 | 0 | 0 | 0 | 0 | 84866.2396 | 4161.46 | 678088.1518 | 2184.0909 | 10569.1074 | 0 | 68.6302 | 0 | 242037.6769 | 1105.3308 | 0 | 324731.6942 | 88.42% | 11.58% | 9208.003 | 6228.138 | 269.6186 | 27.7002 | 377.8236 | 864.307 | 1174.5353 | 83.214 | 18685.6345 | 80691.9101 | 309664.2621 | 409041.8067 | 1676804.3358 | 2089530.7451 | 1.253% | 2116038.2276
PARKING #77 | TERTIAIRE | PARKING | 18229.6084 | 2010 | 11394.3504 | 0 | 0 | 0 | 0 | 9962.5486 | 11081.1355 | 10036.8783 | 1 | 7513.9906 | 9995.1729 | 7 | 0 | 0 | 0 | 0 | 0 | 0 | 20748.8464 | 1281.2913 | 214752.5007 | 613.1149 | 2405.6434 | 0 | 27.6212 | 0 | 58878.289 | 376.1792 | 0 | 67649.5113 | 80.99% | 19.01% | 3520.6471 | 2404.5918 | 90.3617 | 10.3893 | 156.5272 | 225.3662 | 349.9859 | 26.8405 | 4686.1277 | 19517.3201 | 87117.9668 | 111321.4146 | 451192.7551 | 563631.2918 | 1.378% | 571508.862
PARKING #78 | TERTIAIRE | PARKING | 58188.9217 | 2021 | 37560.0407 | 0 | 0 | 0 | 0 | 40763.549 | 43837.2346 | 46684.8531 | 3 | 32488.7138 | 34937.8183 | 27 | 0 | 0 | 0 | 0 | 0 | 0 | 109277.4085 | 4003.9212 | 743454.9084 | 2219.8876 | 12311.7032 | 0 | 101.424 | 0 | 257106.4062 | 867.8437 | 0 | 223320.4808 | 67.53% | 32.47% | 10442.0072 | 8010.3158 | 278.7595 | 30.3883 | 509.7009 | 789.1254 | 953.9288 | 105.2799 | 21743.3007 | 57299.979 | 375559.4895 | 454602.7692 | 1661879.7946 | 2120061.5005 | 6.532% | 2268227.3063
PARKING #79 | TERTIAIRE | PARKING | 20238.1616 | 2021 | 15076.667 | 0 | 0 | 0 | 0 | 14070.0774 | 14019.9323 | 16565.8221 | 1 | 9549.1215 | 14972.5474 | 9 | 0 | 0 | 0 | 0 | 0 | 0 | 37233.9102 | 1794.6493 | 266898.6558 | 737.0806 | 5495.1326 | 0 | 26.3881 | 0 | 93083.2703 | 344.7545 | 0 | 117472.464 | 79.79% | 20.21% | 4797.1452 | 3694.6681 | 113.6661 | 11.8156 | 166.261 | 214.6984 | 384.6515 | 23.3599 | 6996.6656 | 22296.4835 | 122709.874 | 152003.0231 | 633537.3913 | 786716.9782 | 4.331% | 822329.021
PARKING #80 | TERTIAIRE | PARKING | 37776.2077 | 2020 | 36462.696 | 0 | 0 | 0 | 0 | 27814.5829 | 29681.5246 | 26942.0379 | 3 | 24653.9466 | 28134.935 | 17 | 0 | 0 | 0 | 0 | 0 | 0 | 64282.344 | 3108.6186 | 373877.3843 | 1316.9237 | 6505.5751 | 0 | 45.9929 | 0 | 207299.5937 | 610.2582 | 0 | 143508.7345 | 61.42% | 38.58% | 9561.5133 | 6487.183 | 174.7026 | 20.9865 | 221.8659 | 498.6637 | 877.8818 | 67.1383 | 12438.2622 | 53456.7368 | 219560.442 | 285455.441 | 1031941.6105 | 1320217.2046 | 6.121% | 1406296.9436
PARKING #81 | TERTIAIRE | PARKING | 20021.0496 | 2008 | 12211.8859 | 0 | 0 | 0 | 0 | 9661.0903 | 8025.8048 | 11859.3755 | 1 | 8330.98 | 7704.5932 | 10 | 0 | 0 | 0 | 0 | 0 | 0 | 20995.0847 | 1426.8941 | 202087.5625 | 653.6641 | 2548.5371 | 0 | 28.2613 | 0 | 64760.1892 | 419.7795 | 0 | 67136.3796 | 67.48% | 32.52% | 5580.39 | 2498.4673 | 102.7777 | 11.3909 | 165.6661 | 268.5985 | 409.7088 | 31.1271 | 5720.0767 | 22268.8368 | 134882.3588 | 162871.2724 | 446090.0759 | 610062.612 | 5.077% | 642693.0187
PARKING #82 | TERTIAIRE | PARKING | 29982.1832 | 2023 | 21586.54 | 0 | 0 | 0 | 0 | 22592.4505 | 24874.6818 | 25202.1317 | 1 | 18799.1276 | 23266.9184 | 14 | 0 | 0 | 0 | 0 | 0 | 0 | 54459.2587 | 2466.461 | 415380.5927 | 990.726 | 5730.4669 | 0 | 50.758 | 0 | 136130.5206 | 406.9366 | 0 | 184976.4936 | 80.22% | 19.78% | 7639.0624 | 5342.8754 | 170.7859 | 13.8559 | 267.3578 | 430.3332 | 679.2175 | 56.7102 | 11509.8148 | 47561.0677 | 173002.6743 | 232073.5569 | 993611.593 | 1228380.8902 | 6.426% | 1312734.5346
PARKING #83 | TERTIAIRE | PARKING | 13536.2108 | 2023 | 9814.0017 | 0 | 0 | 0 | 0 | 8896.652 | 9638.7017 | 9458.663 | 1 | 6523.0168 | 8171.867 | 5 | 0 | 0 | 0 | 0 | 0 | 0 | 20140.4829 | 1264.8112 | 204232.4496 | 624.3844 | 2376.3519 | 0 | 24.1649 | 0 | 86427.5336 | 218.2717 | 0 | 76071.1267 | 89.93% | 10.07% | 2640.5788 | 1796.1926 | 62.414 | 6.9152 | 119.8231 | 187.8075 | 316.2427 | 21.1778 | 5704.1012 | 21928.2625 | 105883.3665 | 133515.7303 | 475556.0144 | 610229.5541 | 5.031% | 642555.554
PARKING #84 | TERTIAIRE | PARKING | 47743.3648 | 2016 | 43256.0125 | 0 | 0 | 0 | 0 | 29619.888 | 32269.3243 | 34049.7386 | 2 | 25989.8173 | 31819.4977 | 26 | 0 | 0 | 0 | 0 | 0 | 0 | 55687.2646 | 2980.5931 | 491226.6636 | 2220.272 | 8000.5969 | 0 | 79.0632 | 0 | 268864.2739 | 736.3335 | 0 | 225037.6609 | 68.87% | 31.13% | 10173.453 | 8107.1289 | 213.3862 | 26.125 | 295.0652 | 666.3261 | 941.1001 | 74.3569 | 19299.8296 | 60203.9528 | 279954.6523 | 359458.4348 | 1326205.9928 | 1689262.4696 | 2.116% | 1725775.886
PARKING #85 | TERTIAIRE | PARKING | 21592.5445 | 2008 | 15051.802 | 0 | 0 | 0 | 0 | 14600.557 | 10492.3718 | 11121.4947 | 1 | 8066.8534 | 12430.9202 | 8 | 0 | 0 | 0 | 0 | 0 | 0 | 34410.5402 | 1851.7362 | 227325.4724 | 721.9859 | 3170.227 | 0 | 24.2612 | 0 | 69395.9052 | 394.6332 | 0 | 81522.4349 | 35.14% | 64.86% | 6106.2788 | 3601.2998 | 122.3302 | 10.5114 | 183.7776 | 326.5255 | 367.0523 | 34.5841 | 4988.4165 | 18717.1815 | 151486.404 | 175192.002 | 513153.2081 | 689320.7892 | 3.045% | 710967.4054
PARKING #86 | TERTIAIRE | PARKING | 24447.652 | 2007 | 11705.8505 | 0 | 0 | 0 | 0 | 15943.8996 | 12756.2128 | 14144.3611 | 1 | 9319.539 | 10734.1251 | 9 | 0 | 0 | 0 | 0 | 0 | 0 | 24742.0549 | 2173.1359 | 197785.9627 | 830.6431 | 3156.4854 | 0 | 44.2701 | 0 | 76177.4545 | 396.0487 | 0 | 92080.6536 | 59.1% | 40.9% | 6893.9931 | 3121.1319 | 113.243 | 14.4883 | 199.8775 | 399.0236 | 541.3895 | 44.2817 | 6453.493 | 27937.8023 | 186029.5938 | 220420.8891 | 503227.7523 | 724853.7593 | 1.22% | 733807.057
PARKING #87 | TERTIAIRE | PARKING | 60340.6653 | 2018 | 59529.6735 | 0 | 0 | 0 | 0 | 49144.3595 | 44026.5873 | 39369.3396 | 4 | 23913.697 | 36231.3978 | 33 | 0 | 0 | 0 | 0 | 0 | 0 | 83699.8743 | 5234.4303 | 647834.0207 | 1876.5247 | 10986.5878 | 0 | 98.5197 | 0 | 250197.1662 | 908.3793 | 0 | 269989.7073 | 43.59% | 56.41% | 17470.4817 | 11205.7222 | 264.6386 | 35.4677 | 432.5505 | 980.3993 | 1551.7812 | 90.0727 | 25636.6475 | 83355.4389 | 296132.4227 | 405124.5091 | 1630039.1275 | 2039268.0933 | 3.258% | 2107951.5376
PARKING #88 | TERTIAIRE | PARKING | 55830.3321 | 2011 | 43120.6756 | 0 | 0 | 0 | 0 | 43859.8552 | 33879.89 | 36840.5768 | 3 | 24020.9177 | 26201.0518 | 27 | 0 | 0 | 0 | 0 | 0 | 0 | 60680.2307 | 3922.9185 | 411760.3343 | 2588.5984 | 7922.2205 | 0 | 92.6548 | 0 | 208167.8006 | 975.0784 | 0 | 182353.96 | 65.98% | 34.02% | 14937.6445 | 8966.8127 | 311.3264 | 28.0668 | 323.7897 | 668.3177 | 1209.998 | 73.6069 | 13707.8136 | 64429.3598 | 294484.4894 | 372621.6628 | 1151179.7824 | 1526260.0849 | 2.767% | 1569689.1279
PARKING #89 | TERTIAIRE | PARKING | 55744.4714 | 2015 | 44367.8487 | 0 | 0 | 0 | 0 | 43285.2046 | 29495.6245 | 25824.8474 | 4 | 29871.0167 | 27865.2535 | 23 | 0 | 0 | 0 | 0 | 0 | 0 | 72051.3116 | 4046.1212 | 543340.6586 | 2114.9678 | 12922.2886 | 0 | 88.7557 | 0 | 281756.6771 | 804.5422 | 0 | 294776.7162 | 82.78% | 17.22% | 12963.7672 | 6663.5382 | 222.3896 | 32.8731 | 471.0456 | 577.4828 | 1134.9854 | 68.4308 | 15347.6537 | 52865.3042 | 437549.1122 | 505762.0702 | 1494501.383 | 2003517.7991 | 1.994% | 2044277.2622
PARKING #90 | TERTIAIRE | PARKING | 32086.9426 | 2018 | 25476.4373 | 0 | 0 | 0 | 0 | 23524.282 | 22471.0287 | 23061.7949 | 2 | 13187.3227 | 17331.5964 | 16 | 0 | 0 | 0 | 0 | 0 | 0 | 63167.2031 | 2751.031 | 381738.466 | 1444.1043 | 6395.0046 | 0 | 53.9933 | 0 | 128930.9354 | 627.8088 | 0 | 176542.8987 | 86.32% | 13.68% | 7424.2032 | 3892.6011 | 121.9422 | 17.3222 | 221.1903 | 330.6751 | 531.3931 | 43.8118 | 8934.2627 | 43534.3787 | 203628.2893 | 256096.9307 | 941076.7133 | 1199534.9605 | 5.965% | 1275625.2408
PARKING #91 | TERTIAIRE | PARKING | 64103.8268 | 2014 | 47793.5753 | 0 | 0 | 0 | 0 | 41162.1303 | 32925.625 | 40006.2348 | 4 | 24643.4353 | 28232.6714 | 31 | 0 | 0 | 0 | 0 | 0 | 0 | 78699.3343 | 3950.2208 | 688020.958 | 2470.6399 | 9810.8006 | 0 | 109.6755 | 0 | 278382.2559 | 868.679 | 0 | 238173.4387 | 80.71% | 19.29% | 13773.4746 | 8172.1417 | 319.1279 | 38.1739 | 423.7602 | 802.4632 | 1075.7186 | 78.7662 | 21825.8947 | 58467.3512 | 464497.1733 | 544790.4192 | 1599675.3917 | 2148061.3845 | 6.629% | 2300566.6983
PARKING #92 | TERTIAIRE | PARKING | 42402.033 | 2011 | 29536.5812 | 0 | 0 | 0 | 0 | 32592.3058 | 19974.3756 | 21004.9791 | 3 | 23524.435 | 23032.552 | 16 | 0 | 0 | 0 | 0 | 0 | 0 | 51455.7977 | 3042.4392 | 499744.6082 | 1684.3354 | 6669.161 | 0 | 75.819 | 0 | 204925.7417 | 633.4639 | 0 | 175431.8531 | 83.75% | 16.25% | 12313.6717 | 7436.935 | 192.9453 | 21.4082 | 394.5935 | 604.6742 | 843.1257 | 65.2882 | 13880.6238 | 50802.3205 | 202494.3432 | 267177.2875 | 1166934.3196 | 1436939.822 | 3.493% | 1488955.4468
PARKING #93 | TERTIAIRE | PARKING | 58360.2526 | 2010 | 35431.1063 | 0 | 0 | 0 | 0 | 37766.2191 | 36291.8452 | 37850.4066 | 3 | 20696.7398 | 35405.4921 | 25 | 0 | 0 | 0 | 0 | 0 | 0 | 70099.3748 | 3883.8049 | 645810.1412 | 2296.6105 | 11931.3872 | 0 | 71.5473 | 0 | 220716.5494 | 1024.9394 | 0 | 205845.709 | 53.65% | 46.35% | 11719.2539 | 10964.0851 | 218.817 | 30.2449 | 505.8222 | 674.306 | 1464.0343 | 78.9483 | 13302.1656 | 55459.3944 | 451770.8288 | 520532.3888 | 1424138.9318 | 1947643.4808 | 3.583% | 2020015.0506
PARKING #94 | TERTIAIRE | PARKING | 42144.2626 | 2010 | 32501.3905 | 0 | 0 | 0 | 0 | 26599.0041 | 17349.126 | 17181.5851 | 3 | 14257.1317 | 17868.4939 | 18 | 0 | 0 | 0 | 0 | 0 | 0 | 58929.0598 | 3220.8013 | 479975.1699 | 1235.5947 | 6630.3437 | 0 | 68.5199 | 0 | 211175.0035 | 649.0886 | 0 | 183428.0525 | 80.54% | 19.46% | 10099.4147 | 6373.4996 | 170.3101 | 15.543 | 290.487 | 676.8559 | 1048.9778 | 52.5007 | 12979.4096 | 50601.7604 | 255692.6264 | 319273.7964 | 1151694.6672 | 1473395.0759 | 3.504% | 1526900.9127
PARKING #95 | TERTIAIRE | PARKING | 43639.8963 | 2008 | 32415.0571 | 0 | 0 | 0 | 0 | 29890.6155 | 21040.9439 | 19161.494 | 2 | 15563.8288 | 19670.1072 | 23 | 0 | 0 | 0 | 0 | 0 | 0 | 65626.0667 | 2658.0851 | 362366.4071 | 1518.8817 | 7654.7029 | 0 | 79.862 | 0 | 174744.2261 | 883.2014 | 0 | 127875.7501 | 50.6% | 49.4% | 10471.7005 | 5154.7646 | 169.9814 | 25.6347 | 278.3321 | 603.8905 | 732.8982 | 59.0918 | 10446.867 | 31986.1324 | 232284.9701 | 274717.9694 | 925475.5207 | 1201988.1504 | 2.172% | 1228677.7265
PARKING #96 | TERTIAIRE | PARKING | 40401.2774 | 2015 | 22997.2403 | 0 | 0 | 0 | 0 | 28110.4041 | 26056.2482 | 29755.5947 | 2 | 23571.1273 | 26081.8385 | 14 | 0 | 0 | 0 | 0 | 0 | 0 | 68310.9831 | 3228.904 | 330722.6982 | 1353.6176 | 8196.2418 | 0 | 45.2794 | 0 | 202111.0269 | 799.5012 | 0 | 143652.3742 | 64.76% | 35.24% | 7731.4905 | 5927.4645 | 216.2526 | 19.5184 | 322.1781 | 578.7025 | 779.6867 | 55.8627 | 12877.9064 | 41795.2601 | 264688.8289 | 319361.9954 | 956796.858 | 1278992.4459 | 6.567% | 1368893.2887
PARKING #97 | TERTIAIRE | PARKING | 41543.4651 | 2015 | 31650.0988 | 0 | 0 | 0 | 0 | 25148.3641 | 29524.913 | 25019.2441 | 3 | 21991.3278 | 23597.8303 | 18 | 0 | 0 | 0 | 0 | 0 | 0 | 54472.7052 | 3987.71 | 527727.911 | 1225.9414 | 10102.0516 | 0 | 56.6788 | 0 | 165856.2252 | 907.3154 | 0 | 167637.5449 | 56.35% | 43.65% | 10976.1634 | 6381.3709 | 225.7267 | 21.1226 | 243.6411 | 587.8366 | 870.9383 | 64.2002 | 13901.3221 | 38827.3046 | 274099.8864 | 326828.5131 | 1144249.5896 | 1473999.8483 | 3.746% | 1531369.5047
PARKING #98 | TERTIAIRE | PARKING | 13121.2598 | 2010 | 7991.2807 | 0 | 0 | 0 | 0 | 9087.918 | 7787.5522 | 8287.7199 | 1 | 5536.7258 | 8336.2492 | 5 | 0 | 0 | 0 | 0 | 0 | 0 | 20292.3854 | 889.2634 | 121102.4599 | 470.1697 | 2394.6155 | 0 | 19.9355 | 0 | 45438.6335 | 276.733 | 0 | 41234.4555 | 82.54% | 17.46% | 2830.3866 | 2474.6948 | 58.4313 | 5.3765 | 98.099 | 177.2269 | 229.992 | 18.2474 | 3129.3789 | 12980.1414 | 72109.25 | 88218.7703 | 291680.0696 | 380713.8355 | 2.454% | 390292.7774
PARKING #99 | TERTIAIRE | PARKING | 29689.3878 | 2010 | 19958.7388 | 0 | 0 | 0 | 0 | 18745.4583 | 17364.1665 | 15638.3587 | 2 | 11583.0532 | 16677.2388 | 15 | 0 | 0 | 0 | 0 | 0 | 0 | 37806.8008 | 2836.3346 | 219769.9735 | 1123.911 | 6397.9539 | 0 | 41.549 | 0 | 120878.6603 | 488.2334 | 0 | 144141.304 | 43.05% | 56.95% | 6493.2442 | 5309.6787 | 116.4139 | 13.577 | 189.5522 | 413.4779 | 493.3321 | 48.317 | 8985.9877 | 24018.1155 | 169515.3809 | 202519.4841 | 663015.018 | 867327.164 | 1.985% | 884895.4873
PARKING #100 | TERTIAIRE | PARKING | 21523.9082 | 2019 | 15756.2882 | 0 | 0 | 0 | 0 | 18193.612 | 11918.0671 | 16784.7828 | 1 | 12395.9982 | 15606.7537 | 8 | 0 | 0 | 0 | 0 | 0 | 0 | 30404.84 | 1333.1447 | 227438.9618 | 942.6032 | 3408.9212 | 0 | 31.0587 | 0 | 97671.705 | 441.3125 | 0 | 79999.9563 | 86.96% | 13.04% | 4397.6667 | 3784.7242 | 86.3994 | 10.9082 | 153.1036 | 295.2735 | 557.1569 | 28.2441 | 6987.5035 | 21648.4149 | 115486.0894 | 144122.0078 | 553496.3319 | 698933.4352 | 4.947% | 735312.9536
PARKING #101 | TERTIAIRE | PARKING | 58227.3627 | 2016 | 47063.984 | 0 | 0 | 0 | 0 | 44028.678 | 30403.1652 | 27308.0547 | 3 | 27711.7273 | 28182.4825 | 21 | 0 | 0 | 0 | 0 | 0 | 0 | 85170.9934 | 4384.7522 | 641332.7643 | 2520.4673 | 10079.9703 | 0 | 68.4571 | 0 | 203564.7758 | 1140.4106 | 0 | 243499.8191 | 65.94% | 34.06% | 12023.6396 | 6912.7868 | 267.6176 | 28.2619 | 416.9907 | 946.5861 | 1139.8373 | 86.8039 | 21555.2558 | 79733.9817 | 329181.9012 | 430471.1387 | 1508845.6673 | 1942167.5648 | 3.859% | 2020129.7817
PARKING #102 | TERTIAIRE | PARKING | 48059.5106 | 2021 | 38415.8782 | 0 | 0 | 0 | 0 | 38811.4754 | 37359.7157 | 28195.0077 | 4 | 22357.0142 | 34341.3451 | 18 | 0 | 0 | 0 | 0 | 0 | 0 | 72496.1617 | 4495.0958 | 642119.258 | 1570.287 | 11174.8393 | 0 | 82.0786 | 0 | 278190.2653 | 667.4915 | 0 | 248305.4493 | 80.46% | 19.54% | 9286.9345 | 6189.7332 | 216.1462 | 24.0747 | 434.841 | 533.5518 | 1142.9002 | 62.7911 | 20603.5476 | 46375.7233 | 341765.4216 | 408744.6925 | 1532943.5089 | 1945425.0723 | 6.35% | 2077336.3369
PARKING #103 | TERTIAIRE | PARKING | 52566.6963 | 2011 | 31769.7709 | 0 | 0 | 0 | 0 | 35594.621 | 25972.8794 | 32229.9404 | 3 | 27833.2463 | 32908.841 | 25 | 0 | 0 | 0 | 0 | 0 | 0 | 89714.1685 | 5099.9056 | 565945.428 | 2096.4618 | 11533.4922 | 0 | 59.6342 | 0 | 173171.2914 | 1109.0247 | 0 | 267836.0527 | 67.03% | 32.97% | 11784.2444 | 9982.85 | 284.5104 | 25.4723 | 410.0804 | 700.7605 | 980.0049 | 95.305 | 16005.4219 | 45570.5177 | 322584.6709 | 384160.6105 | 1358065.6253 | 1744675.1793 | 0.7538% | 1757926.2239
PARKING #104 | TERTIAIRE | PARKING | 48880.1493 | 2022 | 50626.157 | 0 | 0 | 0 | 0 | 32265.6263 | 30762.7305 | 38419.9345 | 3 | 25415.7458 | 25822.5316 | 17 | 0 | 0 | 0 | 0 | 0 | 0 | 82364.9124 | 4110.1429 | 553974.3019 | 1488.8223 | 12741.6974 | 0 | 73.2151 | 0 | 226735.3557 | 715.9211 | 0 | 196807.6319 | 62.8% | 37.2% | 11556.0033 | 8532.7693 | 278.7856 | 20.9176 | 333.4458 | 627.0737 | 1006.9087 | 72.7603 | 19179.1947 | 64762.734 | 303495.7736 | 387437.7023 | 1364861.1045 | 1756530.4377 | 3.729% | 1824569.0453
PARKING #105 | TERTIAIRE | PARKING | 24023.8854 | 2010 | 20045.3207 | 0 | 0 | 0 | 0 | 15357.1358 | 10129.6853 | 14771.0097 | 1 | 10701.6621 | 13828.7368 | 9 | 0 | 0 | 0 | 0 | 0 | 0 | 26362.5561 | 2089.4898 | 265084.3976 | 995.0476 | 3888.8145 | 0 | 42.5178 | 0 | 118877.9107 | 421.9374 | 0 | 82698.8137 | 81.1% | 18.9% | 4842.0969 | 4011.4678 | 108.6306 | 11.627 | 191.995 | 289.3653 | 414.9634 | 43.3371 | 6464.9552 | 24762.7477 | 186841.437 | 218069.1399 | 615014.8597 | 834438.4381 | 4.446% | 873262.1251
PARKING #106 | TERTIAIRE | PARKING | 19580.933 | 2016 | 16409.6645 | 0 | 0 | 0 | 0 | 16425.5516 | 10107.8622 | 14561.4719 | 1 | 7594.6954 | 12705.811 | 9 | 0 | 0 | 0 | 0 | 0 | 0 | 23789.8172 | 1815.5907 | 211103.8979 | 664.2355 | 4854.1553 | 0 | 34.3354 | 0 | 80567.4901 | 307.2104 | 0 | 98695.3177 | 69.57% | 30.43% | 4410.1274 | 3702.1719 | 75.8733 | 8.3948 | 162.5698 | 224.7968 | 406.717 | 26.9024 | 5918.274 | 19551.7846 | 114401.2267 | 139871.2853 | 520777.9562 | 661609.7369 | 4.765% | 694710.0102
PARKING #107 | TERTIAIRE | PARKING | 41282.1961 | 2015 | 27242.3863 | 0 | 0 | 0 | 0 | 33633.0051 | 23490.5707 | 29451.8182 | 2 | 21034.7605 | 25204.39 | 15 | 0 | 0 | 0 | 0 | 0 | 0 | 66685.0169 | 2505.9589 | 484287.4749 | 1818.6402 | 8745.2333 | 0 | 64.4628 | 0 | 151231.8454 | 712.5086 | 0 | 192252.0675 | 77.03% | 22.97% | 9558.4104 | 7041.3508 | 156.3865 | 24.6795 | 242.0407 | 667.201 | 839.7379 | 62.4024 | 11975.6185 | 53529.621 | 223994.3111 | 289499.5506 | 1130515.8669 | 1422589.5955 | 2.216% | 1454826.1354
PARKING #108 | TERTIAIRE | PARKING | 20940.5584 | 2013 | 11845.2188 | 0 | 0 | 0 | 0 | 17156.0104 | 9033.9497 | 12704.3242 | 1 | 9624.7861 | 13133.4043 | 8 | 0 | 0 | 0 | 0 | 0 | 0 | 35553.1431 | 1528.3726 | 222832.0153 | 604.8762 | 3709.2507 | 0 | 32.3743 | 0 | 69049.7111 | 333.0475 | 0 | 77698.2325 | 48.38% | 51.62% | 4333.5511 | 3524.1588 | 110.154 | 11.8321 | 128.9687 | 254.3851 | 524.8442 | 32.8872 | 7364.9024 | 24838.74 | 133690.9984 | 165894.6408 | 514526.2927 | 681740.0141 | 4.195% | 711594.5561
PARKING #109 | TERTIAIRE | PARKING | 39461.0597 | 2008 | 21966.7324 | 0 | 0 | 0 | 0 | 22121.7861 | 21265.9766 | 19929.1199 | 2 | 13983.0319 | 19268.865 | 17 | 0 | 0 | 0 | 0 | 0 | 0 | 45090.6942 | 2806.6803 | 274026.488 | 1259.9827 | 5124.1124 | 0 | 61.109 | 0 | 122920.938 | 627.6042 | 0 | 145272.5022 | 58.54% | 41.46% | 9067.5456 | 6153.151 | 205.1408 | 21.9405 | 352.7396 | 667.1027 | 808.7698 | 49.487 | 10040.8878 | 44557.8983 | 253515.3864 | 308114.1725 | 764380.5152 | 1074105.0827 | 0.7228% | 1081924.7833
PARKING #110 | TERTIAIRE | PARKING | 20520.3648 | 2017 | 18770.463 | 0 | 0 | 0 | 0 | 14860.2661 | 14892.9329 | 13529.3373 | 1 | 9385.6949 | 15331.1921 | 8 | 0 | 0 | 0 | 0 | 0 | 0 | 25124.4721 | 1511.758 | 259796.4527 | 665.2182 | 3651.3015 | 0 | 34.4571 | 0 | 105601.7448 | 447.0003 | 0 | 81505.0435 | 78.94% | 21.06% | 4176.3896 | 3307.9814 | 81.9034 | 8.7239 | 161.2386 | 286.2546 | 484.9829 | 29.0543 | 7407.0915 | 22639.0573 | 107152.0553 | 137198.2041 | 593355.1153 | 732018.909 | 4.865% | 769449.7745
PARKING #111 | TERTIAIRE | PARKING | 51683.3018 | 2014 | 33195.8067 | 0 | 0 | 0 | 0 | 28835.5529 | 25738.1752 | 34702.0703 | 3 | 25106.4344 | 25138.1536 | 19 | 0 | 0 | 0 | 0 | 0 | 0 | 82236.4746 | 4310.1327 | 511371.2675 | 2334.7789 | 7682.2116 | 0 | 57.484 | 0 | 281779.4992 | 1059.3873 | 0 | 171299.6191 | 47.73% | 52.27% | 10874.942 | 9178.6135 | 270.1979 | 21.0321 | 343.5357 | 836.606 | 831.5294 | 87.7429 | 16138.5602 | 67670.0744 | 376622.6495 | 460431.2842 | 1317299.723 | 1781248.4961 | 1.297% | 1804662.1493
PARKING #112 | TERTIAIRE | PARKING | 47621.3792 | 2009 | 37508.5733 | 0 | 0 | 0 | 0 | 28440.6719 | 20407.1268 | 27483.9629 | 3 | 22694.4121 | 27633.1024 | 22 | 0 | 0 | 0 | 0 | 0 | 0 | 49262.5076 | 4557.2502 | 545900.9614 | 2209.2724 | 8114.3364 | 0 | 75.0797 | 0 | 176700.3765 | 875.7787 | 0 | 203272.0441 | 66.81% | 33.19% | 10271.9244 | 8721.2535 | 245.803 | 21.2783 | 356.2476 | 677.8974 | 968.7258 | 57.9249 | 16578.7819 | 53165.531 | 348874.4795 | 418618.7924 | 1223511.5201 | 1645334.0561 | 5.375% | 1738789.8762
PARKING #113 | TERTIAIRE | PARKING | 39562.5311 | 2013 | 30855.6972 | 0 | 0 | 0 | 0 | 23734.414 | 20274.7306 | 22786.8321 | 3 | 19583.4716 | 18790.2374 | 14 | 0 | 0 | 0 | 0 | 0 | 0 | 54836.2836 | 3029.5704 | 315080.7719 | 1419.519 | 8699.8147 | 0 | 52.5814 | 0 | 200875.2805 | 849.1655 | 0 | 147024.1943 | 71.2% | 28.8% | 10841.7839 | 5229.3501 | 182.8081 | 19.3199 | 325.9 | 544.6698 | 742.0427 | 65.9905 | 11194.8645 | 46116.4169 | 258653.0716 | 315964.3529 | 924906.0409 | 1243457.3501 | 5.108% | 1310397.0891
PARKING #114 | TERTIAIRE | PARKING | 56713.9195 | 2015 | 48532.2245 | 0 | 0 | 0 | 0 | 36634.7013 | 39855.2449 | 30274.3707 | 3 | 26830.7715 | 38325.8659 | 21 | 0 | 0 | 0 | 0 | 0 | 0 | 79517.8859 | 4712.5134 | 537890.8318 | 2387.0976 | 9082.0476 | 0 | 80.8343 | 0 | 192122.4303 | 974.4905 | 0 | 211973.0087 | 79.54% | 20.46% | 11768.0596 | 8290.1175 | 319.6754 | 30.3009 | 408.9467 | 686.1696 | 1262.3584 | 66.1366 | 14483.7076 | 55297.3432 | 362672.6729 | 432453.7237 | 1317902.5159 | 1753281.2957 | 5.772% | 1860673.6274
PARKING #115 | TERTIAIRE | PARKING | 22640.3557 | 2009 | 14800.1382 | 0 | 0 | 0 | 0 | 16513.983 | 10511.0084 | 9685.237 | 2 | 9554.719 | 10734.6084 | 11 | 0 | 0 | 0 | 0 | 0 | 0 | 35732.319 | 1447.2563 | 206289.7018 | 719.34 | 3542.0579 | 0 | 32.7009 | 0 | 99030.1872 | 419.026 | 0 | 89212.1534 | 72.05% | 27.95% | 4947.6799 | 3577.6497 | 88.0056 | 13.2449 | 184.1472 | 324.7885 | 505.2559 | 38.0459 | 7427.2697 | 26023.522 | 164112.845 | 197563.6367 | 545590.6588 | 744127.3873 | 5.476% | 787235.9306
PARKING #116 | TERTIAIRE | PARKING | 57345.9325 | 2022 | 47347.7494 | 0 | 0 | 0 | 0 | 58435.1623 | 45385.4243 | 30852.5608 | 4 | 26522.9009 | 34132.3159 | 23 | 0 | 0 | 0 | 0 | 0 | 0 | 107182.769 | 4534.9773 | 672845.0888 | 2327.8239 | 13841.1577 | 0 | 63.6803 | 0 | 237617.3782 | 803.7451 | 0 | 287122.388 | 78.67% | 21.33% | 12319.5678 | 8207.1039 | 303.3093 | 22.0726 | 382.0701 | 709.218 | 1021.0073 | 93.2945 | 21079.4708 | 63201.4904 | 352872.5647 | 437153.5258 | 1663880.4578 | 2105101.059 | 5.604% | 2230074.9694
PARKING #117 | TERTIAIRE | PARKING | 19457.1547 | 2016 | 17766.4535 | 0 | 0 | 0 | 0 | 12745.301 | 9941.9058 | 14180.9215 | 1 | 9056.5359 | 11447.8527 | 8 | 0 | 0 | 0 | 0 | 0 | 0 | 34604.8863 | 1387.1935 | 251962.1549 | 699.374 | 3388.4977 | 0 | 33.8876 | 0 | 97346.2378 | 363.0118 | 0 | 96593.6123 | 76.65% | 23.35% | 3974.799 | 3231.9006 | 111.2361 | 11.2749 | 168.5253 | 270.5054 | 360.5755 | 27.8592 | 6933.2089 | 25822.6157 | 126240.1602 | 158995.9847 | 595951.864 | 756359.643 | 2.407% | 775015.2405
PARKING #118 | TERTIAIRE | PARKING | 27754.3025 | 2022 | 22244.541 | 0 | 0 | 0 | 0 | 25178.7226 | 20460.411 | 17908.3326 | 1 | 16810.8736 | 16373.4561 | 11 | 0 | 0 | 0 | 0 | 0 | 0 | 38863.8057 | 2377.8548 | 328400.0618 | 1147.425 | 4867.3619 | 0 | 49.7313 | 0 | 137838.512 | 562.9643 | 0 | 176355.3882 | 57.8% | 42.2% | 7727.2134 | 3759.8801 | 132.0087 | 10.7347 | 216.2795 | 439.1597 | 566.7275 | 51.583 | 12259.2303 | 38449.4154 | 216650.7104 | 267359.3561 | 865248.1004 | 1134924.943 | 6.043% | 1207916.4027
PARKING #119 | TERTIAIRE | PARKING | 42854.3473 | 2020 | 36969.1183 | 0 | 0 | 0 | 0 | 40396.5731 | 22950.957 | 20990.1713 | 3 | 21950.0947 | 29677.1654 | 21 | 0 | 0 | 0 | 0 | 0 | 0 | 63063.7723 | 4035.567 | 571696.9979 | 1572.3071 | 7805.1197 | 0 | 66.5678 | 0 | 206822.3819 | 710.6775 | 0 | 175974.8506 | 81.57% | 18.43% | 12315.6617 | 7477.5938 | 225.8114 | 20.2084 | 370.1975 | 629.2227 | 873.4866 | 54.2997 | 17508.0949 | 58841.8611 | 286856.5437 | 363206.4997 | 1288473.3609 | 1654817.5258 | 1.212% | 1675125.3947
PARKING #120 | TERTIAIRE | PARKING | 63709.5425 | 2014 | 38743.8514 | 0 | 0 | 0 | 0 | 36673.2224 | 30776.8531 | 44062.1507 | 4 | 28747.0659 | 38861.2003 | 33 | 0 | 0 | 0 | 0 | 0 | 0 | 78041.9053 | 4594.2722 | 547340.6039 | 2961.3901 | 13536.8695 | 0 | 83.3382 | 0 | 331323.5855 | 1130.5513 | 0 | 257828.0734 | 55.62% | 44.38% | 16830.5647 | 8035.6392 | 245.9544 | 32.5992 | 418.6283 | 921.3705 | 1184.2806 | 112.6545 | 18611.4859 | 61428.2022 | 350634.1142 | 430673.8023 | 1520088.3876 | 1955413.6976 | 5.409% | 2067225.4903
PARKING #121 | TERTIAIRE | PARKING | 24498.2446 | 2013 | 20063.1116 | 0 | 0 | 0 | 0 | 19204.8015 | 14402.6565 | 14740.1761 | 2 | 10031.4932 | 14558.7718 | 12 | 0 | 0 | 0 | 0 | 0 | 0 | 34147.7691 | 1797.901 | 199326.492 | 804.7008 | 4328.2129 | 0 | 28.6951 | 0 | 92730.4628 | 372.0171 | 0 | 105087.5585 | 75.97% | 24.03% | 4968.834 | 3797.643 | 86.891 | 12.1139 | 222.5781 | 296.7168 | 515.8427 | 44.7847 | 6497.1017 | 32315.023 | 145828.5472 | 184640.6719 | 566197.5925 | 751939.3838 | 5.145% | 792723.3709
PARKING #122 | TERTIAIRE | PARKING | 23948.4128 | 2008 | 18650.2468 | 0 | 0 | 0 | 0 | 12355.6814 | 9187.9414 | 13457.9255 | 1 | 11337.4292 | 9011.9502 | 9 | 0 | 0 | 0 | 0 | 0 | 0 | 37738.9791 | 1726.1704 | 194473.3885 | 693.2984 | 3575.6368 | 0 | 37.5349 | 0 | 109834.9041 | 381.6242 | 0 | 85904.7085 | 80.26% | 19.74% | 5882.4021 | 3656.7945 | 86.9596 | 13.9533 | 155.3482 | 289.5055 | 521.4467 | 27.8758 | 7216.8998 | 26966.4708 | 165150.5257 | 199333.8963 | 544668.9161 | 745492.8269 | 1.989% | 760621.09
PARKING #123 | TERTIAIRE | PARKING | 26730.5918 | 2019 | 24516.7518 | 0 | 0 | 0 | 0 | 16152.4834 | 15991.9589 | 20394.3653 | 1 | 17473.2662 | 12751.2368 | 11 | 0 | 0 | 0 | 0 | 0 | 0 | 48639.8314 | 2386.405 | 243574.3404 | 1144.1829 | 6355.0031 | 0 | 41.1366 | 0 | 126747.1277 | 403.9022 | 0 | 109481.1458 | 88.19% | 11.81% | 5150.1997 | 4598.1519 | 92.5719 | 15.6363 | 173.5129 | 354.9912 | 558.5282 | 32.6861 | 8584.8193 | 30622.3435 | 169370.3665 | 208577.5293 | 682220.8235 | 892393.399 | 1.773% | 908504.4508
PARKING #124 | TERTIAIRE | PARKING | 43967.5884 | 2010 | 30509.0713 | 0 | 0 | 0 | 0 | 28107.9706 | 23920.9745 | 23852.3435 | 2 | 22018.291 | 21894.2631 | 16 | 0 | 0 | 0 | 0 | 0 | 0 | 65009.0912 | 3798.173 | 345602.1667 | 1427.6842 | 7986.1211 | 0 | 79.6182 | 0 | 163158.9038 | 718.6644 | 0 | 192114.2884 | 42.4% | 57.6% | 12255.0149 | 6168.0818 | 240.3246 | 20.5561 | 401.0785 | 632.4175 | 845.3742 | 56.5566 | 12271.2824 | 49126.4189 | 342523.3709 | 403921.0722 | 989695.9979 | 1396360.1072 | 1.118% | 1412154.6892
PARKING #125 | TERTIAIRE | PARKING | 36411.1495 | 2021 | 33395.871 | 0 | 0 | 0 | 0 | 23645.3644 | 21737.6158 | 29753.154 | 2 | 20878.4506 | 22486.2661 | 18 | 0 | 0 | 0 | 0 | 0 | 0 | 72902.3955 | 3462.2562 | 419525.3724 | 1503.4233 | 8051.768 | 0 | 64.6408 | 0 | 224659.5908 | 763.8042 | 0 | 213141.1816 | 66.58% | 33.42% | 10132.7002 | 6099.3789 | 191.0427 | 16.5227 | 256.419 | 561.7321 | 732.4176 | 50.9472 | 14859.7082 | 47458.2024 | 259425.2479 | 321743.1585 | 1158230.2624 | 1482794.3406 | 3.06% | 1529604.4221
PARKING #126 | TERTIAIRE | PARKING | 30962.9418 | 2020 | 28657.6435 | 0 | 0 | 0 | 0 | 25775.4302 | 22399.4016 | 18974.6599 | 2 | 13150.8098 | 19825.8201 | 14 | 0 | 0 | 0 | 0 | 0 | 0 | 41356.5645 | 2156.3658 | 354558.2417 | 1220.4199 | 8142.0404 | 0 | 55.4811 | 0 | 185743.0306 | 500.6031 | 0 | 134416.5062 | 87.98% | 12.02% | 7743.8429 | 3890.7034 | 142.2848 | 17.8149 | 244.8595 | 529.1322 | 666.9003 | 53.3946 | 9998.1136 | 40409.9695 | 236351.6695 | 286759.7526 | 909601.7086 | 1198041.051 | 5.864% | 1272673.1263
PARKING #127 | TERTIAIRE | PARKING | 36073.5388 | 2008 | 20162.2014 | 0 | 0 | 0 | 0 | 26769.3906 | 16736.4545 | 19822.3641 | 2 | 14508.8367 | 16551.2283 | 17 | 0 | 0 | 0 | 0 | 0 | 0 | 38288.307 | 3065.8252 | 355912.954 | 1470.941 | 5854.0547 | 0 | 56.5566 | 0 | 114851.706 | 567.1111 | 0 | 165844.1461 | 50.51% | 49.49% | 7510.2145 | 5424.3331 | 161.6689 | 16.1984 | 307.3968 | 583.8803 | 718.729 | 66.7445 | 9079.8352 | 28676.1291 | 232459.2926 | 270215.2569 | 838633.3029 | 1110862.9282 | 4.89% | 1167979.6124
PARKING #128 | TERTIAIRE | PARKING | 43569.2991 | 2015 | 31906.8322 | 0 | 0 | 0 | 0 | 25779.622 | 22943.1155 | 30562.6079 | 2 | 24282.0296 | 30472.1897 | 24 | 0 | 0 | 0 | 0 | 0 | 0 | 52315.3879 | 2805.8097 | 375611.7798 | 1923.3618 | 6400.6726 | 0 | 53.6795 | 0 | 233494.736 | 838.4292 | 0 | 166246.7325 | 46.57% | 53.43% | 12097.7447 | 6182.5421 | 183.5291 | 24.955 | 377.8406 | 454.3724 | 776.7194 | 73.3509 | 17288.2633 | 59068.7118 | 318123.752 | 394480.7271 | 1069571.2394 | 1467353.3588 | 5.96% | 1560349.3009
PARKING #129 | TERTIAIRE | PARKING | 16481.207 | 2019 | 14286.9057 | 0 | 0 | 0 | 0 | 15295.9921 | 10369.6456 | 12652.1433 | 1 | 7653.4956 | 9582.121 | 7 | 0 | 0 | 0 | 0 | 0 | 0 | 33247.6185 | 1306.7449 | 143511.5589 | 633.5853 | 3675.7495 | 0 | 28.8843 | 0 | 98363.2361 | 261.6922 | 0 | 64934.6576 | 70.68% | 29.32% | 3035.8918 | 2252.4088 | 58.8938 | 8.2931 | 119.9207 | 225.5198 | 340.2494 | 27.2012 | 6379.7207 | 19256.7198 | 100378.9259 | 126015.3663 | 439031.9074 | 566197.5997 | 1.886% | 577079.463
PARKING #130 | TERTIAIRE | PARKING | 64533.6018 | 2020 | 55711.3561 | 0 | 0 | 0 | 0 | 48451.5507 | 35958.2253 | 35018.5264 | 5 | 39437.025 | 46454.2581 | 32 | 0 | 0 | 0 | 0 | 0 | 0 | 113308.2129 | 4348.6551 | 628019.9846 | 2709.8637 | 12604.0236 | 0 | 98.1768 | 0 | 304726.9221 | 861.7367 | 0 | 299245.6927 | 76.56% | 23.44% | 12798.8165 | 9949.8774 | 223.4949 | 25.8759 | 477.1928 | 1019.215 | 1075.2589 | 116.3413 | 18166.0932 | 65835.4949 | 313429.0423 | 397430.6304 | 1706245.3952 | 2107207.0589 | 1.196% | 2132725.0691
PARKING #131 | TERTIAIRE | PARKING | 34144.8553 | 2017 | 31518.1867 | 0 | 0 | 0 | 0 | 19911.2092 | 22148.8791 | 25527.8007 | 2 | 16703.748 | 21334.5925 | 14 | 0 | 0 | 0 | 0 | 0 | 0 | 60769.3336 | 3420.0046 | 322855.2206 | 1125.2694 | 5861.6151 | 0 | 49.8101 | 0 | 169406.4118 | 669.1596 | 0 | 145812.1087 | 59.02% | 40.98% | 8533.1959 | 5868.5142 | 139.5668 | 13.8444 | 320.319 | 509.4079 | 721.5898 | 50.7387 | 9943.4887 | 48766.0244 | 255844.8309 | 314554.344 | 898708.5856 | 1215479.6423 | 5.205% | 1282221.6585
PARKING #132 | TERTIAIRE | PARKING | 26429.8689 | 2020 | 19200.8077 | 0 | 0 | 0 | 0 | 19035.0716 | 18077.9823 | 14837.6434 | 1 | 17809.2279 | 16062.185 | 12 | 0 | 0 | 0 | 0 | 0 | 0 | 38704.3459 | 1839.1867 | 341476.9251 | 1017.382 | 6995.4195 | 0 | 42.3838 | 0 | 157556.0876 | 491.4459 | 0 | 144652.5577 | 76.83% | 23.17% | 6235.0671 | 4437.051 | 135.7922 | 10.6009 | 251.7749 | 396.9874 | 451.9818 | 48.794 | 9164.7047 | 32307.9533 | 196716.773 | 238189.431 | 847567.4562 | 1087982.9051 | 3.199% | 1123943.1364
PARKING #133 | TERTIAIRE | PARKING | 18389.2443 | 2020 | 14981.7856 | 0 | 0 | 0 | 0 | 12341.8485 | 9981.9752 | 10276.2801 | 1 | 8558.3493 | 10272.0457 | 10 | 0 | 0 | 0 | 0 | 0 | 0 | 23338.3741 | 1189.6875 | 175731.3048 | 636.1802 | 3004.6702 | 0 | 25.0737 | 0 | 92665.6554 | 281.4628 | 0 | 86446.1167 | 41.7% | 58.3% | 5439.4823 | 2661.1206 | 100.5525 | 7.1033 | 119.3235 | 257.0868 | 453.5692 | 34.385 | 5017.2831 | 17905.5283 | 124496.4597 | 147419.271 | 473844.7426 | 622571.8296 | 3.628% | 646007.0077
PARKING #134 | TERTIAIRE | PARKING | 27312.6943 | 2018 | 20652.1592 | 0 | 0 | 0 | 0 | 23963.5268 | 13772.3046 | 17800.205 | 2 | 12254.5294 | 17751.0268 | 14 | 0 | 0 | 0 | 0 | 0 | 0 | 51092.3446 | 2068.7682 | 266296.5203 | 980.9063 | 5832.169 | 0 | 34.6512 | 0 | 128114.5348 | 463.6595 | 0 | 150295.6647 | 56.21% | 43.79% | 7070.1616 | 3182.0139 | 149.3215 | 12.9847 | 175.6127 | 345.9592 | 674.2753 | 49.5206 | 11576.6843 | 27626.0858 | 156849.682 | 196052.4521 | 749138.8608 | 947180.3714 | 2.229% | 968778.9689
PARKING #135 | TERTIAIRE | PARKING | 13737.5428 | 2011 | 7424.7036 | 0 | 0 | 0 | 0 | 11011.6734 | 8180.4693 | 6479.2369 | 1 | 7673.8218 | 7127.1801 | 7 | 0 | 0 | 0 | 0 | 0 | 0 | 16969.9916 | 924.6578 | 158003.4368 | 618.9452 | 2693.2618 | 0 | 20.8389 | 0 | 65138.6827 | 222.2677 | 0 | 53771.6985 | 75.22% | 24.78% | 2754.0946 | 1740.9378 | 76.3894 | 7.2142 | 111.7885 | 210.5689 | 247.6067 | 21.8105 | 4732.1207 | 15935.1564 | 67804.2693 | 88471.5465 | 369911.2292 | 459144.1678 | 1.289% | 465138.8549
PARKING #136 | TERTIAIRE | PARKING | 15901.4372 | 2022 | 10638.678 | 0 | 0 | 0 | 0 | 13539.4635 | 11446.0452 | 9982.5066 | 1 | 9045.3647 | 10875.3028 | 8 | 0 | 0 | 0 | 0 | 0 | 0 | 23056.4268 | 1482.5559 | 238636.9762 | 702.5899 | 2901.1313 | 0 | 17.6189 | 0 | 95955.5146 | 210.5303 | 0 | 80928.0041 | 68.39% | 31.61% | 3089.8361 | 2743.646 | 66.0657 | 6.2778 | 102.8372 | 189.6852 | 330.0295 | 24.0417 | 5111.2544 | 19261.0514 | 90450.5214 | 114822.8272 | 537415.7882 | 653543.2653 | 2.862% | 672798.4738
PARKING #137 | TERTIAIRE | PARKING | 46479.4114 | 2018 | 41580.1452 | 0 | 0 | 0 | 0 | 43265.0567 | 31581.7166 | 25998.2562 | 3 | 29236.8462 | 22994.1914 | 26 | 0 | 0 | 0 | 0 | 0 | 0 | 67224.0756 | 3443.7782 | 461738.9311 | 1921.7538 | 11904.097 | 0 | 62.4462 | 0 | 277474.003 | 932.6249 | 0 | 175039.2438 | 72.29% | 27.71% | 9244.3061 | 5336.222 | 263.2414 | 25.7548 | 290.7289 | 532.8752 | 1185.3989 | 62.3349 | 18791.9051 | 56119.9277 | 360920.3309 | 435832.1637 | 1277329.6477 | 1715710.2898 | 3.804% | 1783554.7927
PARKING #138 | TERTIAIRE | PARKING | 50703.4208 | 2017 | 37332.0607 | 0 | 0 | 0 | 0 | 43206.479 | 34814.3904 | 38501.3517 | 4 | 21987.2059 | 29966.1327 | 24 | 0 | 0 | 0 | 0 | 0 | 0 | 99148.4593 | 3786.4348 | 500058.9269 | 1768.354 | 10423.8471 | 0 | 88.6324 | 0 | 295100.8175 | 841.1232 | 0 | 292576.1143 | 71.25% | 28.75% | 14895.4275 | 5851.7874 | 207.3973 | 29.4518 | 342.5238 | 714.5684 | 1193.046 | 65.7103 | 19584.7459 | 61830.3016 | 242226.2929 | 323641.3403 | 1490530.599 | 1817661.5423 | 6.838% | 1951079.027
PARKING #139 | TERTIAIRE | PARKING | 51985.2114 | 2016 | 43422.1896 | 0 | 0 | 0 | 0 | 40297.9466 | 26460.9103 | 37671.5308 | 3 | 25228.2554 | 23832.9281 | 19 | 0 | 0 | 0 | 0 | 0 | 0 | 95061.7098 | 3858.8684 | 506839.1699 | 1938.1251 | 8131.6721 | 0 | 63.0478 | 0 | 292809.591 | 1002.3161 | 0 | 284640.6131 | 69.22% | 30.78% | 12892.4645 | 7180.6656 | 211.0836 | 24.4349 | 314.0253 | 677.0597 | 1351.0054 | 79.2599 | 19000.6049 | 51038.405 | 323086.0442 | 393125.0541 | 1466228.6359 | 1862830.8467 | 4.805% | 1956861.523
PARKING #140 | TERTIAIRE | PARKING | 64447.774 | 2015 | 37997.266 | 0 | 0 | 0 | 0 | 53661.5595 | 41252.864 | 31483.4083 | 3 | 36561.1389 | 39218.6015 | 30 | 0 | 0 | 0 | 0 | 0 | 0 | 86649.8895 | 4103.3757 | 609435.0844 | 2319.4488 | 13120.9143 | 0 | 99.6953 | 0 | 316401.7756 | 1173.9291 | 0 | 289794.5516 | 78.54% | 21.46% | 13165.348 | 8101.5651 | 332.3154 | 36.0359 | 493.782 | 1056.0127 | 1056.6463 | 94.4882 | 25504.1135 | 81313.4267 | 317610.6965 | 424428.2367 | 1675151.6492 | 2103269.8248 | 3.61% | 2182052.6554
PARKING #141 | TERTIAIRE | PARKING | 14410.3507 | 2017 | 10391.0549 | 0 | 0 | 0 | 0 | 11482.9696 | 7524.952 | 7992.6544 | 1 | 5818.4312 | 8604.4868 | 7 | 0 | 0 | 0 | 0 | 0 | 0 | 23451.678 | 1392.6921 | 119453.0113 | 613.5852 | 3646.8025 | 0 | 16.9325 | 0 | 53010.8265 | 275.4315 | 0 | 68448.02 | 45.09% | 54.91% | 3174.989 | 2563.7206 | 75.981 | 5.5693 | 134.9921 | 229.0584 | 255.7995 | 19.2427 | 4804.9027 | 19656.2552 | 113151.5653 | 137612.7231 | 344873.6725 | 483248.6084 | 4.311% | 505022.4443
PARKING #142 | TERTIAIRE | PARKING | 15058.6776 | 2020 | 13179.7652 | 0 | 0 | 0 | 0 | 11306.0482 | 8405.3891 | 7864.1653 | 1 | 6819.1626 | 9965.2511 | 6 | 0 | 0 | 0 | 0 | 0 | 0 | 21354.0993 | 1327.3952 | 189338.9475 | 642.9651 | 2772.8322 | 0 | 20.1682 | 0 | 63846.6588 | 291.1764 | 0 | 72053.9539 | 59.4% | 40.6% | 3209.361 | 2647.1214 | 82.6273 | 8.4331 | 132.8045 | 190.8403 | 352.9366 | 28.2558 | 5287.8819 | 14394.9278 | 102766.6898 | 122449.4995 | 430021.3002 | 553255.2286 | 0.5847% | 556509.3139
PARKING #143 | TERTIAIRE | PARKING | 64100.0483 | 2022 | 57177.8342 | 0 | 0 | 0 | 0 | 47619.4474 | 40351.6528 | 51222.9448 | 3 | 28386.5417 | 34614.0514 | 23 | 0 | 0 | 0 | 0 | 0 | 0 | 118076.3687 | 3917.0586 | 826488.1102 | 2918.6905 | 14410.0654 | 0 | 103.063 | 0 | 326855.3813 | 1148.8071 | 0 | 405908.1043 | 87.2% | 12.8% | 18780.6538 | 10273.5119 | 281.9828 | 27.8994 | 476.849 | 925.5295 | 1129.025 | 108.9339 | 19932.7216 | 63376.3128 | 324930.1733 | 408239.2078 | 2050502.3384 | 2463018.3756 | 4.782% | 2586704.7776
PARKING #144 | TERTIAIRE | PARKING | 37645.8454 | 2012 | 22345.0514 | 0 | 0 | 0 | 0 | 26438.1287 | 18863.7679 | 22338.7408 | 2 | 14410.968 | 25191.1174 | 21 | 0 | 0 | 0 | 0 | 0 | 0 | 41600.2824 | 2573.8778 | 465030.2563 | 1450.5362 | 6402.8678 | 0 | 66.7774 | 0 | 155902.6575 | 786.2969 | 0 | 124202.3288 | 72.19% | 27.81% | 10627.4226 | 6847.6474 | 158.5631 | 21.0323 | 266.1751 | 590.0938 | 822.3705 | 45.0521 | 13870.3514 | 40701.1826 | 205335.4625 | 259906.9965 | 978743.1604 | 1241018.6572 | 4.075% | 1293737.1199
PARKING #145 | TERTIAIRE | PARKING | 22980.7723 | 2023 | 16177.8418 | 0 | 0 | 0 | 0 | 21740.1787 | 17709.4416 | 14596.8268 | 1 | 11012.9562 | 16323.9843 | 8 | 0 | 0 | 0 | 0 | 0 | 0 | 48557.8883 | 2006.4377 | 236031.4335 | 796.3874 | 5891.062 | 0 | 41.1524 | 0 | 145968.9632 | 417.4873 | 0 | 118970.7176 | 85.87% | 14.13% | 4970.0856 | 4052.6538 | 83.1074 | 11.8899 | 193.9503 | 281.8148 | 369.5588 | 43.1176 | 6751.8652 | 28463.3143 | 144016.5607 | 179231.7401 | 691616.0787 | 872254.1363 | 3.426% | 903197.9462
PARKING #146 | TERTIAIRE | PARKING | 42202.1737 | 2009 | 26203.7125 | 0 | 0 | 0 | 0 | 29087.9355 | 25136.2078 | 21325.1809 | 2 | 20167.1099 | 22583.3227 | 15 | 0 | 0 | 0 | 0 | 0 | 0 | 58458.8435 | 3958.8019 | 473386.9208 | 1209.4111 | 7672.1442 | 0 | 66.6416 | 0 | 186788.007 | 787.2145 | 0 | 189664.0588 | 57.18% | 42.82% | 10212.5761 | 6145.9375 | 180.6648 | 21.914 | 371.5445 | 667.7335 | 1004.421 | 52.8782 | 9753.7558 | 42110.1085 | 333743.4829 | 385607.3473 | 1123729.3472 | 1511126.3159 | 5.155% | 1593262.1019
PARKING #147 | TERTIAIRE | PARKING | 60316.105 | 2017 | 58670.9134 | 0 | 0 | 0 | 0 | 42237.1499 | 33480.4899 | 41548.7958 | 4 | 35187.9535 | 38253.6785 | 28 | 0 | 0 | 0 | 0 | 0 | 0 | 93124.132 | 3694.9521 | 572046.4943 | 2588.5658 | 11631.3055 | 0 | 105.7245 | 0 | 262190.9956 | 1162.0045 | 0 | 323159.6904 | 86.37% | 13.63% | 16819.0349 | 10025.0946 | 327.0549 | 35.5164 | 416.5866 | 651.1501 | 1303.1145 | 113.5386 | 15741.5158 | 54729.0012 | 403424.3219 | 473894.8389 | 1580636.7235 | 2057700.229 | 5.694% | 2181936.375
PARKING #148 | TERTIAIRE | PARKING | 45985.2072 | 2018 | 34029.6324 | 0 | 0 | 0 | 0 | 36817.3554 | 24521.1862 | 35732.0776 | 3 | 26436.6092 | 25424.0336 | 22 | 0 | 0 | 0 | 0 | 0 | 0 | 71321.7484 | 2855.5684 | 612631.1796 | 1539.1219 | 11348.1906 | 0 | 76.7897 | 0 | 254021.8744 | 985.67 | 0 | 207636.5316 | 69.25% | 30.75% | 8793.5196 | 5582.6711 | 250.6325 | 23.3497 | 395.06 | 719.3742 | 804.4931 | 79.4623 | 16640.5496 | 44292.0323 | 276304.1828 | 337236.7647 | 1409959.9327 | 1750318.7912 | 4.701% | 1836663.2849
PARKING #149 | TERTIAIRE | PARKING | 46903.7868 | 2017 | 44480.7252 | 0 | 0 | 0 | 0 | 36814.0344 | 23197.7006 | 29257.4338 | 3 | 27230.955 | 29194.7952 | 19 | 0 | 0 | 0 | 0 | 0 | 0 | 69771.2114 | 3431.9391 | 495507.844 | 2034.4298 | 9872.9761 | 0 | 72.2266 | 0 | 171034.428 | 955.8396 | 0 | 259172.8312 | 70.34% | 29.66% | 13934.6127 | 6820.6591 | 176.3729 | 22.0121 | 320.3745 | 651.455 | 996.742 | 64.2006 | 12378.5947 | 58745.5315 | 370147.674 | 441271.8002 | 1272118.3203 | 1716724.5458 | 4.253% | 1792984.3876
PARKING #150 | TERTIAIRE | PARKING | 22909.4121 | 2020 | 20797.1829 | 0 | 0 | 0 | 0 | 14098.904 | 17790.173 | 17990.382 | 2 | 11178.1101 | 13925.7697 | 13 | 0 | 0 | 0 | 0 | 0 | 0 | 42756.5955 | 1942.3278 | 239080.0136 | 1009.343 | 5921.9363 | 0 | 26.4542 | 0 | 85487.3315 | 311.8474 | 0 | 100868.5542 | 80.75% | 19.25% | 5135.2994 | 2728.7625 | 119.3464 | 12.7654 | 199.3971 | 365.1142 | 456.1183 | 38.4816 | 8032.6984 | 31437.4521 | 121835.5916 | 161305.742 | 608246.1667 | 771385.0208 | 6.294% | 823199.4914
PARKING #151 | TERTIAIRE | PARKING | 37040.9685 | 2021 | 31300.61 | 0 | 0 | 0 | 0 | 26160.7134 | 20376.4614 | 29351.7166 | 2 | 23466.2493 | 27028.6927 | 14 | 0 | 0 | 0 | 0 | 0 | 0 | 57761.2972 | 3204.372 | 450762.1351 | 1325.421 | 6621.2436 | 0 | 47.9821 | 0 | 162435.4898 | 673.3109 | 0 | 150187.2728 | 73.26% | 26.74% | 9244.3491 | 5730.1319 | 136.7745 | 16.73 | 246.1371 | 458.669 | 915.5537 | 52.323 | 11721.4157 | 40479.6732 | 190865.2095 | 243066.2984 | 1033192.5714 | 1278979.2333 | 0.9419% | 1291140.2558
PARKING #152 | TERTIAIRE | PARKING | 59287.2854 | 2014 | 38231.9376 | 0 | 0 | 0 | 0 | 44998.2602 | 39829.3705 | 41289.6434 | 4 | 27306.9755 | 32999.7943 | 21 | 0 | 0 | 0 | 0 | 0 | 0 | 100780.7943 | 5831.6546 | 757961.0686 | 2437.4142 | 11024.9346 | 0 | 74.915 | 0 | 221877.8051 | 1134.8783 | 0 | 234823.4451 | 77.95% | 22.05% | 17265.6448 | 7501.0032 | 279.2538 | 28.3768 | 474.0565 | 779.7577 | 1046.3535 | 107.1676 | 19907.546 | 57507.4572 | 291752.2324 | 369167.2356 | 1636207.7838 | 2009418.552 | 1.249% | 2034837.7244
PARKING #153 | TERTIAIRE | PARKING | 50103.0859 | 2014 | 29577.0448 | 0 | 0 | 0 | 0 | 36120.2799 | 28989.8701 | 32095.5013 | 2 | 22871.5059 | 23014.7892 | 27 | 0 | 0 | 0 | 0 | 0 | 0 | 83552.759 | 5007.8611 | 504521.0512 | 1632.197 | 8355.3719 | 0 | 68.4092 | 0 | 210416.8171 | 876.8072 | 0 | 182786.8753 | 71.9% | 28.1% | 11806.3256 | 7449.6795 | 261.255 | 24.6501 | 383.102 | 692.8628 | 1206.8503 | 75.441 | 16688.2066 | 46320.8622 | 264904.5353 | 327913.604 | 1232031.0311 | 1563106.8779 | 6.645% | 1674375.8002
PARKING #154 | TERTIAIRE | PARKING | 52938.6194 | 2016 | 43381.0325 | 0 | 0 | 0 | 0 | 32410.4552 | 34468.474 | 25662.6471 | 3 | 32098.0496 | 27507.7245 | 19 | 0 | 0 | 0 | 0 | 0 | 0 | 84718.2036 | 4598.1363 | 482333.3807 | 1726.9941 | 10079.2328 | 0 | 93.074 | 0 | 296458.4292 | 924.1537 | 0 | 229130.4732 | 81.73% | 18.27% | 14611.7436 | 8464.1957 | 213.2783 | 28.1092 | 497.9612 | 834.5761 | 1111.6155 | 67.7124 | 13749.8443 | 50135.3217 | 292914.9247 | 356800.0906 | 1377798.869 | 1737825.462 | 2.18% | 1776550.427
PARKING #155 | TERTIAIRE | PARKING | 25172.0452 | 2009 | 14295.0812 | 0 | 0 | 0 | 0 | 15750.9978 | 15519.6767 | 12982.9381 | 2 | 12118.4033 | 11497.5164 | 11 | 0 | 0 | 0 | 0 | 0 | 0 | 33153.3633 | 2403.282 | 262308.5762 | 835.8238 | 3712.2181 | 0 | 35.303 | 0 | 84849.5243 | 361.4335 | 0 | 105359.2495 | 84.18% | 15.82% | 5990.188 | 3712.5588 | 130.7802 | 15.2868 | 167.0596 | 270.7115 | 542.2507 | 42.5345 | 7216.683 | 23926.9609 | 171423.9089 | 202567.5528 | 608235.2107 | 811863.6585 | 6.848% | 871548.383
PARKING #156 | TERTIAIRE | PARKING | 30813.9745 | 2011 | 23879.5865 | 0 | 0 | 0 | 0 | 19219.5484 | 16421.7591 | 17484.2106 | 1 | 12094.1947 | 17450.2531 | 12 | 0 | 0 | 0 | 0 | 0 | 0 | 31783.8105 | 2817.3073 | 245294.7922 | 1396.2609 | 4924.0891 | 0 | 48.5492 | 0 | 146148.0222 | 573.5794 | 0 | 121891.3722 | 58.6% | 41.4% | 5960.9314 | 5862.1423 | 174.4837 | 14.0515 | 193.9965 | 411.0172 | 774.2024 | 41.0128 | 10003.3071 | 36858.5378 | 168146.0611 | 215007.9061 | 704021.295 | 921006.6527 | 3.697% | 956360.0133
PARKING #157 | TERTIAIRE | PARKING | 27249.7351 | 2013 | 17075.377 | 0 | 0 | 0 | 0 | 21038.8731 | 15242.2647 | 17025.5639 | 2 | 15317.2272 | 16688.9219 | 15 | 0 | 0 | 0 | 0 | 0 | 0 | 42562.2824 | 2148.0255 | 240143.2084 | 952.471 | 5055.2527 | 0 | 38.9649 | 0 | 110994.9882 | 359.3292 | 0 | 112187.9267 | 83.62% | 16.38% | 7246.7554 | 5167.5355 | 148.9723 | 10.7937 | 241.1143 | 281.3717 | 573.834 | 39.8264 | 7097.9969 | 36031.4065 | 153703.6169 | 196833.0204 | 655825.4952 | 854507.4214 | 3.464% | 885166.1642
PARKING #158 | TERTIAIRE | PARKING | 40015.4731 | 2021 | 32321.0675 | 0 | 0 | 0 | 0 | 28043.322 | 21567.4055 | 27945.5256 | 2 | 18944.1424 | 20933.2231 | 15 | 0 | 0 | 0 | 0 | 0 | 0 | 69502.8337 | 3279.5769 | 548449.546 | 1622.1515 | 9721.0227 | 0 | 49.0626 | 0 | 173252.3882 | 747.72 | 0 | 179876.0303 | 72.46% | 27.54% | 10725.7914 | 6212.5098 | 223.661 | 23.5486 | 376.7336 | 600.9319 | 879.6193 | 47.298 | 17381.7766 | 41218.4592 | 316682.2644 | 375282.5002 | 1200893.8061 | 1579606.699 | 6.959% | 1697760.621
PARKING #159 | TERTIAIRE | PARKING | 59028.405 | 2012 | 33127.758 | 0 | 0 | 0 | 0 | 49375.4257 | 32721.9139 | 28086.4115 | 4 | 33416.3892 | 31789.585 | 22 | 0 | 0 | 0 | 0 | 0 | 0 | 71411.448 | 5221.298 | 640817.8623 | 2650.7359 | 11875.0825 | 0 | 96.592 | 0 | 266307.1921 | 1179.2934 | 0 | 226452.2147 | 57.47% | 42.53% | 15985.7503 | 9429.4391 | 332.3832 | 35.1653 | 510.8843 | 944.9999 | 1246.4802 | 107.4729 | 18038.8361 | 76551.6057 | 369907.8309 | 464498.2727 | 1536107.7641 | 2003470.0839 | 1.478% | 2033533.7888
PARKING #160 | TERTIAIRE | PARKING | 35378.2835 | 2023 | 30273.0329 | 0 | 0 | 0 | 0 | 28110.1436 | 24049.6999 | 22596.0295 | 2 | 19471.0085 | 28455.2183 | 19 | 0 | 0 | 0 | 0 | 0 | 0 | 51045.7866 | 2806.8367 | 437807.9048 | 1133.2635 | 6238.3463 | 0 | 43.0313 | 0 | 221040.8263 | 637.3949 | 0 | 178417.971 | 69.25% | 30.75% | 9882.0068 | 4264.471 | 130.4444 | 20.4567 | 235.5861 | 437.719 | 831.7888 | 51.6052 | 11281.8312 | 40665.3496 | 279121.8446 | 331069.0254 | 1102883.0716 | 1435915.0263 | 2.122% | 1467050.2237
PARKING #161 | TERTIAIRE | PARKING | 38870.7642 | 2016 | 34643.9791 | 0 | 0 | 0 | 0 | 35462.062 | 20498.2393 | 18496.7563 | 3 | 18501.2276 | 19203.6461 | 18 | 0 | 0 | 0 | 0 | 0 | 0 | 53094.5565 | 3773.0651 | 443486.9048 | 1782.8818 | 9489.3509 | 0 | 59.1153 | 0 | 157678.758 | 555.5033 | 0 | 166121.8637 | 74.26% | 25.74% | 9742.858 | 6899.2717 | 204.0054 | 19.9676 | 347.9473 | 552.8411 | 900.7807 | 63.5551 | 14748.6679 | 43919.7881 | 297559.8285 | 356228.2846 | 1050616.4925 | 1409786.5149 | 5.931% | 1498677.2036
PARKING #162 | TERTIAIRE | PARKING | 20787.7089 | 2018 | 16212.8627 | 0 | 0 | 0 | 0 | 18630.7662 | 16019.5357 | 10663.6844 | 1 | 9170.4429 | 15213.5122 | 10 | 0 | 0 | 0 | 0 | 0 | 0 | 40796.3152 | 1433.0855 | 232639.07 | 784.1348 | 5170.7936 | 0 | 29.3526 | 0 | 115874.9638 | 294.6739 | 0 | 117731.7237 | 80.44% | 19.56% | 6123.3091 | 3619.3103 | 73.0049 | 10.5253 | 136.9397 | 265.507 | 475.1534 | 38.4329 | 8205.4101 | 25796.4113 | 117063.3929 | 151065.2143 | 638277.12 | 790977.0105 | 1.831% | 805727.3722
PARKING #163 | TERTIAIRE | PARKING | 20877.0062 | 2012 | 13888.7724 | 0 | 0 | 0 | 0 | 11140.0915 | 13290.5473 | 9459.0871 | 1 | 10023.577 | 11671.7936 | 11 | 0 | 0 | 0 | 0 | 0 | 0 | 25534.0828 | 1477.6972 | 223990.0199 | 919.575 | 3098.0121 | 0 | 36.1617 | 0 | 86074.5137 | 323.6731 | 0 | 70625.3125 | 55.01% | 44.99% | 4496.6693 | 2394.2795 | 82.7822 | 8.4522 | 136.1673 | 234.222 | 508.6246 | 34.6245 | 6372.9856 | 25287.9309 | 115886.4427 | 147547.3592 | 515043.6096 | 663782.8465 | 5.577% | 702984.9307
PARKING #164 | TERTIAIRE | PARKING | 33414.7436 | 2009 | 18221.4263 | 0 | 0 | 0 | 0 | 20800.169 | 16901.7343 | 19601.7748 | 2 | 16791.2937 | 15701.6614 | 14 | 0 | 0 | 0 | 0 | 0 | 0 | 39133.886 | 2117.0493 | 314614.949 | 1460.2682 | 4736.1998 | 0 | 48.6979 | 0 | 152689.4684 | 664.2252 | 0 | 159732.5744 | 56.06% | 43.94% | 7962.2722 | 4389.1253 | 131.2521 | 14.292 | 306.2655 | 503.4129 | 678.074 | 58.9146 | 9649.9268 | 27692.173 | 194387.564 | 231729.6638 | 821782.7202 | 1055198.7932 | 4.271% | 1102274.6403
PARKING #165 | TERTIAIRE | PARKING | 32137.7923 | 2007 | 16827.3029 | 0 | 0 | 0 | 0 | 23171.0723 | 17161.0456 | 15610.457 | 2 | 16044.039 | 17140.6548 | 12 | 0 | 0 | 0 | 0 | 0 | 0 | 48460.4745 | 3039.0219 | 237460.6396 | 932.9379 | 4536.7974 | 0 | 51.2297 | 0 | 123738.1976 | 685.4374 | 0 | 137491.2763 | 42.61% | 57.39% | 8172.6125 | 5292.8455 | 130.0319 | 19.3731 | 240.9709 | 514.0142 | 538.9217 | 59.8988 | 6891.241 | 30647.6889 | 173361.268 | 210900.1979 | 696939.4595 | 909161.7484 | 1.643% | 924347.9794
PARKING #166 | TERTIAIRE | PARKING | 45519.9889 | 2020 | 43587.0961 | 0 | 0 | 0 | 0 | 32665.9459 | 25203.927 | 22536.5979 | 3 | 22046.1915 | 29666.5528 | 20 | 0 | 0 | 0 | 0 | 0 | 0 | 66287.2495 | 4283.8148 | 532048.5822 | 1627.5847 | 7532.9097 | 0 | 82.2238 | 0 | 204613.353 | 639.0745 | 0 | 179469.9715 | 57.99% | 42.01% | 13198.7154 | 7666.8165 | 256.2769 | 27.0022 | 277.4771 | 516.7362 | 1131.5135 | 82.1153 | 16330.6082 | 68742.2175 | 253326.2047 | 338399.0303 | 1261765.1177 | 1603317.1604 | 2.111% | 1637890.7488
PARKING #167 | TERTIAIRE | PARKING | 40683.1066 | 2016 | 37165.9986 | 0 | 0 | 0 | 0 | 23329.766 | 20926.7 | 23918.9739 | 2 | 20674.9014 | 20431.3021 | 19 | 0 | 0 | 0 | 0 | 0 | 0 | 51554.9889 | 4008.4854 | 377819.0547 | 1493.5328 | 9368.4827 | 0 | 45.9363 | 0 | 195602.1693 | 763.3667 | 0 | 200150.9 | 72.42% | 27.58% | 11287.6159 | 5690.2873 | 193.1033 | 23.4919 | 304.0093 | 548.2958 | 859.7296 | 47.8392 | 15918.1272 | 48436.5286 | 202216.5361 | 266571.1919 | 1053036.1409 | 1321551.2781 | 3.967% | 1376147.1285
PARKING #168 | TERTIAIRE | PARKING | 57621.4522 | 2011 | 36565.1117 | 0 | 0 | 0 | 0 | 30996.4667 | 35977.1383 | 35722.2597 | 4 | 26203.8466 | 23935.8248 | 28 | 0 | 0 | 0 | 0 | 0 | 0 | 79188.9918 | 4658.0648 | 642764.4057 | 2235.6956 | 8262.5817 | 0 | 102.8329 | 0 | 190921.3412 | 1115.1288 | 0 | 275174.1326 | 56.41% | 43.59% | 11047.2828 | 7730.5632 | 323.5295 | 29.0273 | 444.58 | 902.7955 | 1158.9276 | 82.9343 | 12892.1577 | 57545.4284 | 402088.4712 | 472526.0574 | 1470576.7254 | 1947160.4426 | 2.028% | 1987473.1429
PARKING #169 | TERTIAIRE | PARKING | 24148.0208 | 2009 | 15341.4517 | 0 | 0 | 0 | 0 | 17544.5406 | 14196.1777 | 14854.4753 | 1 | 12414.3504 | 10279.5041 | 12 | 0 | 0 | 0 | 0 | 0 | 0 | 31099.443 | 1804.3698 | 266174.0442 | 750.4847 | 3699.9053 | 0 | 37.471 | 0 | 110722.6883 | 320.6466 | 0 | 80620.6804 | 82.07% | 17.93% | 5957.2546 | 3215.1246 | 98.49 | 13.248 | 145.7473 | 264.8178 | 492.1713 | 35.281 | 7309.1833 | 17999.7939 | 133124.9663 | 158433.9435 | 607580.1824 | 767539.6598 | 5.799% | 814790.6146
PARKING #170 | TERTIAIRE | PARKING | 13194.1551 | 2019 | 9190.7081 | 0 | 0 | 0 | 0 | 8409.6376 | 10289.5498 | 9261.307 | 1 | 8019.2596 | 9205.3011 | 8 | 0 | 0 | 0 | 0 | 0 | 0 | 21377.033 | 924.2425 | 156256.3476 | 554.7295 | 2864.8984 | 0 | 21.7565 | 0 | 60341.7144 | 200.6031 | 0 | 55106.7482 | 70.9% | 29.1% | 3820.1618 | 1639.1291 | 59.5492 | 6.9629 | 104.7595 | 195.5073 | 257.5265 | 24.1858 | 4353.7858 | 17988.5987 | 101932.6679 | 124275.0525 | 372686.3898 | 497702.5799 | 4.342% | 520295.2796
PARKING #171 | TERTIAIRE | PARKING | 35887.9965 | 2014 | 31224.7715 | 0 | 0 | 0 | 0 | 30553.0869 | 24109.8354 | 23620.5876 | 2 | 15617.6737 | 21106.3152 | 19 | 0 | 0 | 0 | 0 | 0 | 0 | 48694.55 | 3277.3934 | 346888.266 | 1436.9053 | 6211.5381 | 0 | 55.794 | 0 | 136704.3552 | 552.6675 | 0 | 119620.3627 | 44.03% | 55.97% | 9603.6763 | 6285.9338 | 151.9194 | 16.4937 | 268.8985 | 615.2904 | 673.7217 | 66.1203 | 11123.3233 | 46044.0358 | 243395.5668 | 300562.9259 | 859358.7382 | 1161566.7589 | 3.423% | 1202731.6464
PARKING #172 | TERTIAIRE | PARKING | 43358.1477 | 2013 | 37725.2007 | 0 | 0 | 0 | 0 | 32256.0265 | 28467.3793 | 30484.8163 | 3 | 21299.5964 | 20711.3833 | 24 | 0 | 0 | 0 | 0 | 0 | 0 | 58371.5421 | 4363.8821 | 470270.7619 | 2002.508 | 8629.7089 | 0 | 74.6169 | 0 | 217891.5893 | 615.4116 | 0 | 175438.4755 | 72.16% | 27.84% | 11204.7457 | 7483.1773 | 172.0364 | 22.4896 | 354.1075 | 475.8621 | 1099.8289 | 70.1197 | 14005.4061 | 53292.7399 | 331928.911 | 399227.057 | 1176714.5971 | 1578973.7961 | 6.344% | 1685931.812
PARKING #173 | TERTIAIRE | PARKING | 55323.2791 | 2011 | 30759.9539 | 0 | 0 | 0 | 0 | 40112.1041 | 24628.1443 | 35172.4335 | 4 | 26994.6189 | 34340.4706 | 23 | 0 | 0 | 0 | 0 | 0 | 0 | 81441.8347 | 3831.6758 | 544104.3294 | 1746.3577 | 7518.4815 | 0 | 70.6807 | 0 | 283150.5637 | 1050.9351 | 0 | 279781.5195 | 64.53% | 35.47% | 10340.1177 | 6888.6653 | 280.5161 | 29.2651 | 396.0412 | 811.2889 | 1277.8951 | 80.803 | 18637.7069 | 62050.5551 | 322790.5073 | 403478.7693 | 1472974.3379 | 1880105.998 | 3.955% | 1957533.4572
PARKING #174 | TERTIAIRE | PARKING | 13431.3306 | 2023 | 9948.3375 | 0 | 0 | 0 | 0 | 12941.0896 | 9116.5781 | 10043.9813 | 1 | 6114.7868 | 7862.9294 | 5 | 0 | 0 | 0 | 0 | 0 | 0 | 24540.6372 | 1352.7687 | 159763.2837 | 418.2761 | 2461.4614 | 0 | 20.8093 | 0 | 75782.5057 | 257.1619 | 0 | 59607.2142 | 81.62% | 18.38% | 2493.7186 | 2031.3959 | 71.5789 | 7.995 | 91.6871 | 184.3124 | 349.4351 | 23.5608 | 3942.2366 | 13306.9109 | 94618.6483 | 111867.7958 | 397275.365 | 509975.6095 | 5.132% | 537560.6793
PARKING #175 | TERTIAIRE | PARKING | 33935.6349 | 2016 | 25862.3752 | 0 | 0 | 0 | 0 | 26645.1579 | 21688.7361 | 17103.8188 | 2 | 20162.6794 | 18053.542 | 13 | 0 | 0 | 0 | 0 | 0 | 0 | 57647.8073 | 2616.6046 | 360615.8488 | 1476.1885 | 5625.0718 | 0 | 59.8075 | 0 | 129494.1057 | 605.9427 | 0 | 177794.2224 | 75.89% | 24.11% | 8492.5706 | 4080.4395 | 116.8691 | 19.806 | 254.4603 | 412.9786 | 779.654 | 57.4286 | 8647.1886 | 38310.403 | 165724.1413 | 212681.733 | 918626.4443 | 1133696.9088 | 3.874% | 1179387.7797
PARKING #176 | TERTIAIRE | PARKING | 64519.1396 | 2016 | 57728.22 | 0 | 0 | 0 | 0 | 42089.5213 | 44397.9611 | 40048.8978 | 4 | 35370.0641 | 29057.0381 | 23 | 0 | 0 | 0 | 0 | 0 | 0 | 110253.4641 | 5250.3011 | 730381.5526 | 2307.1564 | 12094.9448 | 0 | 87.065 | 0 | 237478.3223 | 1066.2016 | 0 | 355104.0018 | 71.07% | 28.93% | 13023.8758 | 10633.1164 | 249.1137 | 25.0752 | 595.2569 | 674.1699 | 1563.0972 | 87.8125 | 19630.3771 | 67958.5895 | 345970.1536 | 433559.1201 | 1802397.6163 | 2240038.8763 | 5.932% | 2381297.8232
PARKING #177 | TERTIAIRE | PARKING | 63785.0762 | 2011 | 36099.8612 | 0 | 0 | 0 | 0 | 39244.6084 | 28970.8778 | 41314.9187 | 5 | 25438.6974 | 25449.024 | 32 | 0 | 0 | 0 | 0 | 0 | 0 | 69084.7637 | 5672.7217 | 496034.8233 | 2421.8893 | 9915.5105 | 0 | 92.7863 | 0 | 291045.5254 | 1229.5926 | 0 | 298076.0403 | 61.08% | 38.92% | 11668.3144 | 11596.4293 | 291.0915 | 31.2672 | 534.1724 | 963.6564 | 1644.9711 | 74.452 | 18807.8994 | 80580.6224 | 418487.7047 | 517876.2266 | 1467054.7932 | 1988826.8312 | 6.767% | 2133181.9521
PARKING #178 | TERTIAIRE | PARKING | 59207.5904 | 2016 | 49292.2618 | 0 | 0 | 0 | 0 | 49631.9155 | 39397.6552 | 32415.652 | 4 | 31856.6058 | 32169.1735 | 23 | 0 | 0 | 0 | 0 | 0 | 0 | 100807.0132 | 5464.1651 | 556920.0344 | 2486.5186 | 12364.6909 | 0 | 101.8599 | 0 | 238920.7163 | 794.1793 | 0 | 268985.9692 | 48.78% | 51.22% | 15945.7013 | 9406.9885 | 321.2168 | 24.3145 | 465.128 | 904.1667 | 1104.7455 | 87.7509 | 18680.4578 | 60015.2135 | 381360.4579 | 460056.1292 | 1502425.0905 | 1966489.7247 | 4.052% | 2049534.6336
PARKING #179 | TERTIAIRE | PARKING | 19103.1866 | 2021 | 16281.9838 | 0 | 0 | 0 | 0 | 16259.0386 | 10607.7279 | 14998.1765 | 1 | 11718.668 | 11182.3303 | 8 | 0 | 0 | 0 | 0 | 0 | 0 | 25618.2056 | 1498.3543 | 200877.3276 | 881.9163 | 5038.2359 | 0 | 26.0545 | 0 | 112152.4545 | 351.9813 | 0 | 77714.5641 | 74.79% | 25.21% | 4567.0133 | 3401.8457 | 95.0086 | 8.0994 | 126.4912 | 298.0474 | 394.1527 | 36.4286 | 7105.6956 | 18117.3116 | 92158.4914 | 117381.4985 | 528016.3893 | 646779.4265 | 6.691% | 693159.7673
PARKING #180 | TERTIAIRE | PARKING | 55798.7448 | 2020 | 36965.5698 | 0 | 0 | 0 | 0 | 35565.1399 | 43768.447 | 39015.6984 | 3 | 28974.258 | 35989.6464 | 20 | 0 | 0 | 0 | 0 | 0 | 0 | 96362.5347 | 4309.6648 | 660032.9086 | 2201.6827 | 14617.8071 | 0 | 96.7686 | 0 | 340596.4431 | 1195.8637 | 0 | 334291.0815 | 73.29% | 26.71% | 11361.525 | 7809.5724 | 312.4659 | 31.6833 | 499.5415 | 684.5938 | 1103.4517 | 85.7695 | 17117.4379 | 53150.6477 | 323692.7864 | 393960.872 | 1749450.33 | 2148112.0981 | 1.441% | 2179522.2086
PARKING #181 | TERTIAIRE | PARKING | 17240.4868 | 2008 | 10041.2762 | 0 | 0 | 0 | 0 | 11337.6952 | 7304.2138 | 6786.3295 | 1 | 7590.1331 | 8258.3494 | 7 | 0 | 0 | 0 | 0 | 0 | 0 | 21124.0226 | 1460.479 | 178350.3978 | 632.7478 | 3008.6151 | 0 | 22.319 | 0 | 63587.7819 | 339.5723 | 0 | 65058.2351 | 35.46% | 64.54% | 4983.1957 | 3229.5682 | 64.243 | 9.7579 | 131.5766 | 182.0386 | 282.3995 | 21.4903 | 4166.9757 | 17974.4952 | 86451.9929 | 108593.4638 | 410108.9434 | 519738.5116 | 3.759% | 540041.2195
PARKING #182 | TERTIAIRE | PARKING | 54840.4266 | 2018 | 33511.7744 | 0 | 0 | 0 | 0 | 47492.0975 | 29955.9976 | 39144.2689 | 3 | 22288.7605 | 36027.3898 | 20 | 0 | 0 | 0 | 0 | 0 | 0 | 102724.9448 | 3824.2496 | 581324.8608 | 1788.4419 | 9759.0522 | 0 | 68.246 | 0 | 268924.7413 | 1140.0448 | 0 | 326989.2186 | 84.01% | 15.99% | 11808.885 | 7597.7602 | 256.7529 | 33.1314 | 473.8532 | 702.6988 | 1293.9912 | 74.7091 | 18453.4613 | 53183.0271 | 285116.6785 | 356753.1669 | 1572621.504 | 1932501.5006 | 2.462% | 1981279.9695
PARKING #183 | TERTIAIRE | PARKING | 45858.2188 | 2018 | 34152.2139 | 0 | 0 | 0 | 0 | 29683.2504 | 27796.4172 | 32621.5625 | 3 | 27988.3034 | 33841.3567 | 16 | 0 | 0 | 0 | 0 | 0 | 0 | 64379.8763 | 4331.7669 | 578249.5927 | 1997.9592 | 8219.8 | 0 | 66.9014 | 0 | 210949.9695 | 730.4021 | 0 | 237864.2287 | 81.67% | 18.33% | 8876.3353 | 6323.0942 | 228.7909 | 18.7869 | 268.2889 | 708.511 | 1180.1682 | 74.9943 | 13745.3388 | 66203.8693 | 334322.1744 | 414271.3825 | 1366653.9684 | 1783267.6986 | 3.581% | 1849489.5976
PARKING #184 | TERTIAIRE | PARKING | 26244.5671 | 2021 | 25791.1763 | 0 | 0 | 0 | 0 | 22169.5088 | 20479.198 | 20211.8278 | 2 | 15714.6972 | 13981.5194 | 12 | 0 | 0 | 0 | 0 | 0 | 0 | 51425.3705 | 2547.1519 | 305817.6105 | 1154.8148 | 7100.7689 | 0 | 32.6376 | 0 | 109573.1843 | 478.1811 | 0 | 157022.6392 | 64.26% | 35.74% | 6955.6747 | 3451.6141 | 100.3875 | 14.2081 | 165.5936 | 364.9635 | 668.559 | 36.9418 | 8285.061 | 28111.499 | 192657.6713 | 229054.2314 | 790604.1699 | 1021124.0397 | 0.5936% | 1027221.1578
PARKING #185 | TERTIAIRE | PARKING | 27692.51 | 2019 | 24263.6782 | 0 | 0 | 0 | 0 | 20272.4967 | 15206.5298 | 19169.777 | 2 | 14189.8795 | 15353.4416 | 11 | 0 | 0 | 0 | 0 | 0 | 0 | 34176.9738 | 2215.6509 | 255583.5252 | 1075.4195 | 6097.0737 | 0 | 39.0899 | 0 | 103239.1348 | 510.325 | 0 | 128767.462 | 66.1% | 33.9% | 7225.7126 | 3612.1482 | 155.3327 | 12.9425 | 169.5905 | 444.6801 | 558.2347 | 52.4841 | 11240.9331 | 27244.3373 | 197306.1743 | 235791.4447 | 674231.4945 | 911866.1479 | 3.749% | 947387.5671
PARKING #186 | TERTIAIRE | PARKING | 61530.0222 | 2012 | 39395.9989 | 0 | 0 | 0 | 0 | 49901.2099 | 37468.0307 | 33608.2863 | 4 | 34420.233 | 28835.4079 | 30 | 0 | 0 | 0 | 0 | 0 | 0 | 101383.1573 | 5315.8938 | 688059.2368 | 2350.0742 | 12659.2132 | 0 | 99.4739 | 0 | 318443.4092 | 964.2521 | 0 | 246872.3116 | 64.92% | 35.08% | 18048.6761 | 7830.8582 | 351.6506 | 29.0235 | 423.3879 | 809.9488 | 1315.2221 | 71.7759 | 22500.988 | 62446.8752 | 301004.8898 | 385952.753 | 1697371.8 | 2086318.4607 | 6.283% | 2226194.7821
PARKING #187 | TERTIAIRE | PARKING | 60741.0636 | 2007 | 41980.0086 | 0 | 0 | 0 | 0 | 35836.553 | 23748.17 | 30099.0139 | 3 | 24981.2277 | 25165.2113 | 30 | 0 | 0 | 0 | 0 | 0 | 0 | 60534.3642 | 3787.7753 | 489000.5578 | 1728.2436 | 9388.1489 | 0 | 72.7762 | 0 | 274283.8082 | 958.3013 | 0 | 246403.501 | 44.94% | 55.06% | 13371.072 | 8187.7501 | 308.93 | 22.3317 | 570.6316 | 810.5706 | 1549.6356 | 100.4126 | 19764.381 | 63712.4891 | 322539.0258 | 406015.8959 | 1356582.2139 | 1764947.9612 | 3.962% | 1837753.398
PARKING #188 | TERTIAIRE | PARKING | 65179.3682 | 2012 | 40304.8132 | 0 | 0 | 0 | 0 | 45667.9063 | 36295.5816 | 36451.2211 | 4 | 25831.4279 | 28132.152 | 26 | 0 | 0 | 0 | 0 | 0 | 0 | 72224.2628 | 5819.3815 | 491529.7908 | 2035.1864 | 12388.1418 | 0 | 89.1176 | 0 | 316499.7269 | 1077.1594 | 0 | 281670.6993 | 79.03% | 20.97% | 16174.6916 | 12271.7489 | 281.9492 | 33.2409 | 461.4928 | 962.8673 | 1469.2516 | 117.0508 | 16319.8819 | 82862.9837 | 506271.4771 | 605454.3427 | 1496415.7758 | 2105432.7841 | 3.953% | 2192075.8539
PARKING #189 | TERTIAIRE | PARKING | 25163.7576 | 2010 | 15653.545 | 0 | 0 | 0 | 0 | 20040.8196 | 14027.7677 | 11089.8896 | 1 | 10603.7506 | 12454.9968 | 13 | 0 | 0 | 0 | 0 | 0 | 0 | 37237.3662 | 2272.4537 | 193182.2838 | 872.6381 | 5205.3995 | 0 | 30.9416 | 0 | 112927.9334 | 444.5092 | 0 | 118812.6527 | 44.11% | 55.89% | 5807.7326 | 4284.6971 | 116.058 | 12.0871 | 222.4922 | 353.7608 | 617.5042 | 41.4331 | 8517.2653 | 20314.285 | 145643.0893 | 174474.6397 | 585620.7488 | 761306.3661 | 3.764% | 791085.8173
PARKING #190 | TERTIAIRE | PARKING | 31657.0629 | 2016 | 23970.1643 | 0 | 0 | 0 | 0 | 23212.4097 | 16597.3308 | 21188.0601 | 2 | 12237.2912 | 21168.8393 | 12 | 0 | 0 | 0 | 0 | 0 | 0 | 39595.7487 | 2528.0221 | 299721.3952 | 1167.0476 | 6670.7142 | 0 | 52.7662 | 0 | 110079.3964 | 450.6369 | 0 | 163788.7814 | 43.09% | 56.91% | 8479.584 | 4600.1936 | 165.4373 | 15.2694 | 251.7585 | 409.5085 | 772.6977 | 55.0216 | 10980.711 | 43093.5754 | 182282.142 | 236356.4283 | 789198.4556 | 1027224.9424 | 6.495% | 1098572.898
PARKING #191 | TERTIAIRE | PARKING | 35933.5775 | 2010 | 22643.8867 | 0 | 0 | 0 | 0 | 18163.7739 | 18371.4073 | 14392.2159 | 2 | 12654.7674 | 19611.4639 | 14 | 0 | 0 | 0 | 0 | 0 | 0 | 39338.96 | 2687.1301 | 392037.561 | 1612.6468 | 6417.5578 | 0 | 58.5448 | 0 | 154920.2191 | 537.2041 | 0 | 111071.2695 | 60.97% | 39.03% | 6795.6895 | 4243.6619 | 170.7206 | 20.2517 | 278.9567 | 510.2736 | 716.7456 | 57.8555 | 8037.4643 | 31106.0839 | 198334.5317 | 237478.08 | 857891.5888 | 1097646.3261 | 5.744% | 1164540.2594
PARKING #192 | TERTIAIRE | PARKING | 21967.0655 | 2019 | 16179.627 | 0 | 0 | 0 | 0 | 16881.8662 | 17277.1951 | 13462.4551 | 1 | 11860.0826 | 13135.1508 | 10 | 0 | 0 | 0 | 0 | 0 | 0 | 39338.6392 | 1567.3994 | 297926.3616 | 980.2684 | 3482.6917 | 0 | 38.3949 | 0 | 119670.1617 | 301.7563 | 0 | 91200.2882 | 79.06% | 20.94% | 5438.4919 | 2920.8657 | 117.0353 | 9.4873 | 199.2226 | 231.4634 | 392.2497 | 36.2711 | 5768.6204 | 32987.7328 | 170101.538 | 208857.8913 | 686541.7956 | 896675.7493 | 0.8615% | 904467.3216
PARKING #193 | TERTIAIRE | PARKING | 16752.1209 | 2018 | 16271.4739 | 0 | 0 | 0 | 0 | 15674.6205 | 9992.0615 | 9945.7156 | 1 | 7939.614 | 7717.5545 | 7 | 0 | 0 | 0 | 0 | 0 | 0 | 22722.1782 | 1457.2177 | 178163.8979 | 666.7298 | 4152.5137 | 0 | 25.9645 | 0 | 72394.1504 | 274.3748 | 0 | 85420.0531 | 84.17% | 15.83% | 3713.7078 | 2422.5577 | 82.0867 | 8.7132 | 129.536 | 188.3895 | 345.355 | 19.9029 | 4880.3885 | 16088.0388 | 92307.5197 | 113275.947 | 456279.7382 | 570408.8263 | 4.071% | 594612.8562
PARKING #194 | TERTIAIRE | PARKING | 37849.6068 | 2017 | 25268.1459 | 0 | 0 | 0 | 0 | 23032.4087 | 18155.4514 | 25600.5208 | 2 | 16685.1788 | 20134.9256 | 20 | 0 | 0 | 0 | 0 | 0 | 0 | 55276.1826 | 3649.3436 | 489287.414 | 1340.6664 | 7225.4621 | 0 | 50.1691 | 0 | 134231.4778 | 610.6751 | 0 | 166201.8348 | 80.1% | 19.9% | 6905.5008 | 6694.6921 | 212.1932 | 17.5471 | 332.3631 | 503.4473 | 689.5586 | 57.3883 | 9586.8547 | 51745.0749 | 224039.3851 | 285371.3147 | 1048649.9336 | 1336039.9849 | 6.795% | 1433437.6681
PARKING #195 | TERTIAIRE | PARKING | 16457.0039 | 2008 | 8656.7847 | 0 | 0 | 0 | 0 | 7708.0794 | 7348.328 | 9738.1524 | 1 | 7556.3522 | 9526.9866 | 8 | 0 | 0 | 0 | 0 | 0 | 0 | 21117.7113 | 1267.0625 | 161143.6992 | 486.149 | 2547.6406 | 0 | 18.9348 | 0 | 66951.6215 | 245.2559 | 0 | 63143.2892 | 65.64% | 34.36% | 4013.6958 | 2269.9461 | 90.1371 | 7.0244 | 98.2152 | 214.6324 | 265.6733 | 29.6067 | 4688.9121 | 14471.3603 | 116502.9626 | 135663.235 | 384562.0415 | 521141.0614 | 4.48% | 545584.3525
PARKING #196 | TERTIAIRE | PARKING | 24435.3113 | 2012 | 20814.6914 | 0 | 0 | 0 | 0 | 17979.0721 | 16671.1799 | 15772.0889 | 2 | 10071.4572 | 15175.0353 | 11 | 0 | 0 | 0 | 0 | 0 | 0 | 40138.2538 | 1640.0875 | 242082.4333 | 796.9441 | 4230.847 | 0 | 41.4861 | 0 | 108568.5612 | 326.034 | 0 | 95135.597 | 72.14% | 27.86% | 5115.6953 | 3429.141 | 121.4438 | 11.4608 | 225.3695 | 353.2222 | 493.8849 | 32.6543 | 7985.8965 | 28364.8076 | 155367.9723 | 191718.6765 | 623067.1662 | 816140.347 | 3.143% | 842622.3535
PARKING #197 | TERTIAIRE | PARKING | 30812.1686 | 2017 | 24505.714 | 0 | 0 | 0 | 0 | 22172.0854 | 16072.354 | 15629.8283 | 1 | 11878.6061 | 19551.6463 | 16 | 0 | 0 | 0 | 0 | 0 | 0 | 51066.2776 | 2152.9573 | 323101.6069 | 1426.8789 | 6337.7956 | 0 | 39.9603 | 0 | 179706.5045 | 592.3371 | 0 | 163439.1964 | 63.27% | 36.73% | 9006.4313 | 3751.3435 | 112.1175 | 11.365 | 199.2392 | 508.7049 | 805.8954 | 42.1891 | 10107.1673 | 29485.785 | 147616.9495 | 187209.9018 | 881871.2764 | 1071085.4914 | 2.184% | 1095001.5328
PARKING #198 | TERTIAIRE | PARKING | 25393.2372 | 2022 | 21380.1013 | 0 | 0 | 0 | 0 | 22551.9399 | 12799.8979 | 15241.1344 | 2 | 16248.8132 | 14773.9263 | 13 | 0 | 0 | 0 | 0 | 0 | 0 | 46159.2354 | 2052.3456 | 358219.0539 | 1121.7407 | 6966.9904 | 0 | 31.6301 | 0 | 156022.8609 | 452.7743 | 0 | 121150.9826 | 85.61% | 14.39% | 5147.6996 | 3702.6016 | 132.1183 | 13.2479 | 149.4371 | 405.2455 | 529.1486 | 30.2269 | 7161.2124 | 39111.4625 | 151705.8353 | 197978.5101 | 849843.6407 | 1049424.4963 | 1.337% | 1063644.5079
PARKING #199 | TERTIAIRE | PARKING | 17064.0045 | 2016 | 13161.6301 | 0 | 0 | 0 | 0 | 11418.3566 | 8761.5801 | 8127.1913 | 1 | 9077.1134 | 8004.5621 | 9 | 0 | 0 | 0 | 0 | 0 | 0 | 28359.0398 | 1588.0629 | 185712.028 | 640.8049 | 4133.3704 | 0 | 29.7655 | 0 | 97152.3441 | 369.3283 | 0 | 84090.7039 | 54.06% | 45.94% | 4672.7279 | 2770.0628 | 66.8358 | 9.4835 | 107.3194 | 245.1756 | 308.8342 | 20.9926 | 4832.732 | 17067.5894 | 133863.0994 | 155763.4208 | 488089.2981 | 644933.1819 | 4.25% | 673556.1279
PARKING #200 | TERTIAIRE | PARKING | 31617.6132 | 2016 | 29102.7734 | 0 | 0 | 0 | 0 | 26379.8563 | 15232.6486 | 20146.7127 | 2 | 13743.9545 | 16346.0693 | 18 | 0 | 0 | 0 | 0 | 0 | 0 | 49074.6142 | 2618.4569 | 364620.9342 | 1275.4385 | 6177.805 | 0 | 54.7766 | 0 | 173475.8062 | 625.2456 | 0 | 134731.6489 | 68.01% | 31.99% | 6025.9354 | 3987.5252 | 157.8903 | 12.5918 | 242.8988 | 453.4534 | 690.6105 | 41.3336 | 9856.0406 | 42783.0599 | 215090.3461 | 267729.4466 | 910917.5231 | 1181008.3262 | 4.468% | 1236240.5203
PARKING #201 | TERTIAIRE | PARKING | 58736.6171 | 2010 | 42229.3734 | 0 | 0 | 0 | 0 | 42308.2762 | 34127.6316 | 32873.1368 | 3 | 19885.7409 | 27554.1682 | 22 | 0 | 0 | 0 | 0 | 0 | 0 | 72874.2607 | 3771.5242 | 560723.6381 | 2387.2011 | 10185.6324 | 0 | 73.0201 | 0 | 188450.9729 | 1198.9002 | 0 | 181908.2498 | 39.21% | 60.79% | 16283.0895 | 8234.5968 | 300.3587 | 34.683 | 537.6064 | 678.7303 | 994.5815 | 109.4402 | 12897.7315 | 59072.1575 | 384047.7952 | 456017.6842 | 1289347.3353 | 1748651.1977 | 2.978% | 1802316.2955
PARKING #202 | TERTIAIRE | PARKING | 59944.2514 | 2016 | 49780.8683 | 0 | 0 | 0 | 0 | 40192.4417 | 31463.0234 | 43207.3866 | 4 | 27492.6895 | 32310.8613 | 28 | 0 | 0 | 0 | 0 | 0 | 0 | 113164.4472 | 4931.8407 | 681313.4891 | 2569.3616 | 9937.7768 | 0 | 83.438 | 0 | 342718.2354 | 1265.8362 | 0 | 289154.7873 | 68.58% | 31.42% | 11439.8323 | 8686.9247 | 223.5523 | 31.3256 | 474.5007 | 965.1823 | 1442.9849 | 90.632 | 20053.9592 | 72922.9678 | 316952.3841 | 409929.3111 | 1765863.0831 | 2179372.0734 | 3.373% | 2255457.8773
PARKING #203 | TERTIAIRE | PARKING | 21336.8135 | 2016 | 18190.2238 | 0 | 0 | 0 | 0 | 17612.7101 | 11986.1444 | 14006.0659 | 1 | 9408.96 | 10329.6473 | 10 | 0 | 0 | 0 | 0 | 0 | 0 | 39511.3795 | 1445.3509 | 274870.4052 | 814.5536 | 3773.7695 | 0 | 33.2609 | 0 | 81439.5393 | 317.0297 | 0 | 87216.47 | 57.64% | 42.36% | 4288.0645 | 3847.7249 | 102.9056 | 11.6265 | 193.2265 | 364.3313 | 415.2686 | 32.3747 | 8661.5431 | 24587.3776 | 128409.1298 | 161658.0505 | 607256.5173 | 769995.5855 | 1.642% | 782851.5297
PARKING #204 | TERTIAIRE | PARKING | 16880.297 | 2022 | 15167.1312 | 0 | 0 | 0 | 0 | 13308.2241 | 11279.4606 | 10757.1593 | 1 | 10133.8693 | 9358.4782 | 9 | 0 | 0 | 0 | 0 | 0 | 0 | 27040.6075 | 1558.7383 | 211996.5513 | 571.072 | 4127.5271 | 0 | 30.1756 | 0 | 102951.498 | 244.6649 | 0 | 105098.7767 | 70.55% | 29.45% | 4411.0043 | 2544.4313 | 79.3563 | 6.5502 | 124.8752 | 242.7718 | 418.6216 | 21.0521 | 6874.6557 | 21924.0126 | 126310.5364 | 155109.2047 | 557863.8534 | 714369.6519 | 1.817% | 727591.4736
PARKING #205 | TERTIAIRE | PARKING | 44317.5972 | 2019 | 38120.2224 | 0 | 0 | 0 | 0 | 26318.7457 | 32789.9424 | 32768.9838 | 2 | 25412.6934 | 27329.6566 | 18 | 0 | 0 | 0 | 0 | 0 | 0 | 57105.1718 | 3773.5574 | 484044.4638 | 2041.4413 | 8616.03 | 0 | 71.4541 | 0 | 257377.2595 | 679.9031 | 0 | 237765.4833 | 69.09% | 30.91% | 11017.7072 | 5918.3553 | 172.2343 | 23.8888 | 280.3597 | 495.3629 | 1051.1207 | 82.8905 | 18635.0326 | 48408.6566 | 289486.7744 | 356530.4636 | 1300139.9125 | 1660305.1626 | 1.768% | 1690196.1783
PARKING #206 | TERTIAIRE | PARKING | 46817.0497 | 2019 | 29359.9342 | 0 | 0 | 0 | 0 | 29111.3361 | 23523.308 | 28946.0887 | 3 | 28287.6953 | 27114.4633 | 17 | 0 | 0 | 0 | 0 | 0 | 0 | 78828.6003 | 3196.2422 | 518128.3017 | 1428.0031 | 9202.6649 | 0 | 59.0218 | 0 | 253409.6458 | 693.5361 | 0 | 227235.6951 | 79.72% | 20.28% | 10094.8962 | 6505.4742 | 188.855 | 25.0385 | 368.619 | 782.0529 | 1018.9219 | 54.4303 | 15214.8019 | 43179.9513 | 289777.3338 | 348172.0869 | 1320727.962 | 1671254.2686 | 0.4965% | 1679593.4836
PARKING #207 | TERTIAIRE | PARKING | 28382.9551 | 2021 | 20110.2085 | 0 | 0 | 0 | 0 | 18271.0983 | 22170.7841 | 20860.6652 | 2 | 18236.6297 | 16707.4959 | 15 | 0 | 0 | 0 | 0 | 0 | 0 | 44573.1103 | 1721.3273 | 393807.7471 | 804.8338 | 7764.372 | 0 | 32.8495 | 0 | 142341.5673 | 391.5101 | 0 | 174383.9887 | 76.72% | 23.28% | 5458.7819 | 3283.0992 | 137.7163 | 13.3088 | 188.2205 | 398.2011 | 739.597 | 36.2327 | 11493.2689 | 27452.8086 | 202706.6844 | 241652.762 | 926706.2914 | 1170330.8902 | 4.559% | 1226233.8801
PARKING #208 | TERTIAIRE | PARKING | 56273.0139 | 2021 | 54209.6642 | 0 | 0 | 0 | 0 | 37851.8214 | 38132.2717 | 35915.5185 | 4 | 38320.883 | 34169.1114 | 26 | 0 | 0 | 0 | 0 | 0 | 0 | 114801.0173 | 3848.9519 | 764713.6352 | 2387.0733 | 12955.0844 | 0 | 89.4734 | 0 | 323739.02 | 978.4096 | 0 | 248271.4956 | 74.61% | 25.39% | 13419.431 | 6807.9717 | 224.2392 | 22.7967 | 385.2663 | 857.8614 | 914.9171 | 73.0771 | 23931.5651 | 62931.3469 | 410287.005 | 497149.9169 | 1808950.6588 | 2309052.9222 | 3.776% | 2399671.5191
PARKING #209 | TERTIAIRE | PARKING | 62205.7808 | 2023 | 66291.685 | 0 | 0 | 0 | 0 | 49512.8865 | 32102.1047 | 33529.0041 | 5 | 39036.6483 | 49014.271 | 26 | 0 | 0 | 0 | 0 | 0 | 0 | 98002.0206 | 6061.4709 | 667271.4715 | 2423.9398 | 13389.6498 | 0 | 69.2313 | 0 | 366192.3863 | 1122.0285 | 0 | 362435.4821 | 79.5% | 20.5% | 15528.2054 | 7351.5832 | 218.4174 | 23.5833 | 508.0009 | 668.613 | 1335.7404 | 102.196 | 20675.8114 | 88862.2321 | 439461.4671 | 548999.5106 | 1899627.5436 | 2454023.765 | 6.33% | 2619854.6861
PARKING #210 | TERTIAIRE | PARKING | 13558.4587 | 2011 | 9156.3182 | 0 | 0 | 0 | 0 | 10758.6999 | 5933.5596 | 7339.4432 | 1 | 6813.469 | 8532.9008 | 5 | 0 | 0 | 0 | 0 | 0 | 0 | 17846.2446 | 1059.2317 | 147140.5053 | 480.7026 | 2169.3228 | 0 | 19.8666 | 0 | 55504.791 | 192.7892 | 0 | 62607.5099 | 65.15% | 34.85% | 2767.8011 | 2472.3165 | 65.2358 | 5.7116 | 88.5606 | 171.3133 | 253.9885 | 17.7661 | 4443.1629 | 13066.1455 | 100868.5748 | 118377.8832 | 352887.5934 | 471909.1702 | 6.434% | 504357.0862
PARKING #211 | TERTIAIRE | PARKING | 21921.7016 | 2017 | 18543.8152 | 0 | 0 | 0 | 0 | 13432.152 | 11414.3515 | 14025.3874 | 1 | 12847.8729 | 10277.673 | 12 | 0 | 0 | 0 | 0 | 0 | 0 | 30347.2628 | 2171.616 | 230840.9751 | 895.744 | 3630.8009 | 0 | 29.3021 | 0 | 81551.2467 | 288.7097 | 0 | 109684.227 | 47.68% | 52.32% | 5434.6575 | 3646.7213 | 107.653 | 11.5577 | 130.1955 | 307.2753 | 511.636 | 29.8167 | 8560.3733 | 31487.446 | 104501.072 | 144548.8913 | 581340.8389 | 727207.1487 | 5.983% | 773484.3967
PARKING #212 | TERTIAIRE | PARKING | 38003.552 | 2010 | 27497.5654 | 0 | 0 | 0 | 0 | 19671.6065 | 23466.6092 | 18023.1562 | 2 | 17279.7832 | 22409.5777 | 15 | 0 | 0 | 0 | 0 | 0 | 0 | 41410.9202 | 3316.9518 | 339567.9979 | 1709.7082 | 5104.5611 | 0 | 62.6492 | 0 | 123128.9587 | 695.6161 | 0 | 182059.0959 | 74.25% | 25.75% | 8453.6928 | 6904.4837 | 173.7214 | 20.1993 | 279.7572 | 551.9585 | 898.4379 | 63.8838 | 12455.5713 | 39084.5515 | 300984.217 | 352524.3398 | 874794.4117 | 1229729.0656 | 6.17% | 1310585.7867
PARKING #213 | TERTIAIRE | PARKING | 38886.0635 | 2023 | 42151.6862 | 0 | 0 | 0 | 0 | 31409.6289 | 31917.27 | 27487.3759 | 2 | 24109.3957 | 24433.2987 | 20 | 0 | 0 | 0 | 0 | 0 | 0 | 65329.5248 | 3471.7631 | 574205.3283 | 1835.2624 | 8004.2124 | 0 | 51.6672 | 0 | 204999.9286 | 522.6739 | 0 | 199521.4575 | 69.37% | 30.63% | 11058.676 | 5450.6142 | 159.5034 | 18.9893 | 239.479 | 495.6983 | 830.5687 | 48.6962 | 11908.9872 | 40057.5877 | 222177.0805 | 274143.6554 | 1298298.6468 | 1575302.1967 | 6.373% | 1682532.533
PARKING #214 | TERTIAIRE | PARKING | 49539.8438 | 2014 | 29630.3695 | 0 | 0 | 0 | 0 | 34540.0844 | 24413.0956 | 27997.2481 | 3 | 21604.7031 | 27322.4826 | 26 | 0 | 0 | 0 | 0 | 0 | 0 | 57707.4722 | 3715.694 | 532076.3892 | 1949.0653 | 10036.6073 | 0 | 56.9439 | 0 | 225105.9012 | 791.2357 | 0 | 204705.7556 | 75.42% | 24.58% | 11321.7039 | 6112.239 | 281.1942 | 29.9102 | 450.3782 | 757.5899 | 1107.1101 | 93.4361 | 14063.0205 | 51355.199 | 236419.6638 | 301837.8833 | 1269265.3552 | 1574688.7887 | 3.338% | 1629072.2421
PARKING #215 | TERTIAIRE | PARKING | 35904.7356 | 2017 | 30002.6577 | 0 | 0 | 0 | 0 | 28344.4103 | 22232.6884 | 21182.5054 | 2 | 21637.9201 | 20712.9289 | 14 | 0 | 0 | 0 | 0 | 0 | 0 | 43803.312 | 2649.679 | 336429.8175 | 1681.0581 | 6318.0454 | 0 | 49.5273 | 0 | 207232.4919 | 770.3108 | 0 | 152455.2005 | 58.81% | 41.19% | 9157.4006 | 4131.8353 | 186.6008 | 19.5122 | 293.7198 | 557.1805 | 765.1899 | 41.8192 | 9667.3066 | 51587.3973 | 187263.212 | 248517.9159 | 957399.9372 | 1208016.0694 | 5.483% | 1278089.8611
PARKING #216 | TERTIAIRE | PARKING | 32221.3678 | 2021 | 22049.4685 | 0 | 0 | 0 | 0 | 29231.9523 | 21487.776 | 23029.187 | 2 | 19638.266 | 20476.4564 | 13 | 0 | 0 | 0 | 0 | 0 | 0 | 50448.0253 | 2768.6049 | 321309.1861 | 1410.9268 | 8514.4201 | 0 | 50.5538 | 0 | 133418.3474 | 553.916 | 0 | 132150.8476 | 72.84% | 27.16% | 6147.4773 | 6091.3893 | 156.3117 | 15.189 | 298.6151 | 371.9466 | 661.252 | 43.0579 | 9990.1412 | 39103.8495 | 155152.0803 | 204246.071 | 829505.4187 | 1036414.3704 | 2.303% | 1060845.5981
PARKING #217 | TERTIAIRE | PARKING | 39352.2131 | 2009 | 26699.782 | 0 | 0 | 0 | 0 | 23942.2763 | 20666.2309 | 16591.4637 | 3 | 15846.088 | 20380.2134 | 14 | 0 | 0 | 0 | 0 | 0 | 0 | 51933.5505 | 3357.7264 | 451145.2099 | 1632.3831 | 6562.096 | 0 | 64.7092 | 0 | 133391.7009 | 617.1092 | 0 | 179817.7614 | 53.54% | 46.46% | 9081.5801 | 6956.1112 | 168.2266 | 22.9348 | 371.7311 | 636.2413 | 838.7954 | 59.0903 | 10304.7857 | 32076.9641 | 295127.2061 | 337508.9559 | 1001778.4046 | 1340975.5859 | 1.203% | 1357301.2702
PARKING #218 | TERTIAIRE | PARKING | 52790.2758 | 2007 | 26865.2775 | 0 | 0 | 0 | 0 | 30621.9252 | 23940.148 | 31687.8633 | 2 | 26417.7774 | 27395.0713 | 26 | 0 | 0 | 0 | 0 | 0 | 0 | 63896.7853 | 3789.3396 | 389606.0474 | 1853.1914 | 7082.5514 | 0 | 67.9985 | 0 | 195605.8927 | 1051.9559 | 0 | 226653.313 | 55.94% | 44.06% | 12059.9973 | 6764.9121 | 235.5091 | 28.3338 | 501.9907 | 859.719 | 1139.5585 | 81.9831 | 12521.1183 | 55183.2958 | 326907.7456 | 394612.1597 | 1113508.6074 | 1510211.023 | 3.776% | 1569475.6883
PARKING #219 | TERTIAIRE | PARKING | 29476.631 | 2012 | 21068.3448 | 0 | 0 | 0 | 0 | 24518.3373 | 19137.6694 | 13907.6917 | 2 | 16728.9638 | 12824.8607 | 12 | 0 | 0 | 0 | 0 | 0 | 0 | 37899.3148 | 2099.5095 | 222268.5365 | 1201.8921 | 5512.327 | 0 | 38.3115 | 0 | 111712.3889 | 437.7518 | 0 | 146238.2859 | 48.97% | 51.03% | 8464.5237 | 5366.1541 | 124.2904 | 12.2419 | 220.566 | 425.9801 | 640.8542 | 49.0824 | 9994.1856 | 24889.9324 | 220597.2383 | 255481.3563 | 673534.3744 | 930508.7533 | 5.671% | 986449.659
PARKING #220 | TERTIAIRE | PARKING | 39958.0812 | 2014 | 32610.5368 | 0 | 0 | 0 | 0 | 33186.4184 | 26772.4736 | 21960.261 | 3 | 14803.96 | 21078.1241 | 15 | 0 | 0 | 0 | 0 | 0 | 0 | 57823.572 | 2454.0196 | 379545.5619 | 1136.2276 | 7705.2919 | 0 | 58.151 | 0 | 143435.669 | 828.3054 | 0 | 210380.5352 | 50.04% | 49.96% | 8316.706 | 6660.4864 | 190.7296 | 19.3748 | 342.1481 | 450.0156 | 835.6571 | 71.7879 | 9626.7508 | 50807.3432 | 311345.8592 | 371779.9532 | 1017443.5948 | 1391519.3349 | 1.822% | 1417347.6844
PARKING #221 | TERTIAIRE | PARKING | 59328.539 | 2010 | 34712.8409 | 0 | 0 | 0 | 0 | 35533.3896 | 29521.0212 | 32298.7556 | 3 | 23031.1035 | 27535.7559 | 24 | 0 | 0 | 0 | 0 | 0 | 0 | 63811.9033 | 4143.5491 | 582359.6666 | 2480.2522 | 9676.8038 | 0 | 89.5424 | 0 | 211204.5159 | 1074.3333 | 0 | 251729.3428 | 66.31% | 33.69% | 15460.2477 | 9166.1251 | 313.7419 | 31.9722 | 387.516 | 798.3981 | 1418.5781 | 98.0323 | 19356.0136 | 64586.4649 | 395968.9374 | 479911.4159 | 1395356.8535 | 1878656.4924 | 6.517% | 2009622.1627
PARKING #222 | TERTIAIRE | PARKING | 13277.4144 | 2021 | 8509.8577 | 0 | 0 | 0 | 0 | 8365.8287 | 7144.1036 | 7520.0863 | 1 | 6056.6269 | 6711.7944 | 5 | 0 | 0 | 0 | 0 | 0 | 0 | 27703.6478 | 816.1011 | 125511.9504 | 450.178 | 2616.4076 | 0 | 14.7252 | 0 | 53119.3641 | 225.9293 | 0 | 65839.1205 | 49.03% | 50.97% | 3305.1691 | 1797.3311 | 47.3851 | 5.6748 | 93.0668 | 213.9752 | 317.896 | 22.783 | 5223.8965 | 14154.5057 | 70335.8616 | 89714.2639 | 341516.563 | 432239.3868 | 4.954% | 454770.5738
PARKING #223 | TERTIAIRE | PARKING | 52186.1577 | 2022 | 34715.7202 | 0 | 0 | 0 | 0 | 47936.8032 | 36682.5512 | 31033.5214 | 3 | 22982.9702 | 30835.1194 | 21 | 0 | 0 | 0 | 0 | 0 | 0 | 81951.6381 | 3180.2977 | 616899.6593 | 2345.4204 | 14141.6787 | 0 | 75.8698 | 0 | 331168.5321 | 1028.6959 | 0 | 202062.091 | 66.08% | 33.92% | 15013.1105 | 9615.2659 | 185.6002 | 24.2424 | 477.0923 | 890.9846 | 841.8798 | 61.3255 | 17172.404 | 77126.3769 | 252075.8907 | 346374.6715 | 1561542.1553 | 1912259.4071 | 4.51% | 2002573.7272
PARKING #224 | TERTIAIRE | PARKING | 52300.2909 | 2023 | 53158.2771 | 0 | 0 | 0 | 0 | 52380.4158 | 37976.3197 | 41772.1255 | 4 | 32403.5041 | 35006.6469 | 27 | 0 | 0 | 0 | 0 | 0 | 0 | 91597.408 | 4269.0637 | 731980.4204 | 1692.903 | 11439.1766 | 0 | 75.0696 | 0 | 316986.0644 | 888.5994 | 0 | 329463.0898 | 84.52% | 15.48% | 13649.6687 | 6176.9672 | 274.8985 | 30.7218 | 334.1721 | 673.4514 | 1159.0218 | 65.2944 | 15494.8726 | 71850.1515 | 252378.8784 | 339723.9025 | 1835221.1655 | 2178045.0493 | 0.5048% | 2189095.7858
PARKING #225 | TERTIAIRE | PARKING | 61166.4003 | 2015 | 54475.6945 | 0 | 0 | 0 | 0 | 46325.8592 | 40071.5699 | 29323.0058 | 5 | 36936.2669 | 42336.4059 | 34 | 0 | 0 | 0 | 0 | 0 | 0 | 100013.4578 | 5437.6686 | 525332.3088 | 2782.0009 | 14274.7602 | 0 | 100.8382 | 0 | 300057.7954 | 1289.2172 | 0 | 229439.4489 | 62.36% | 37.64% | 13122.002 | 9496.7749 | 333.8091 | 31.2887 | 541.9429 | 653.9107 | 1282.7418 | 110.5028 | 15157.4691 | 74675.9212 | 385927.8588 | 475761.2492 | 1512553.536 | 1992081.4103 | 6.777% | 2136905.7655
PARKING #226 | TERTIAIRE | PARKING | 56911.7664 | 2019 | 41103.6262 | 0 | 0 | 0 | 0 | 41761.6004 | 27814.1465 | 35024.7633 | 4 | 28723.5709 | 38141.4888 | 21 | 0 | 0 | 0 | 0 | 0 | 0 | 96101.5395 | 4716.8539 | 814336.2648 | 2469.0619 | 14530.7101 | 0 | 75.0908 | 0 | 251418.9118 | 1030.3523 | 0 | 211544.6254 | 72.86% | 27.14% | 13731.757 | 6925.8312 | 312.4915 | 31.22 | 515.465 | 922.1981 | 1037.8931 | 88.071 | 15098.9968 | 63321.2663 | 378142.0845 | 456562.3476 | 1689083.7793 | 2148542.0865 | 6.257% | 2291960.8483
PARKING #227 | TERTIAIRE | PARKING | 17071.5047 | 2009 | 9819.0016 | 0 | 0 | 0 | 0 | 11543.2446 | 6804.659 | 7781.7521 | 1 | 7917.7517 | 8448.8872 | 7 | 0 | 0 | 0 | 0 | 0 | 0 | 24523.2709 | 1456.8505 | 178777.3554 | 664.9061 | 2780.9614 | 0 | 24.7211 | 0 | 53263.07 | 362.4364 | 0 | 51873.8231 | 69.44% | 30.56% | 3824.2681 | 2022.9671 | 87.8497 | 8.8057 | 133.0322 | 255.1008 | 424.9457 | 21.272 | 4168.8988 | 16075.7588 | 91272.6893 | 111517.3468 | 386698.6682 | 498952.6657 | 1.173% | 504874.6114
PARKING #228 | TERTIAIRE | PARKING | 30945.6129 | 2022 | 22613.637 | 0 | 0 | 0 | 0 | 31090.0231 | 24702.3257 | 16851.1419 | 1 | 19717.958 | 19548.975 | 15 | 0 | 0 | 0 | 0 | 0 | 0 | 60085.128 | 2092.2601 | 431496.1022 | 947.5877 | 6290.8476 | 0 | 51.4009 | 0 | 129732.4615 | 428.9813 | 0 | 188561.887 | 87.05% | 12.95% | 8461.8248 | 4108.8869 | 136.5884 | 16.7214 | 277.5995 | 412.7558 | 676.4369 | 56.3553 | 10235.7952 | 42378.6232 | 182172.1521 | 234786.5705 | 1017532.225 | 1254492.3164 | 1.268% | 1270597.2517
PARKING #229 | TERTIAIRE | PARKING | 17651.0171 | 2018 | 15269.6902 | 0 | 0 | 0 | 0 | 10617.9721 | 12069.0765 | 8744.3921 | 1 | 10167.8045 | 9101.6589 | 6 | 0 | 0 | 0 | 0 | 0 | 0 | 29532.3545 | 1158.7702 | 160583.0148 | 729.3291 | 3961.9573 | 0 | 26.2247 | 0 | 64625.1171 | 277.2578 | 0 | 74157.4146 | 88.05% | 11.95% | 3896.2152 | 2098.4027 | 76.2054 | 9.1544 | 150.1997 | 282.6275 | 429.7941 | 26.6248 | 5561.2113 | 18376.2076 | 109814.3536 | 133751.7725 | 426199.9365 | 560934.5898 | 4.175% | 585373.0286
PARKING #230 | TERTIAIRE | PARKING | 28323.6438 | 2016 | 18083.9823 | 0 | 0 | 0 | 0 | 22948.9824 | 20448.5558 | 16838.3635 | 2 | 15325.1107 | 16876.0861 | 15 | 0 | 0 | 0 | 0 | 0 | 0 | 36808.3922 | 2779.9962 | 372757.248 | 830.9025 | 4260.7268 | 0 | 33.1078 | 0 | 130597.1581 | 574.1191 | 0 | 141434.5884 | 60.76% | 39.24% | 5166.3759 | 4251.2929 | 126.8333 | 12.7687 | 246.9508 | 464.7822 | 560.7663 | 43.1996 | 8500.4183 | 25330.1784 | 212461.364 | 246291.9607 | 838136.2792 | 1086157.9264 | 2.988% | 1119616.922
PARKING #231 | TERTIAIRE | PARKING | 41788.9448 | 2019 | 29458.4552 | 0 | 0 | 0 | 0 | 25448.1056 | 24839.0596 | 25611.2051 | 3 | 23434.6705 | 22054.9482 | 17 | 0 | 0 | 0 | 0 | 0 | 0 | 61986.8978 | 3668.3021 | 475519.5488 | 1484.7085 | 9032.8722 | 0 | 64.2384 | 0 | 217872.4975 | 812.4701 | 0 | 241386.9839 | 89.32% | 10.68% | 8165.0293 | 6554.5069 | 183.0657 | 23.8876 | 342.1521 | 580.6979 | 970.9616 | 50.7054 | 14111.7365 | 53214.9203 | 328847.2653 | 396173.922 | 1238466.307 | 1637826.2021 | 1.884% | 1669275.165
PARKING #232 | TERTIAIRE | PARKING | 56402.3858 | 2021 | 45903.4568 | 0 | 0 | 0 | 0 | 46214.4841 | 36981.898 | 41580.9104 | 4 | 38459.0574 | 36128.7022 | 25 | 0 | 0 | 0 | 0 | 0 | 0 | 103231.3825 | 5384.9146 | 605844.2564 | 2497.0977 | 15023.6066 | 0 | 93.6171 | 0 | 344182.3092 | 929.4117 | 0 | 264909.0255 | 79.53% | 20.47% | 11100.0941 | 7958.9305 | 297.5186 | 25.394 | 423.961 | 743.9145 | 1356.5128 | 88.118 | 17615.9216 | 80085.6655 | 331008.6768 | 428710.2638 | 1681464.6712 | 2113118.7964 | 3.94% | 2199785.0689
PARKING #233 | TERTIAIRE | PARKING | 26184.8753 | 2020 | 22604.2959 | 0 | 0 | 0 | 0 | 18781.1428 | 17028.4838 | 16907.9531 | 2 | 11338.1044 | 12570.8281 | 12 | 0 | 0 | 0 | 0 | 0 | 0 | 42004.1797 | 1835.9188 | 367223.4294 | 1101.2528 | 5317.466 | 0 | 46.0221 | 0 | 139409.8701 | 374.2038 | 0 | 148599.8175 | 62.84% | 37.16% | 6955.6938 | 4255.9625 | 136.9838 | 13.8686 | 234.4287 | 353.0152 | 483.4996 | 46.6679 | 9434.8155 | 28957.6361 | 177733.0182 | 216125.4699 | 853010.4785 | 1070827.639 | 3.798% | 1113105.5741
PARKING #234 | TERTIAIRE | PARKING | 17791.6154 | 2013 | 12340.1756 | 0 | 0 | 0 | 0 | 13781.2066 | 7884.2923 | 9781.3322 | 1 | 8495.6029 | 7532.2251 | 7 | 0 | 0 | 0 | 0 | 0 | 0 | 25696.005 | 1707.8146 | 183167.773 | 554.2731 | 3468.0597 | 0 | 20.5039 | 0 | 82303.9318 | 326.2018 | 0 | 75678.0634 | 69.14% | 30.86% | 5251.5538 | 2297.1143 | 79.5926 | 7.704 | 137.7469 | 300.7601 | 386.5612 | 26.5276 | 6652.3597 | 14887.9588 | 113264.5409 | 134804.8593 | 457418.0641 | 593503.746 | 5.248% | 626376.5713
PARKING #235 | TERTIAIRE | PARKING | 55248.6454 | 2014 | 47587.8628 | 0 | 0 | 0 | 0 | 38433.507 | 24614.9855 | 25751.3226 | 3 | 30022.9036 | 28032.2512 | 23 | 0 | 0 | 0 | 0 | 0 | 0 | 76730.3298 | 4313.8579 | 578223.7966 | 1640.987 | 11086.1002 | 0 | 75.7652 | 0 | 259342.3957 | 1091.8606 | 0 | 301144.8518 | 51.43% | 48.57% | 13401.0453 | 10389.1741 | 308.5184 | 32.9344 | 476.1239 | 702.7781 | 1053.8594 | 95.962 | 14900.2934 | 66008.1048 | 385749.0345 | 466657.4327 | 1524059.9881 | 1994107.9927 | 1.268% | 2019716.9961
PARKING #236 | TERTIAIRE | PARKING | 45629.2266 | 2009 | 25264.6404 | 0 | 0 | 0 | 0 | 24228.1832 | 19236.4674 | 24277.1353 | 3 | 24234.464 | 26249.093 | 20 | 0 | 0 | 0 | 0 | 0 | 0 | 61473.7925 | 3450.8295 | 419389.3753 | 1420.1944 | 6938.4246 | 0 | 78.8403 | 0 | 170425.9846 | 799.5925 | 0 | 136273.7202 | 39.78% | 60.22% | 11882.7371 | 5467.1206 | 170.3298 | 18.5253 | 295.4781 | 533.2345 | 1089.3915 | 73.3087 | 14322.7637 | 35390.9927 | 335559.7883 | 385273.5447 | 986970.7708 | 1375037.6695 | 6.882% | 1476661.8495
PARKING #237 | TERTIAIRE | PARKING | 13529.1187 | 2016 | 7870.2008 | 0 | 0 | 0 | 0 | 10296.344 | 9927.713 | 6835.4293 | 1 | 7494.0501 | 9036.2438 | 7 | 0 | 0 | 0 | 0 | 0 | 0 | 20837.2182 | 1303.4088 | 124094.9402 | 623.2992 | 2484.7638 | 0 | 16.3569 | 0 | 52134.9924 | 229.7008 | 0 | 58829.2055 | 85.32% | 14.68% | 2859.5987 | 1985.482 | 65.2806 | 5.4545 | 109.5827 | 182.4779 | 231.0422 | 22.6531 | 4677.426 | 12794.0344 | 80256.2414 | 97727.7018 | 327903.7371 | 426479.8239 | 4.518% | 446657.8932
PARKING #238 | TERTIAIRE | PARKING | 16850.3836 | 2011 | 9916.9905 | 0 | 0 | 0 | 0 | 11222.3358 | 9231.5635 | 8080.7414 | 1 | 6639.1614 | 7408.6524 | 9 | 0 | 0 | 0 | 0 | 0 | 0 | 24063.2417 | 1605.808 | 155082.3686 | 546.7376 | 2270.5565 | 0 | 25.7176 | 0 | 73733.2329 | 247.4788 | 0 | 80791.9807 | 50.57% | 49.43% | 3866.8707 | 2342.4011 | 59.2772 | 8.3792 | 134.1776 | 175.8436 | 273.7028 | 23.2369 | 5959.8817 | 15604.4571 | 119876.2839 | 141440.6227 | 415081.2968 | 557321.6698 | 4.654% | 584526.1184
PARKING #239 | TERTIAIRE | PARKING | 24418.6694 | 2016 | 18025.0197 | 0 | 0 | 0 | 0 | 18204.3225 | 14794.251 | 17615.916 | 2 | 13262.6277 | 14502.9738 | 11 | 0 | 0 | 0 | 0 | 0 | 0 | 34088.8237 | 2213.1169 | 198416.8538 | 977.9751 | 3883.5408 | 0 | 32.4412 | 0 | 96554.7841 | 519.0097 | 0 | 83889.2012 | 35.58% | 64.42% | 7210.0901 | 3606.3583 | 136.0762 | 13.6009 | 175.3453 | 399.856 | 599.9117 | 37.8766 | 8727.1669 | 26703.0658 | 179719.9977 | 215150.2304 | 544033.1925 | 760760.616 | 0.9092% | 767741.0261
PARKING #240 | TERTIAIRE | PARKING | 43653.1313 | 2011 | 23828.5267 | 0 | 0 | 0 | 0 | 34985.9137 | 24147.5038 | 22518.1529 | 3 | 16062.3276 | 19917.213 | 17 | 0 | 0 | 0 | 0 | 0 | 0 | 54131.7341 | 3289.8312 | 472024.9972 | 1929.8554 | 5967.8841 | 0 | 56.5114 | 0 | 222212.9245 | 622.7149 | 0 | 166230.8296 | 84.53% | 15.47% | 9151.701 | 6297.5809 | 221.4992 | 24.6739 | 262.9851 | 613.379 | 744.9205 | 50.2244 | 10000.1158 | 37285.164 | 322281.0327 | 369566.3124 | 1122301.873 | 1493849.191 | 6.924% | 1604971.3018
PARKING #241 | TERTIAIRE | PARKING | 13850.0176 | 2014 | 12049.7861 | 0 | 0 | 0 | 0 | 7449.6798 | 6612.0169 | 8179.7642 | 1 | 8090.4126 | 7728.3925 | 6 | 0 | 0 | 0 | 0 | 0 | 0 | 17373.5075 | 937.2103 | 114433.7355 | 619.8545 | 3199.0028 | 0 | 16.5807 | 0 | 69599.6062 | 210.873 | 0 | 51634.2545 | 45.19% | 54.81% | 3538.756 | 1840.3405 | 74.1399 | 6.5627 | 110.1616 | 176.2331 | 231.6675 | 17.3426 | 5133.8657 | 11646.9871 | 69962.7115 | 86743.5643 | 323551.5394 | 411216.5721 | 4.123% | 428901.2061
PARKING #242 | TERTIAIRE | PARKING | 65419.32 | 2019 | 52098.9199 | 0 | 0 | 0 | 0 | 38595.7967 | 40586.8485 | 39201.9922 | 3 | 43431.2384 | 34274.2495 | 32 | 0 | 0 | 0 | 0 | 0 | 0 | 90563.3603 | 6097.4665 | 912163.332 | 2422.4927 | 15233.1693 | 0 | 104.9624 | 0 | 340004.5491 | 1219.3973 | 0 | 300301.2028 | 85.02% | 14.98% | 14482.449 | 8848.3915 | 365.6715 | 38.3601 | 552.831 | 882.4955 | 1251.933 | 84.4522 | 23027.8672 | 95559.9172 | 350472.9401 | 469060.7245 | 2053256.084 | 2526232.5917 | 1.941% | 2576237.5003
PARKING #243 | TERTIAIRE | PARKING | 40830.1245 | 2013 | 24664.983 | 0 | 0 | 0 | 0 | 34310.2179 | 17903.1127 | 23872.6207 | 3 | 18868.5619 | 24891.1353 | 17 | 0 | 0 | 0 | 0 | 0 | 0 | 67564.4625 | 3938.1007 | 321851.5452 | 1239.1439 | 9380.9356 | 0 | 70.9592 | 0 | 148697.5201 | 789.0031 | 0 | 154990.1431 | 60.49% | 39.51% | 9360.7187 | 7133.7626 | 146.8277 | 23.7174 | 367.1495 | 527.6484 | 903.3458 | 75.6114 | 13910.7738 | 41935.4632 | 195390.5176 | 251236.7546 | 898991.3659 | 1152332.6546 | 3.703% | 1196649.7224
PARKING #244 | TERTIAIRE | PARKING | 20334.379 | 2015 | 15582.3453 | 0 | 0 | 0 | 0 | 17921.4822 | 10375.0105 | 13380.5351 | 1 | 7665.5789 | 13214.1085 | 11 | 0 | 0 | 0 | 0 | 0 | 0 | 33127.3441 | 1731.8856 | 229396.8774 | 699.7809 | 4038.9137 | 0 | 26.3141 | 0 | 113705.3611 | 338.038 | 0 | 103175.8655 | 63.51% | 36.49% | 5814.5226 | 3652.984 | 96.405 | 7.5576 | 146.2676 | 295.0617 | 374.2881 | 24.2341 | 5543.1217 | 16973.1954 | 98153.9432 | 120670.2603 | 586493.7317 | 708224.355 | 1.881% | 721800.7973
PARKING #245 | TERTIAIRE | PARKING | 32928.4221 | 2008 | 21573.501 | 0 | 0 | 0 | 0 | 16678.8892 | 18429.8509 | 12613.9 | 2 | 12776.7671 | 16661.5251 | 14 | 0 | 0 | 0 | 0 | 0 | 0 | 51129.3595 | 2962.4441 | 258972.2112 | 1402.5541 | 4489.1054 | 0 | 43.8339 | 0 | 106018.9572 | 519.5896 | 0 | 152142.7445 | 36.54% | 63.46% | 9117.4821 | 5403.9384 | 168.0927 | 13.4096 | 212.3799 | 399.0927 | 860.7412 | 40.5721 | 7298.9784 | 32233.997 | 236316.6058 | 275849.5812 | 717792.2736 | 995509.1825 | 4.935% | 1047183.5461
PARKING #246 | TERTIAIRE | PARKING | 21064.0148 | 2008 | 12018.7018 | 0 | 0 | 0 | 0 | 15247.3328 | 10900.5003 | 12437.9541 | 1 | 7171.8919 | 11273.5112 | 7 | 0 | 0 | 0 | 0 | 0 | 0 | 21750.9301 | 1912.0961 | 221272.1687 | 652.3272 | 3115.6851 | 0 | 36.2523 | 0 | 72784.7711 | 449.4956 | 0 | 90560.3195 | 83.15% | 16.85% | 3795.96 | 2864.9765 | 81.1403 | 9.8853 | 193.3356 | 264.6871 | 562.2297 | 27.2857 | 6411.8306 | 18422.9726 | 132019.8269 | 156854.6301 | 504879.2524 | 662914.1613 | 1.492% | 672953.8449
PARKING #247 | TERTIAIRE | PARKING | 16311.9056 | 2012 | 14124.9078 | 0 | 0 | 0 | 0 | 12309.2361 | 6766.5941 | 9280.9377 | 1 | 8358.9664 | 10086.3131 | 8 | 0 | 0 | 0 | 0 | 0 | 0 | 23545.7479 | 1235.5378 | 141908.2879 | 705.7015 | 2374.2474 | 0 | 23.9077 | 0 | 63077.3947 | 295.7574 | 0 | 85145.9803 | 62.87% | 37.13% | 3714.7517 | 2839.3742 | 56.1752 | 7.0399 | 152.8111 | 271.5556 | 415.9693 | 24.9672 | 4501.9683 | 20602.6097 | 129103.1986 | 154207.7766 | 402720.9548 | 557756.5573 | 4.891% | 586440.0406
PARKING #248 | TERTIAIRE | PARKING | 37888.8598 | 2016 | 27585.2862 | 0 | 0 | 0 | 0 | 31059.0569 | 21573.6912 | 21737.9373 | 2 | 23012.2512 | 23969.132 | 16 | 0 | 0 | 0 | 0 | 0 | 0 | 48526.0732 | 2340.7156 | 466487.3549 | 1689.4216 | 9102.0475 | 0 | 64.4657 | 0 | 162607.4546 | 661.2005 | 0 | 216809.977 | 66.76% | 33.24% | 10169.3024 | 4540.4451 | 162.7424 | 17.768 | 261.0142 | 641.2428 | 650.305 | 47.9716 | 12349.6715 | 35887.7676 | 247418.6658 | 295656.1049 | 1110019.2454 | 1407835.9047 | 2.912% | 1450064.3528
PARKING #249 | TERTIAIRE | PARKING | 42574.6316 | 2019 | 28794.683 | 0 | 0 | 0 | 0 | 25200.9655 | 22438.9852 | 27735.6081 | 2 | 28222.574 | 23014.7237 | 15 | 0 | 0 | 0 | 0 | 0 | 0 | 80631.6085 | 3749.8272 | 473328.2061 | 1644.0023 | 10668.2071 | 0 | 65.3703 | 0 | 203094.4701 | 908.8285 | 0 | 205925.3265 | 78.78% | 21.22% | 8978.5898 | 6469.4519 | 180.2344 | 18.4956 | 297.5107 | 598.6562 | 799.0035 | 67.7131 | 12334.0819 | 50125.8353 | 264832.401 | 327292.3182 | 1201399.3159 | 1532116.5155 | 2.169% | 1566090.5072
PARKING #250 | TERTIAIRE | PARKING | 54471.7377 | 2008 | 36034.8456 | 0 | 0 | 0 | 0 | 31108.7412 | 25607.0834 | 29707.3833 | 4 | 25199.012 | 29244.9585 | 27 | 0 | 0 | 0 | 0 | 0 | 0 | 53517.6848 | 3977.9992 | 498889.9711 | 1862.0966 | 7138.1313 | 0 | 81.781 | 0 | 226385.1864 | 1093.5634 | 0 | 256312.4658 | 80.21% | 19.79% | 11317.9883 | 7734.0054 | 267.0347 | 32.0021 | 373.9715 | 764.7894 | 930.7608 | 89.4714 | 14704.5815 | 55789.2785 | 302493.1144 | 372986.9744 | 1295086.7947 | 1670802.7825 | 4.61% | 1751552.8174
PARKING #251 | TERTIAIRE | PARKING | 33858.2267 | 2007 | 15944.3935 | 0 | 0 | 0 | 0 | 22888.3071 | 17592.8187 | 16317.8554 | 2 | 17130.5948 | 20141.348 | 18 | 0 | 0 | 0 | 0 | 0 | 0 | 37020.5624 | 2948.2579 | 363692.1272 | 1193.6958 | 4542.7476 | 0 | 48.7097 | 0 | 119627.6341 | 703.7314 | 0 | 99221.8656 | 73.13% | 26.87% | 8793.4717 | 5951.393 | 184.9885 | 19.1599 | 205.1662 | 465.5203 | 751.7643 | 46.3591 | 9576.657 | 30117.5952 | 252617.1338 | 292311.386 | 776381.9087 | 1070749.3331 | 0.8142% | 1079538.5415
PARKING #252 | TERTIAIRE | PARKING | 61343.9353 | 2017 | 38142.2679 | 0 | 0 | 0 | 0 | 41374.7582 | 31392.8421 | 34537.3828 | 5 | 31542.0318 | 45742.4666 | 25 | 0 | 0 | 0 | 0 | 0 | 0 | 90338.4879 | 3774.2151 | 742893.4476 | 1884.2695 | 11275.3322 | 0 | 69.652 | 0 | 275121.7107 | 1033.4828 | 0 | 229823.7537 | 70.12% | 29.88% | 15764.4067 | 9226.305 | 252.8724 | 35.2202 | 385.7419 | 819.4354 | 1336.6117 | 113.3922 | 21299.8946 | 80137.3907 | 462965.7884 | 564403.0738 | 1676816.6468 | 2244846.0381 | 2.434% | 2300843.5887
PARKING #253 | TERTIAIRE | PARKING | 41732.9529 | 2007 | 20448.0848 | 0 | 0 | 0 | 0 | 28809.2456 | 20428.3948 | 20108.8612 | 3 | 15074.0872 | 20497.7029 | 17 | 0 | 0 | 0 | 0 | 0 | 0 | 51801.6497 | 3461.4491 | 308419.7446 | 1573.3328 | 5847.7393 | 0 | 49.3016 | 0 | 169059.8426 | 805.6463 | 0 | 154929.8043 | 67.77% | 32.23% | 9336.1949 | 6336.0966 | 213.2621 | 22.4371 | 355.6477 | 712.4146 | 819.8087 | 53.2032 | 13429.1141 | 36318.9199 | 220558.7094 | 270306.7434 | 868522.8872 | 1141427.6582 | 1.075% | 1153830.2327
PARKING #254 | TERTIAIRE | PARKING | 14117.0772 | 2015 | 8483.3262 | 0 | 0 | 0 | 0 | 10304.3592 | 9323.8736 | 7121.1442 | 1 | 5918.3349 | 6371.7008 | 6 | 0 | 0 | 0 | 0 | 0 | 0 | 19787.9986 | 983.9484 | 178594.6366 | 631.657 | 2320.7874 | 0 | 20.3281 | 0 | 50749.8361 | 229.2899 | 0 | 62075.9634 | 88.02% | 11.98% | 3248.8011 | 2192.4783 | 70.0721 | 8.4486 | 104.1379 | 147.441 | 315.6995 | 20.8072 | 4588.8755 | 15988.2003 | 83542.8048 | 104119.8806 | 387296.2896 | 492133.5875 | 4.119% | 513277.4397
PARKING #255 | TERTIAIRE | PARKING | 49992.9739 | 2018 | 35619.3706 | 0 | 0 | 0 | 0 | 35436.2863 | 26523.6542 | 29785.436 | 3 | 30676.6913 | 23984.4197 | 20 | 0 | 0 | 0 | 0 | 0 | 0 | 92646.5738 | 3358.5005 | 609016.305 | 2330.136 | 12308.5486 | 0 | 64.1029 | 0 | 203204.4544 | 764.3411 | 0 | 267436.6499 | 50.35% | 49.65% | 14440.855 | 7581.0674 | 177.5192 | 28.2976 | 322.18 | 521.8837 | 1037.0788 | 75.5864 | 17329.319 | 66742.6013 | 394513.3276 | 478585.248 | 1470614.9641 | 1952845.4376 | 3.07% | 2014697.3287
PARKING #256 | TERTIAIRE | PARKING | 40824.6487 | 2015 | 25708.9061 | 0 | 0 | 0 | 0 | 25653.3797 | 28721.0103 | 20096.5759 | 3 | 22502.2642 | 25800.7942 | 17 | 0 | 0 | 0 | 0 | 0 | 0 | 53317.5548 | 2659.3562 | 370156.2264 | 1222.2866 | 6673.5212 | 0 | 61.597 | 0 | 228140.2291 | 656.6553 | 0 | 208035.2764 | 68.69% | 31.31% | 9755.3594 | 6801.8683 | 169.8844 | 23.4131 | 320.0731 | 622.544 | 859.9069 | 54.4586 | 15189.5988 | 56537.9804 | 321789.7981 | 393517.3772 | 1095667.7822 | 1492042.3379 | 3.02% | 1538500.2927
PARKING #257 | TERTIAIRE | PARKING | 19867.5206 | 2007 | 9688.3862 | 0 | 0 | 0 | 0 | 11230.7937 | 11634.7036 | 10256.6742 | 1 | 8340.6792 | 9898.6476 | 10 | 0 | 0 | 0 | 0 | 0 | 0 | 19840.8575 | 1619.8572 | 216104.6125 | 684.7551 | 3646.8551 | 0 | 32.5877 | 0 | 81019.2606 | 358.5128 | 0 | 60428.2398 | 53.08% | 46.92% | 3778.7121 | 3393.212 | 85.7116 | 7.4311 | 160.1794 | 205.6676 | 385.8621 | 25.1559 | 5104.6623 | 14699.1408 | 111510.9572 | 131314.7603 | 464640.2111 | 596731.2669 | 0.7304% | 601122.1156
PARKING #258 | TERTIAIRE | PARKING | 22684.3938 | 2009 | 11816.2634 | 0 | 0 | 0 | 0 | 13384.2599 | 10622.922 | 11766.7361 | 2 | 11203.6316 | 13131.8405 | 8 | 0 | 0 | 0 | 0 | 0 | 0 | 36343.8079 | 1650.8127 | 251961.6955 | 862.8321 | 3420.1142 | 0 | 37.4373 | 0 | 100886.5517 | 316.0527 | 0 | 97474.4854 | 56.58% | 43.42% | 5337.113 | 4263.618 | 101.2282 | 8.5002 | 207.0723 | 288.4804 | 497.9193 | 27.2652 | 4862.9485 | 18185.4146 | 163957.2079 | 187005.571 | 589327.1451 | 777434.5691 | 4.501% | 814075.0902
PARKING #259 | TERTIAIRE | PARKING | 46522.3692 | 2014 | 40724.4265 | 0 | 0 | 0 | 0 | 26622.6488 | 29454.221 | 28156.8377 | 2 | 17099.356 | 26439.0379 | 19 | 0 | 0 | 0 | 0 | 0 | 0 | 76459.1639 | 4504.1519 | 592913.9044 | 1974.414 | 7487.5344 | 0 | 59.5153 | 0 | 194418.1685 | 699.7169 | 0 | 218138.9584 | 77.46% | 22.54% | 13150.197 | 6863.4456 | 188.7861 | 21.4902 | 424.902 | 622.286 | 1071.4836 | 83.1351 | 14013.8145 | 38630.0608 | 270772.4075 | 323416.2828 | 1321549.2835 | 1647621.6742 | 4.158% | 1719097.1663
PARKING #260 | TERTIAIRE | PARKING | 38320.3157 | 2013 | 24685.8678 | 0 | 0 | 0 | 0 | 26778.9947 | 23518.1224 | 17322.5343 | 3 | 15662.0059 | 20165.4286 | 16 | 0 | 0 | 0 | 0 | 0 | 0 | 47732.1929 | 2597.1585 | 339245.5347 | 1773.1995 | 6082.437 | 0 | 55.0464 | 0 | 146268.5105 | 683.2176 | 0 | 124682.5701 | 67.61% | 32.39% | 10849.4747 | 6495.2237 | 180.8707 | 14.1453 | 263.2003 | 469.4509 | 954.2064 | 49.1054 | 14450.4124 | 47347.3458 | 259230.6938 | 321028.452 | 859440.778 | 1182530.2623 | 0.4924% | 1188381.3892
PARKING #261 | TERTIAIRE | PARKING | 62578.8698 | 2022 | 43340.3342 | 0 | 0 | 0 | 0 | 51665.1459 | 47531.2101 | 34662.4507 | 4 | 36505.0806 | 39788.3467 | 34 | 0 | 0 | 0 | 0 | 0 | 0 | 84979.0844 | 4629.7937 | 835413.6156 | 2092.8709 | 14241.4291 | 0 | 109.4285 | 0 | 267074.6814 | 884.2705 | 0 | 247016.7138 | 85.04% | 14.96% | 17969.0613 | 7930.0537 | 352.2333 | 36.5129 | 361.2558 | 716.3234 | 1545.7349 | 105.0727 | 20349.6236 | 99101.8565 | 329694.7714 | 449146.2516 | 1840221.7782 | 2294741.4243 | 5.072% | 2417349.2731
PARKING #262 | TERTIAIRE | PARKING | 59473.5036 | 2014 | 43977.2173 | 0 | 0 | 0 | 0 | 33363.0756 | 38766.866 | 36176.0383 | 4 | 27303.8031 | 29284.4949 | 22 | 0 | 0 | 0 | 0 | 0 | 0 | 92027.3893 | 4007.7437 | 590467.4613 | 2745.1566 | 12699.3215 | 0 | 72.1053 | 0 | 239170.505 | 934.8141 | 0 | 298755.9631 | 44.68% | 55.32% | 17464.1342 | 11011.8255 | 290.886 | 24.9804 | 366.3005 | 644.6618 | 1299.9109 | 93.3043 | 18212.073 | 73707.9904 | 308450.1873 | 400370.2507 | 1545099.5192 | 1948541.4559 | 5.229% | 2056047.0168
PARKING #263 | TERTIAIRE | PARKING | 28972.794 | 2008 | 15204.2316 | 0 | 0 | 0 | 0 | 13629.9344 | 13154.9765 | 16931.8062 | 2 | 13745.8736 | 13405.0621 | 16 | 0 | 0 | 0 | 0 | 0 | 0 | 31362.2618 | 2321.3423 | 249845.6172 | 1076.858 | 3682.5088 | 0 | 36.3158 | 0 | 126954.1727 | 383.7658 | 0 | 108226.4844 | 75.89% | 24.11% | 6903.3508 | 4779.5521 | 101.0757 | 13.223 | 201.4519 | 488.1357 | 608.7904 | 34.9088 | 6198.4588 | 29201.2461 | 212279.0701 | 247678.775 | 643108.3139 | 892065.4313 | 3.609% | 925462.9914
PARKING #264 | TERTIAIRE | PARKING | 40366.0288 | 2022 | 33268.8798 | 0 | 0 | 0 | 0 | 28669.5196 | 29615.4867 | 28031.0416 | 3 | 26561.067 | 26753.3844 | 19 | 0 | 0 | 0 | 0 | 0 | 0 | 62106.8466 | 3966.7454 | 609537.1676 | 1389.0313 | 7836.5796 | 0 | 70.1463 | 0 | 192496.1172 | 732.2324 | 0 | 204496.3313 | 76.99% | 23.01% | 8645.027 | 7126.0841 | 215.1485 | 22.47 | 257.4243 | 608.4412 | 835.4747 | 77.0167 | 18280.652 | 45533.8248 | 250341.0784 | 314155.5551 | 1324359.2432 | 1641406.8435 | 0.692% | 1652845.256
PARKING #265 | TERTIAIRE | PARKING | 32252.5722 | 2014 | 27136.9887 | 0 | 0 | 0 | 0 | 21154.7186 | 15096.5222 | 21176.6514 | 2 | 15156.976 | 20849.34 | 17 | 0 | 0 | 0 | 0 | 0 | 0 | 43966.4307 | 2231.093 | 309854.2777 | 1169.567 | 6502.5037 | 0 | 36.1668 | 0 | 157107.8909 | 561.0865 | 0 | 172260.7381 | 86.03% | 13.97% | 7125.1484 | 5724.9902 | 145.4658 | 13.3721 | 263.1945 | 491.3813 | 547.4516 | 57.6201 | 12001.322 | 26630.5312 | 198062.3129 | 236694.1661 | 849219.8713 | 1087825.9674 | 0.9368% | 1098113.2541
PARKING #266 | TERTIAIRE | PARKING | 24566.7665 | 2018 | 21186.4594 | 0 | 0 | 0 | 0 | 18310.8923 | 12410.1201 | 18072.1426 | 1 | 12206.2943 | 18769.9371 | 12 | 0 | 0 | 0 | 0 | 0 | 0 | 36194.7526 | 2006.625 | 339390.4526 | 1049.1468 | 6059.4308 | 0 | 27.1456 | 0 | 102785.2422 | 425.4749 | 0 | 105826.1354 | 61.78% | 38.22% | 6370.3376 | 3347.1034 | 95.0985 | 11.7129 | 190.1173 | 330.9528 | 520.2273 | 37.9158 | 6672.7078 | 26903.2858 | 167247.1427 | 200823.1363 | 723750.9224 | 925914.8781 | 3.588% | 960368.522
PARKING #267 | TERTIAIRE | PARKING | 63137.5403 | 2017 | 40324.9619 | 0 | 0 | 0 | 0 | 39767.1617 | 35537.0912 | 45751.2441 | 3 | 29728.8783 | 43069.1364 | 27 | 0 | 0 | 0 | 0 | 0 | 0 | 106133.908 | 5890.8921 | 726335.8336 | 2979.8773 | 10043.0842 | 0 | 84.93 | 0 | 298885.8884 | 1191.9817 | 0 | 247424.8577 | 58.11% | 41.89% | 13757.3327 | 10793.2599 | 264.0551 | 26.5718 | 538.447 | 684.9716 | 1377.4403 | 87.6319 | 23990.4815 | 62244.7488 | 463429.5189 | 549664.7493 | 1705920.1458 | 2259853.8527 | 6.893% | 2427150.9285
PARKING #268 | TERTIAIRE | PARKING | 27304.1367 | 2020 | 20581.8027 | 0 | 0 | 0 | 0 | 18551.9703 | 18318.3043 | 20167.2422 | 2 | 17356.4577 | 20721.9378 | 10 | 0 | 0 | 0 | 0 | 0 | 0 | 54746.2565 | 1898.0803 | 361949.0517 | 1088.7051 | 7202.5784 | 0 | 34.0682 | 0 | 141417.1886 | 417.0359 | 0 | 126496.8864 | 86.44% | 13.56% | 7292.6488 | 3773.8363 | 148.5915 | 16.3869 | 199.9108 | 312.396 | 508.206 | 34.8217 | 11226.9207 | 36936.5958 | 212113.7655 | 260277.282 | 857898.481 | 1120437.9223 | 2.594% | 1150278.2024
PARKING #269 | TERTIAIRE | PARKING | 30932.863 | 2016 | 19730.3467 | 0 | 0 | 0 | 0 | 22962.8872 | 19564.8783 | 17769.0279 | 2 | 14215.8809 | 22130.3758 | 14 | 0 | 0 | 0 | 0 | 0 | 0 | 50217.5131 | 2141.2704 | 397210.9096 | 1280.4772 | 4810.7995 | 0 | 51.0333 | 0 | 122558.0192 | 554.1605 | 0 | 155523.3809 | 62.49% | 37.51% | 6411.1006 | 3623.665 | 175.804 | 17.3379 | 272.3996 | 437.9167 | 619.7463 | 55.4968 | 8189.7475 | 29961.9219 | 223889.5926 | 262041.2621 | 889633.4751 | 1153998.4287 | 3.299% | 1193361.7883
PARKING #270 | TERTIAIRE | PARKING | 26005.7582 | 2016 | 15033.0256 | 0 | 0 | 0 | 0 | 14618.9071 | 17331.144 | 15593.9797 | 2 | 13878.4095 | 12322.0903 | 13 | 0 | 0 | 0 | 0 | 0 | 0 | 38663.6942 | 1925.1792 | 283327.6359 | 1047.9828 | 4422.8318 | 0 | 37.8867 | 0 | 114430.6708 | 510.2633 | 0 | 91728.2284 | 79.21% | 20.79% | 6640.3754 | 4873.6518 | 138.6404 | 10.3442 | 197.3249 | 329.7321 | 517.1095 | 42.7195 | 6849.9374 | 30025.6674 | 146186.6693 | 183062.2741 | 663362.2097 | 847887.8648 | 2.717% | 871569.5488
PARKING #271 | TERTIAIRE | PARKING | 42778.0537 | 2008 | 27821.7361 | 0 | 0 | 0 | 0 | 20914.6014 | 17025.7994 | 16830.4735 | 3 | 13882.5881 | 25222.4894 | 23 | 0 | 0 | 0 | 0 | 0 | 0 | 61653.5442 | 3961.7643 | 411803.743 | 1941.9556 | 6561.692 | 0 | 58.7823 | 0 | 148373.1259 | 868.3443 | 0 | 200425.0553 | 82.78% | 17.22% | 9057.8721 | 7410.3129 | 227.9666 | 16.7794 | 365.8565 | 582.3641 | 975.8271 | 63.1467 | 8994.2104 | 37794.836 | 220851.7088 | 267640.7552 | 1005692.5543 | 1275884.8102 | 5.099% | 1344437.6942
PARKING #272 | TERTIAIRE | PARKING | 35070.4577 | 2018 | 22054.4907 | 0 | 0 | 0 | 0 | 26710.7847 | 17232.3173 | 23950.7918 | 2 | 20946.0309 | 26254.879 | 15 | 0 | 0 | 0 | 0 | 0 | 0 | 51733.0186 | 2488.7425 | 428774.348 | 1483.1658 | 5809.2495 | 0 | 52.0695 | 0 | 153764.5787 | 698.4965 | 0 | 128188.3553 | 54.18% | 45.82% | 9621.0084 | 4101.8875 | 128.6134 | 20.1304 | 305.5454 | 515.085 | 850.2436 | 51.3042 | 12353.1912 | 47620.7559 | 223299.3242 | 283273.2713 | 963629.6831 | 1249458.3888 | 5.822% | 1326694.0172
PARKING #273 | TERTIAIRE | PARKING | 63466.6466 | 2008 | 48560.6427 | 0 | 0 | 0 | 0 | 36877.0958 | 36498.1682 | 37814.4848 | 4 | 28473.7436 | 26878.4948 | 24 | 0 | 0 | 0 | 0 | 0 | 0 | 92380.166 | 3981.3506 | 532290.3369 | 2578.9614 | 9658.8448 | 0 | 104.3004 | 0 | 287685.2292 | 1371.4314 | 0 | 286232.5698 | 70.32% | 29.68% | 15288.3915 | 10713.7334 | 268.8145 | 31.1662 | 549.5356 | 931.9887 | 1297.5365 | 80.5928 | 14983.0899 | 58543.097 | 392961.6339 | 466487.8208 | 1507322.7971 | 1977173.1549 | 5.234% | 2086370.4605
PARKING #274 | TERTIAIRE | PARKING | 15123.5931 | 2023 | 16625.9062 | 0 | 0 | 0 | 0 | 10177.9239 | 9691.0178 | 11981.2325 | 1 | 9946.2163 | 9642.3258 | 6 | 0 | 0 | 0 | 0 | 0 | 0 | 21222.9672 | 1248.7203 | 209923.748 | 517.6049 | 3461.1864 | 0 | 19.6473 | 0 | 94878.6321 | 224.9139 | 0 | 62039.3766 | 59.15% | 40.85% | 3342.2478 | 2681.4826 | 55.5107 | 8.3013 | 123.1432 | 182.7629 | 357.843 | 26.3677 | 6223.3395 | 17233.5209 | 117670.0274 | 141126.8878 | 485774.0427 | 628119.041 | 2.329% | 643094.2097
PARKING #275 | TERTIAIRE | PARKING | 45623.274 | 2020 | 31794.8702 | 0 | 0 | 0 | 0 | 31072.515 | 36567.0864 | 27426.5644 | 3 | 28661.5169 | 23814.5238 | 21 | 0 | 0 | 0 | 0 | 0 | 0 | 66446.8611 | 4323.2769 | 452678.422 | 1796.6276 | 10912.8674 | 0 | 73.8988 | 0 | 240275.994 | 626.0937 | 0 | 223899.1202 | 63.73% | 36.27% | 11547.2113 | 7943.9909 | 243.4879 | 17.9275 | 331.2175 | 528.5993 | 997.6116 | 72.3349 | 17672.3786 | 63676.2447 | 234614.4692 | 315963.0926 | 1267695.0285 | 1587328.8432 | 5.558% | 1680746.9767
PARKING #276 | TERTIAIRE | PARKING | 45464.8288 | 2010 | 26162.4632 | 0 | 0 | 0 | 0 | 29425.2297 | 19512.1328 | 29804.7295 | 3 | 20398.9481 | 17942.1902 | 25 | 0 | 0 | 0 | 0 | 0 | 0 | 73570.5304 | 4294.1834 | 361494.8596 | 2067.0364 | 8824.8419 | 0 | 80.0245 | 0 | 145956.5336 | 608.9781 | 0 | 217627.3145 | 53.75% | 46.25% | 12168.735 | 5525.6647 | 205.3932 | 25.0782 | 419.3453 | 734.3815 | 989.341 | 54.4336 | 10245.366 | 37153.3324 | 338387.039 | 385785.7374 | 1000450.6193 | 1388674.9181 | 1.459% | 1409240.086
PARKING #277 | TERTIAIRE | PARKING | 57938.3538 | 2020 | 50124.5309 | 0 | 0 | 0 | 0 | 46634.15 | 45078.2694 | 44594.632 | 4 | 32735.1746 | 42320.2457 | 28 | 0 | 0 | 0 | 0 | 0 | 0 | 111292.4034 | 5396.418 | 691482.9063 | 2535.4377 | 11925.0713 | 0 | 98.3547 | 0 | 298672.2846 | 1069.2247 | 0 | 325232.7667 | 73.92% | 26.08% | 16967.6598 | 9334.9487 | 318.8482 | 27.1329 | 407.0559 | 968.4129 | 1136.4994 | 101.563 | 16046.2248 | 55519.205 | 302435.0402 | 374000.4701 | 1772800.9896 | 2150440.3675 | 5.908% | 2285464.6348
PARKING #278 | TERTIAIRE | PARKING | 17198.0949 | 2015 | 12494.1334 | 0 | 0 | 0 | 0 | 15404.0089 | 9489.4268 | 9705.6889 | 1 | 7151.4698 | 11264.2499 | 10 | 0 | 0 | 0 | 0 | 0 | 0 | 27083.5414 | 1695.2288 | 139238.4183 | 699.9527 | 3382.5467 | 0 | 20.3858 | 0 | 79218.2351 | 246.8191 | 0 | 77031.6633 | 64.05% | 35.95% | 4920.2754 | 2602.1418 | 90.3009 | 10.0509 | 161.0667 | 249.604 | 320.1717 | 22.7709 | 5050.8932 | 14695.21 | 110506.6666 | 130252.7698 | 410618.1816 | 541696.3394 | 2.514% | 555664.7023
PARKING #279 | TERTIAIRE | PARKING | 47951.3717 | 2017 | 38655.443 | 0 | 0 | 0 | 0 | 29518.3821 | 34789.1227 | 30330.1272 | 3 | 24331.4623 | 31160.1355 | 18 | 0 | 0 | 0 | 0 | 0 | 0 | 58089.2874 | 4604.4146 | 519748.1956 | 1879.1806 | 8870.1683 | 0 | 62.8773 | 0 | 226287.8456 | 777.7941 | 0 | 178364.5024 | 86.14% | 13.86% | 12077.388 | 8688.1879 | 231.5254 | 27.1489 | 431.1068 | 578.684 | 898.3824 | 81.9985 | 16989.3758 | 60583.0268 | 378776.201 | 456348.6036 | 1259586.6761 | 1719314.8259 | 1.601% | 1747285.3276
PARKING #280 | TERTIAIRE | PARKING | 52356.5155 | 2011 | 43249.9798 | 0 | 0 | 0 | 0 | 28959.4662 | 22220.206 | 21759.8856 | 4 | 28368.92 | 34239.2278 | 19 | 0 | 0 | 0 | 0 | 0 | 0 | 67286.3748 | 4489.6487 | 482677.3825 | 1561.1199 | 7441.0681 | 0 | 62.836 | 0 | 187363.7536 | 1113.9738 | 0 | 248575.9851 | 58.1% | 41.9% | 11343.5041 | 7717.6832 | 281.3138 | 28.0205 | 484.881 | 706.0148 | 1120.1341 | 92.6641 | 14946.3657 | 61639.5569 | 366504.482 | 443090.4047 | 1256137.7262 | 1702820.7163 | 6.949% | 1829983.1221
PARKING #281 | TERTIAIRE | PARKING | 45599.0733 | 2022 | 32134.2482 | 0 | 0 | 0 | 0 | 41358.442 | 36585.0406 | 36779.5649 | 3 | 28869.7225 | 26543.211 | 19 | 0 | 0 | 0 | 0 | 0 | 0 | 90647.8801 | 3684.6186 | 574543.9371 | 1330.3743 | 12184.083 | 0 | 52.2853 | 0 | 292665.7309 | 807.3986 | 0 | 186379.6026 | 75.12% | 24.88% | 8573.6784 | 5959.544 | 214.6975 | 24.704 | 346.5688 | 603.6719 | 1181.9898 | 79.1515 | 19286.4701 | 57077.164 | 330597.0411 | 406960.6752 | 1444528.1326 | 1855497.5652 | 5.201% | 1957299.309
PARKING #282 | TERTIAIRE | PARKING | 26352.5048 | 2019 | 18159.6472 | 0 | 0 | 0 | 0 | 23305.9313 | 20181.2829 | 18202.315 | 1 | 13062.0658 | 17137.9022 | 10 | 0 | 0 | 0 | 0 | 0 | 0 | 35053.1523 | 1648.2449 | 242072.0181 | 1028.4416 | 5042.625 | 0 | 42.9934 | 0 | 121706.1241 | 551.4191 | 0 | 134383.6559 | 75.22% | 24.78% | 4982.9476 | 4801.7301 | 130.8262 | 15.3453 | 176.1559 | 419.7896 | 694.3884 | 36.9408 | 7763.7171 | 25620.7392 | 154390.0355 | 187774.4919 | 680897.5264 | 870794.894 | 6.792% | 934245.8121
PARKING #283 | TERTIAIRE | PARKING | 35270.3227 | 2015 | 22652.2808 | 0 | 0 | 0 | 0 | 28735.4125 | 25491.3138 | 16591.7212 | 2 | 17985.9629 | 21618.8933 | 15 | 0 | 0 | 0 | 0 | 0 | 0 | 53787.1402 | 2708.6749 | 442686.5121 | 1349.6899 | 7211.0701 | 0 | 45.6541 | 0 | 162159.1071 | 588.7207 | 0 | 170348.8036 | 74.77% | 25.23% | 8199.7656 | 4494.7551 | 130.4566 | 21.1494 | 307.7464 | 510.2147 | 599.5466 | 57.594 | 9413.4378 | 35409.1477 | 207639.9331 | 252462.5186 | 1027061.1018 | 1281796.862 | 3.028% | 1321821.5652
PARKING #284 | TERTIAIRE | PARKING | 36611.2758 | 2014 | 32173.3344 | 0 | 0 | 0 | 0 | 31872.9874 | 21425.4996 | 23126.5214 | 3 | 20390.1256 | 18904.9988 | 20 | 0 | 0 | 0 | 0 | 0 | 0 | 55047.2094 | 3611.6531 | 452215.8568 | 1411.0466 | 6958.9166 | 0 | 63.2696 | 0 | 162074.7705 | 711.9869 | 0 | 137565.1093 | 52.11% | 47.89% | 10522.7811 | 4422.9817 | 148.7786 | 15.1444 | 217.9841 | 390.1328 | 736.7203 | 51.0754 | 9578.7197 | 32188.7534 | 233548.8834 | 275316.3564 | 1012418.1273 | 1290450.9414 | 3.533% | 1337710.6196
PARKING #285 | TERTIAIRE | PARKING | 49774.713 | 2010 | 31438.1236 | 0 | 0 | 0 | 0 | 39466.3502 | 28695.4042 | 22800.6419 | 3 | 18221.1655 | 19815.1297 | 24 | 0 | 0 | 0 | 0 | 0 | 0 | 69656.0596 | 4432.7218 | 360855.9611 | 1686.3556 | 10431.2125 | 0 | 57.6637 | 0 | 205856.6358 | 974.0508 | 0 | 157848.3496 | 72.62% | 27.38% | 8966.2218 | 9289.0237 | 255.0554 | 25.1958 | 430.4359 | 818.9941 | 1163.2233 | 71.3715 | 14907.154 | 57216.9031 | 318935.2262 | 391059.2833 | 1046787.2953 | 1440193.5408 | 6.462% | 1539694.6524
PARKING #286 | TERTIAIRE | PARKING | 21952.13 | 2016 | 14733.6617 | 0 | 0 | 0 | 0 | 17645.3303 | 12804.3638 | 15488.1018 | 2 | 8385.7365 | 13774.3742 | 8 | 0 | 0 | 0 | 0 | 0 | 0 | 36481.5052 | 1549.7112 | 246405.0789 | 1008.6276 | 5237.199 | 0 | 34.6226 | 0 | 104245.4365 | 400.7417 | 0 | 77361.1751 | 52.82% | 47.18% | 5838.6764 | 3876.5221 | 116.2161 | 9.1808 | 197.9302 | 339.4104 | 358.7838 | 34.9911 | 6361.3636 | 20331.7221 | 123816.181 | 150509.2667 | 578844.2784 | 730641.2374 | 0.9295% | 737496.1342
PARKING #287 | TERTIAIRE | PARKING | 44492.3702 | 2007 | 24961.7449 | 0 | 0 | 0 | 0 | 32791.3409 | 17173.4647 | 17194.3948 | 3 | 21905.3618 | 21494.516 | 16 | 0 | 0 | 0 | 0 | 0 | 0 | 43421.7063 | 3677.4487 | 473175.8187 | 1720.1229 | 5665.5586 | 0 | 61.1945 | 0 | 197758.7085 | 700.5613 | 0 | 142402.0991 | 78.24% | 21.76% | 9119.5816 | 7955.3112 | 194.1334 | 22.2159 | 335.8997 | 470.6331 | 1156.7972 | 70.4843 | 10000.1262 | 45641.3435 | 343550.2304 | 399191.7001 | 1068511.099 | 1470435.1442 | 4.083% | 1533023.4164
PARKING #288 | TERTIAIRE | PARKING | 36439.038 | 2013 | 23229.527 | 0 | 0 | 0 | 0 | 20880.7799 | 21942.3489 | 22593.2548 | 2 | 21038.0505 | 15853.7464 | 19 | 0 | 0 | 0 | 0 | 0 | 0 | 61217.7233 | 2769.4184 | 394441.8513 | 1469.5584 | 5826.7221 | 0 | 47.3275 | 0 | 184260.7071 | 567.269 | 0 | 133791.9751 | 51.68% | 48.32% | 8529.3429 | 5129.5487 | 133.944 | 18.1743 | 265.2648 | 621.5404 | 642.2069 | 56.4238 | 10802.8959 | 44699.2215 | 281824.1523 | 337326.2697 | 970412.5484 | 1309809.4425 | 2.257% | 1340047.6937
PARKING #289 | TERTIAIRE | PARKING | 15931.2347 | 2009 | 12134.4942 | 0 | 0 | 0 | 0 | 11534.8006 | 9530.107 | 8203.2612 | 1 | 6004.5687 | 6871.4574 | 8 | 0 | 0 | 0 | 0 | 0 | 0 | 17934.6073 | 1392.1796 | 160119.4883 | 655.8056 | 2122.4393 | 0 | 28.737 | 0 | 60632.717 | 258.7399 | 0 | 57282.5659 | 71.34% | 28.66% | 3812.4136 | 2311.4148 | 80.9074 | 6.4281 | 136.6739 | 200.9804 | 413.4802 | 23.348 | 5504.521 | 14554.1505 | 93176.3251 | 113234.9965 | 375932.5366 | 489844.0605 | 0.518% | 492394.5798
PARKING #290 | TERTIAIRE | PARKING | 47648.894 | 2011 | 26238.1325 | 0 | 0 | 0 | 0 | 37347.8564 | 25349.7486 | 21209.1948 | 2 | 17164.7818 | 20145.4868 | 21 | 0 | 0 | 0 | 0 | 0 | 0 | 62026.6143 | 4539.3499 | 410269.0997 | 2191.994 | 6453.0755 | 0 | 76.92 | 0 | 221513.1646 | 925.0373 | 0 | 159981.9279 | 74.34% | 25.66% | 10566.8463 | 6218.8457 | 202.8467 | 17.9208 | 352.2708 | 639.8973 | 1066.3754 | 68.8133 | 15375.3552 | 55912.0995 | 337764.9241 | 409052.3789 | 1092438.0273 | 1504275.7192 | 4.745% | 1579215.8049
PARKING #291 | TERTIAIRE | PARKING | 38701.6434 | 2020 | 39191.652 | 0 | 0 | 0 | 0 | 35249.6058 | 25298.5983 | 28876.1272 | 2 | 23864.8314 | 23941.902 | 18 | 0 | 0 | 0 | 0 | 0 | 0 | 73910.4951 | 3694.442 | 563065.9001 | 1360.8774 | 7314.3509 | 0 | 49.6725 | 0 | 232645.5708 | 738.426 | 0 | 162052.5235 | 65.78% | 34.22% | 10297.8774 | 6180.3983 | 148.3177 | 18.8457 | 344.3918 | 409.3016 | 647.9672 | 48.1345 | 12821.4396 | 43286.9179 | 289341.8956 | 345450.2531 | 1282572.4648 | 1630818.4182 | 4.932% | 1715431.1191
PARKING #292 | TERTIAIRE | PARKING | 19719.6501 | 2011 | 11295.008 | 0 | 0 | 0 | 0 | 14695.6798 | 8065.7843 | 10720.3123 | 1 | 8511.0854 | 9754.4519 | 11 | 0 | 0 | 0 | 0 | 0 | 0 | 24235.1368 | 1592.759 | 170116.475 | 618.0807 | 3037.1798 | 0 | 31.1594 | 0 | 84119.9125 | 299.7936 | 0 | 100388.1055 | 39.09% | 60.91% | 5546.5101 | 3553.6473 | 67.7858 | 9.5368 | 134.4649 | 271.8712 | 499.7635 | 24.679 | 4511.9732 | 17062.7031 | 154980.8837 | 176555.56 | 469297.7379 | 646764.4812 | 3.665% | 671371.6426
PARKING #293 | TERTIAIRE | PARKING | 45696.3398 | 2009 | 30350.1203 | 0 | 0 | 0 | 0 | 34471.1053 | 18819.4908 | 23995.2887 | 3 | 16896.0982 | 26234.3014 | 18 | 0 | 0 | 0 | 0 | 0 | 0 | 45843.0935 | 4270.8067 | 475970.2798 | 1757.5889 | 6251.7029 | 0 | 57.7377 | 0 | 135834.2198 | 785.8526 | 0 | 167538.235 | 69.13% | 30.87% | 10445.8477 | 5678.4747 | 160.5776 | 26.8974 | 404.3409 | 674.8415 | 985.6772 | 84.4809 | 13475.7991 | 53554.2898 | 221815.7302 | 288845.8191 | 1051740.8981 | 1343240.2808 | 5.384% | 1419677.1095
PARKING #294 | TERTIAIRE | PARKING | 51603.0244 | 2015 | 33098.5776 | 0 | 0 | 0 | 0 | 45838.6055 | 36667.6753 | 35260.5109 | 3 | 20276.3076 | 29471.9157 | 22 | 0 | 0 | 0 | 0 | 0 | 0 | 72716.8997 | 3123.1633 | 536981.0032 | 1676.8743 | 7779.3159 | 0 | 82.2686 | 0 | 230908.5932 | 752.0829 | 0 | 215162.3568 | 81.35% | 18.65% | 14162.5099 | 7772.2447 | 214.2126 | 23.7483 | 349.3518 | 765.4062 | 961.9527 | 94.8775 | 14936.8585 | 63186.9513 | 309454.6277 | 387578.4375 | 1344428.6151 | 1734862.1128 | 2.905% | 1786768.3649
PARKING #295 | TERTIAIRE | PARKING | 33060.5883 | 2015 | 25011.5934 | 0 | 0 | 0 | 0 | 18452.8803 | 14561.01 | 22065.5513 | 2 | 13722.4195 | 18447.0551 | 13 | 0 | 0 | 0 | 0 | 0 | 0 | 51459.8785 | 3071.7022 | 403406.2326 | 1303.0508 | 5733.6294 | 0 | 59.6144 | 0 | 138118.1488 | 508.7898 | 0 | 172286.7955 | 64.93% | 35.07% | 6235.5445 | 4975.1643 | 171.0171 | 17.6098 | 281.9413 | 541.0318 | 726.3987 | 46.7056 | 8714.9192 | 41311.4499 | 190184.9396 | 240211.3087 | 940007.0236 | 1182684.1597 | 0.6356% | 1190249.4192
PARKING #296 | TERTIAIRE | PARKING | 56151.8273 | 2012 | 40504.2862 | 0 | 0 | 0 | 0 | 29506.1426 | 29409.754 | 25975.4493 | 4 | 20789.9133 | 26977.1189 | 26 | 0 | 0 | 0 | 0 | 0 | 0 | 84416.3619 | 4104.9355 | 461370.5201 | 2198.9289 | 10017.7022 | 0 | 72.4822 | 0 | 235817.8404 | 1207.7064 | 0 | 191460.1549 | 61.13% | 38.87% | 14127.956 | 8591.4554 | 214.6377 | 23.9731 | 465.8364 | 892.64 | 1363.0023 | 102.6504 | 15145.0286 | 48783.7184 | 324085.5084 | 388014.2554 | 1228929.2529 | 1620130.8981 | 6.349% | 1729963.5799
PARKING #297 | TERTIAIRE | PARKING | 19835.3933 | 2016 | 12035.9982 | 0 | 0 | 0 | 0 | 16191.1376 | 11834.5979 | 13010.0801 | 1 | 7545.8914 | 13306.3932 | 9 | 0 | 0 | 0 | 0 | 0 | 0 | 28817.7152 | 1860.3404 | 208834.4493 | 648.5806 | 4099.4072 | 0 | 26.8402 | 0 | 99364.163 | 432.9329 | 0 | 102073.129 | 63.82% | 36.18% | 5401.3636 | 2553.8169 | 90.5702 | 9.174 | 127.5698 | 280.8404 | 468.8808 | 29.989 | 5429.156 | 26401.9054 | 121654.7251 | 153485.7865 | 550255.9849 | 705167.5402 | 4.633% | 739422.4351
PARKING #298 | TERTIAIRE | PARKING | 19934.5526 | 2008 | 13706.4756 | 0 | 0 | 0 | 0 | 13896.7347 | 7801.1996 | 8481.3704 | 1 | 7814.4191 | 11451.8523 | 9 | 0 | 0 | 0 | 0 | 0 | 0 | 25376.2065 | 1585.0721 | 210748.4572 | 826.7708 | 2875.3905 | 0 | 36.3823 | 0 | 72515.7454 | 284.1855 | 0 | 72484.0973 | 50.1% | 49.9% | 5880.917 | 3712.4971 | 108.9116 | 11.7145 | 133.2662 | 298.4059 | 405.4054 | 25.3695 | 6306.5022 | 14283.2251 | 138274.4378 | 158864.165 | 471336.3549 | 631283.8336 | 0.7438% | 636014.6414
PARKING #299 | TERTIAIRE | PARKING | 63313.6631 | 2014 | 36755.879 | 0 | 0 | 0 | 0 | 51837.4121 | 39900.239 | 27917.1335 | 5 | 36967.0621 | 38867.4176 | 33 | 0 | 0 | 0 | 0 | 0 | 0 | 103488.0893 | 5765.1431 | 800199.1751 | 2138.4146 | 11253.3563 | 0 | 86.1917 | 0 | 238568.2639 | 1109.9534 | 0 | 236310.2349 | 86.1% | 13.9% | 14238.1137 | 8060.5996 | 269.8816 | 36.674 | 571.6972 | 757.9239 | 1318.3829 | 86.7995 | 16744.5317 | 63954.7747 | 490570.8057 | 571270.1121 | 1721340.5707 | 2296003.6369 | 4.454% | 2403038.144
PARKING #300 | TERTIAIRE | PARKING | 27251.4177 | 2007 | 19692.296 | 0 | 0 | 0 | 0 | 16837.2043 | 13053.8594 | 11951.3458 | 1 | 10407.4544 | 10115.5485 | 11 | 0 | 0 | 0 | 0 | 0 | 0 | 42400.9527 | 2262.7798 | 291856.0936 | 816.6321 | 3551.5564 | 0 | 38.0896 | 0 | 83354.0397 | 382.4207 | 0 | 101342.2483 | 75.86% | 24.14% | 5450.0827 | 4370.0158 | 107.941 | 13.0941 | 201.0436 | 429.4756 | 641.6158 | 42.8104 | 8961.5154 | 27185.0018 | 136704.8831 | 172851.4004 | 651099.791 | 825404.0084 | 2.132% | 843381.9363
PARKING #301 | TERTIAIRE | PARKING | 39498.7258 | 2015 | 30631.7489 | 0 | 0 | 0 | 0 | 23021.7003 | 23484.095 | 27665.6147 | 2 | 21930.7237 | 19918.6994 | 19 | 0 | 0 | 0 | 0 | 0 | 0 | 54319.3471 | 3949.8114 | 475702.1652 | 1162.0381 | 7587.8073 | 0 | 65.1441 | 0 | 175392.286 | 656.8573 | 0 | 221017.3534 | 86.67% | 13.33% | 9964.5512 | 6227.6899 | 165.8029 | 18.3986 | 308.0139 | 415.6225 | 669.064 | 73.9652 | 11530.5258 | 43664.5589 | 292042.3257 | 347237.4104 | 1144694.1352 | 1493834.1248 | 0.5685% | 1502375.867
PARKING #302 | TERTIAIRE | PARKING | 62318.0539 | 2014 | 45020.5333 | 0 | 0 | 0 | 0 | 48587.543 | 35715.7456 | 40943.6267 | 3 | 25129.2024 | 29671.4449 | 23 | 0 | 0 | 0 | 0 | 0 | 0 | 83832.9025 | 4525.2607 | 713096.5825 | 1843.259 | 10100.9479 | 0 | 78.7465 | 0 | 232200.333 | 1134.3552 | 0 | 221336.9728 | 50.14% | 49.86% | 11121.4309 | 11582.7133 | 224.7737 | 24.6444 | 540.5978 | 910.0998 | 1450.0891 | 82.8044 | 24221.1836 | 63027.5088 | 333087.7617 | 420336.4541 | 1581315.4829 | 2005397.227 | 1.534% | 2036644.3103
PARKING #303 | TERTIAIRE | PARKING | 26621.4179 | 2021 | 19513.9194 | 0 | 0 | 0 | 0 | 20541.0546 | 21296.7837 | 13460.2055 | 2 | 12629.2629 | 16672.9945 | 11 | 0 | 0 | 0 | 0 | 0 | 0 | 47275.7347 | 1671.6384 | 343860.8012 | 1020.773 | 4552.6345 | 0 | 41.8419 | 0 | 155157.5877 | 425.8658 | 0 | 139374.2193 | 57.97% | 42.03% | 7440.1103 | 3370.7194 | 125.7327 | 10.6671 | 216.4775 | 434.0923 | 558.1699 | 31.254 | 10078.2539 | 33738.8403 | 134729.2847 | 178546.379 | 850251.6153 | 1030542.3452 | 5.524% | 1090800.8829
PARKING #304 | TERTIAIRE | PARKING | 14461.592 | 2008 | 7163.7484 | 0 | 0 | 0 | 0 | 6894.1505 | 8817.9372 | 7360.3445 | 1 | 7445.0244 | 7556.5975 | 6 | 0 | 0 | 0 | 0 | 0 | 0 | 17411.3265 | 1233.7732 | 146850.9974 | 599.1683 | 1812.5984 | 0 | 20.2532 | 0 | 56037.1739 | 237.7336 | 0 | 45740.7138 | 79.09% | 20.91% | 3490.9481 | 2121.888 | 51.0626 | 8.7517 | 96.309 | 222.7749 | 325.3732 | 17.0938 | 4807.5363 | 11318.085 | 109257.0524 | 125382.6736 | 330912.5987 | 457150.8365 | 4.294% | 477661.7006
PARKING #305 | TERTIAIRE | PARKING | 56363.087 | 2021 | 44570.4625 | 0 | 0 | 0 | 0 | 45988.7758 | 40488.709 | 41667.166 | 3 | 34580.623 | 29835.6337 | 26 | 0 | 0 | 0 | 0 | 0 | 0 | 76941.728 | 4383.3047 | 627862.3635 | 1952.0056 | 12290.6822 | 0 | 62.0718 | 0 | 249288.4433 | 1126.0758 | 0 | 235662.7186 | 55.54% | 44.46% | 10532.1777 | 10156.5043 | 206.8325 | 32.9676 | 500.3416 | 595.773 | 1312.5066 | 95.8837 | 16176.2384 | 67916.4671 | 360680.1074 | 444772.8129 | 1528455.5903 | 1977133.1823 | 5.525% | 2092748.3992
PARKING #306 | TERTIAIRE | PARKING | 59575.3004 | 2010 | 38283.0132 | 0 | 0 | 0 | 0 | 30464.6222 | 29553.7208 | 24234.4259 | 4 | 23568.2547 | 30402.5402 | 33 | 0 | 0 | 0 | 0 | 0 | 0 | 86731.1295 | 4465.0921 | 429453.4427 | 1994.9574 | 9303.8515 | 0 | 105.0177 | 0 | 208691.3132 | 796.8851 | 0 | 292757.5674 | 61.5% | 38.5% | 16654.4651 | 10111.4351 | 243.2398 | 33.8362 | 477.3444 | 929.2878 | 1414.9137 | 83.0103 | 15076.9801 | 47904.1925 | 412308.8722 | 475290.0447 | 1276290.2188 | 1755306.6699 | 3.994% | 1828325.2451
PARKING #307 | TERTIAIRE | PARKING | 39611.7631 | 2010 | 26758.6688 | 0 | 0 | 0 | 0 | 22528.2519 | 16842.7479 | 15841.8311 | 2 | 18576.3405 | 15924.8561 | 18 | 0 | 0 | 0 | 0 | 0 | 0 | 56772.0478 | 3943.1895 | 356344.9917 | 1744.566 | 8016.777 | 0 | 61.1488 | 0 | 163557.4587 | 551.7807 | 0 | 172800.9446 | 84.09% | 15.91% | 9985.0779 | 5263.1652 | 162.3548 | 23.1306 | 255.3111 | 474.1094 | 905.2675 | 51.3766 | 13676.3084 | 36812.2747 | 195746.4866 | 246235.0698 | 939144.4189 | 1187115.9326 | 5.146% | 1251521.5857
PARKING #308 | TERTIAIRE | PARKING | 32881.5705 | 2020 | 24048.4827 | 0 | 0 | 0 | 0 | 27137.6771 | 16926.8067 | 24524.6366 | 2 | 13746.665 | 21111.3637 | 13 | 0 | 0 | 0 | 0 | 0 | 0 | 51077.077 | 2583.3791 | 362304.756 | 975.8474 | 5882.6338 | 0 | 58.0608 | 0 | 184155.4029 | 636.0676 | 0 | 177813.4857 | 84.53% | 15.47% | 8302.1401 | 4637.0776 | 158.6672 | 14.0559 | 310.2667 | 470.8381 | 780.2466 | 52.6794 | 12011.4171 | 39544.8455 | 232190.4555 | 283746.7181 | 963160.1538 | 1249553.0071 | 4.699% | 1311167.7265
PARKING #309 | TERTIAIRE | PARKING | 62551.2689 | 2015 | 50198.5182 | 0 | 0 | 0 | 0 | 34800.1067 | 37098.3329 | 45651.6621 | 3 | 24272.3255 | 29352.6922 | 26 | 0 | 0 | 0 | 0 | 0 | 0 | 79367.0462 | 3875.534 | 668133.9571 | 2541.2973 | 13315.7856 | 0 | 91.7698 | 0 | 270116.0008 | 962.7606 | 0 | 237406.1521 | 71.71% | 28.29% | 16680.0332 | 7439.472 | 293.2583 | 30.7208 | 522.9839 | 836.7317 | 1506.7545 | 110.0518 | 17260.3073 | 62717.8477 | 390604.0454 | 470582.2004 | 1572838.5935 | 2046675.9315 | 6.718% | 2194078.9906
PARKING #310 | TERTIAIRE | PARKING | 60010.9532 | 2016 | 35949.513 | 0 | 0 | 0 | 0 | 47004.5113 | 40728.2126 | 32911.2149 | 3 | 32494.4277 | 43152.1033 | 26 | 0 | 0 | 0 | 0 | 0 | 0 | 105396.5986 | 5028.5982 | 791429.3333 | 2277.4215 | 10330.7959 | 0 | 86.5829 | 0 | 264718.2883 | 1039.7866 | 0 | 342534.6065 | 68.56% | 31.44% | 13480.2525 | 7004.3883 | 276.0828 | 33.471 | 386.5253 | 672.7707 | 1553.0258 | 89.9506 | 17981.0948 | 71428.8012 | 472460.7878 | 561870.6838 | 1852520.3299 | 2418699.9065 | 2.86% | 2489912.8371
PARKING #311 | TERTIAIRE | PARKING | 34551.6367 | 2017 | 31024.7959 | 0 | 0 | 0 | 0 | 25986.1179 | 21424.9297 | 26047.796 | 2 | 17653.711 | 24859.7986 | 19 | 0 | 0 | 0 | 0 | 0 | 0 | 43363.0624 | 3357.9987 | 412193.5311 | 1542.5665 | 8000.5255 | 0 | 41.7195 | 0 | 195157.7126 | 587.1586 | 0 | 133916.4665 | 83.23% | 16.77% | 8302.0398 | 4328.9624 | 145.1634 | 19.2775 | 291.8061 | 502.4855 | 678.308 | 43.3755 | 14327.1026 | 39115.1259 | 250753.5799 | 304195.8084 | 991384.2173 | 1297592.3897 | 5.604% | 1374625.7205
PARKING #312 | TERTIAIRE | PARKING | 31731.1396 | 2009 | 17841.2467 | 0 | 0 | 0 | 0 | 16249.8917 | 19745.4298 | 13149.9134 | 2 | 13839.7115 | 13205.3843 | 15 | 0 | 0 | 0 | 0 | 0 | 0 | 51170.1336 | 2529.1263 | 254559.1924 | 1176.202 | 5049.1459 | 0 | 37.4695 | 0 | 141935.0464 | 484.7099 | 0 | 103102.7069 | 81.31% | 18.69% | 7989.7751 | 4182.0672 | 145.5857 | 18.7308 | 233.179 | 463.59 | 670.3348 | 55.2008 | 7828.9758 | 31671.4484 | 197465.5892 | 236966.0134 | 698154.6848 | 937036.9927 | 6.08% | 997700.1666
PARKING #313 | TERTIAIRE | PARKING | 16258.5772 | 2015 | 12332.0546 | 0 | 0 | 0 | 0 | 10423.2147 | 11558.7198 | 7258.337 | 1 | 9034.2963 | 10161.0388 | 7 | 0 | 0 | 0 | 0 | 0 | 0 | 26088.9711 | 1110.889 | 175829.4883 | 700.3891 | 3819.0699 | 0 | 19.9037 | 0 | 86704.7139 | 330.4079 | 0 | 68666.184 | 50.69% | 49.31% | 3873.2407 | 2961.7384 | 64.6796 | 8.1456 | 122.6243 | 231.259 | 322.801 | 25.435 | 5160.1665 | 21882.0824 | 92059.0643 | 119101.3132 | 453912.6539 | 573812.7713 | 4.697% | 602095.4316
PARKING #314 | TERTIAIRE | PARKING | 28689.3027 | 2022 | 23405.9079 | 0 | 0 | 0 | 0 | 19237.373 | 16848.984 | 23482.8014 | 1 | 12225.4581 | 19451.7577 | 12 | 0 | 0 | 0 | 0 | 0 | 0 | 49245.6175 | 2226.1065 | 386275.1984 | 955.039 | 7804.2916 | 0 | 43.5393 | 0 | 143988.8884 | 443.1769 | 0 | 161822.163 | 72.09% | 27.91% | 7672.466 | 3981.9948 | 130.5895 | 14.7 | 187.7556 | 320.7236 | 549.6882 | 53.7522 | 9617.3001 | 41865.0043 | 162088.4738 | 213570.7781 | 917765.5068 | 1133062.4864 | 4.328% | 1184324.7591
PARKING #315 | TERTIAIRE | PARKING | 57354.6333 | 2016 | 47051.8076 | 0 | 0 | 0 | 0 | 31512.4766 | 32563.9458 | 35876.149 | 3 | 28963.9848 | 38898.4786 | 29 | 0 | 0 | 0 | 0 | 0 | 0 | 95716.8855 | 4714.7455 | 642274.9756 | 2287.7183 | 12091.1143 | 0 | 99.507 | 0 | 289675.3012 | 948.627 | 0 | 238295.9385 | 54.49% | 45.51% | 12083.3776 | 10793.6973 | 252.9491 | 32.3662 | 347.8492 | 884.0377 | 1419.0239 | 78.7739 | 18428.9169 | 57095.8499 | 344375.6376 | 419900.4044 | 1572405.3433 | 1996163.4496 | 3.577% | 2070220.4727
PARKING #316 | TERTIAIRE | PARKING | 56010.7752 | 2019 | 45628.1585 | 0 | 0 | 0 | 0 | 41915.4048 | 42563.9912 | 28388.3585 | 4 | 23074.1541 | 39100.7069 | 28 | 0 | 0 | 0 | 0 | 0 | 0 | 85199.8759 | 3710.8795 | 758211.7704 | 1986.9725 | 8883.2805 | 0 | 83.1671 | 0 | 316682.9516 | 914.2798 | 0 | 261276.4071 | 81.66% | 18.34% | 14864.1345 | 7214.9281 | 293.966 | 22.5591 | 404.6538 | 725.4002 | 1388.5519 | 78.147 | 20701.6207 | 80415.3342 | 441006.6848 | 542123.6397 | 1773402.7521 | 2319928.4448 | 4.866% | 2438593.1619
PARKING #317 | TERTIAIRE | PARKING | 41622.6396 | 2012 | 31237.5987 | 0 | 0 | 0 | 0 | 29285.5763 | 19119.1896 | 24158.8822 | 3 | 22689.9065 | 23822.7026 | 16 | 0 | 0 | 0 | 0 | 0 | 0 | 53346.0246 | 3149.0365 | 343208.8327 | 1317.8848 | 7908.863 | 0 | 75.4665 | 0 | 214436.7138 | 850.5755 | 0 | 204772.5404 | 50.13% | 49.87% | 9022.8908 | 6544.8989 | 232.6106 | 21.0451 | 248.5529 | 592.6161 | 928.6675 | 73.5616 | 14905.4481 | 51517.5639 | 211963.7265 | 278386.7384 | 1044550.8501 | 1325319.6644 | 0.7052% | 1334731.9778
PARKING #318 | TERTIAIRE | PARKING | 40502.0455 | 2020 | 27299.4359 | 0 | 0 | 0 | 0 | 26922.1952 | 27033.8358 | 22537.3863 | 2 | 24543.3609 | 19583.6427 | 19 | 0 | 0 | 0 | 0 | 0 | 0 | 81313.4652 | 3302.699 | 580445.985 | 1764.1001 | 6616.9212 | 0 | 52.9003 | 0 | 239527.5808 | 692.2899 | 0 | 155977.7543 | 79.99% | 20.01% | 9291.2705 | 6548.8351 | 177.1298 | 21.3421 | 369.6742 | 516.7452 | 864.9126 | 76.5562 | 14043.3549 | 37497.9819 | 268597.6158 | 320138.9526 | 1285008.748 | 1607743.6847 | 5.34% | 1698443.1787
PARKING #319 | TERTIAIRE | PARKING | 34041.6329 | 2022 | 24751.3451 | 0 | 0 | 0 | 0 | 22528.0091 | 28340.7602 | 26497.9697 | 2 | 23880.3972 | 23374.2087 | 14 | 0 | 0 | 0 | 0 | 0 | 0 | 58650.4947 | 2059.1239 | 384005.755 | 1355.8913 | 6238.7984 | 0 | 45.8978 | 0 | 187181.6508 | 564.8878 | 0 | 148704.7403 | 80.91% | 19.09% | 7988.0588 | 6451.1096 | 123.2451 | 14.8913 | 286.1968 | 567.2232 | 718.7018 | 55.7848 | 14096.4733 | 45960.225 | 186974.2413 | 247030.9396 | 993973.8871 | 1243307.9746 | 5.007% | 1308841.0374
PARKING #320 | TERTIAIRE | PARKING | 25339.4486 | 2022 | 20522.1647 | 0 | 0 | 0 | 0 | 20116.8977 | 15450.0334 | 20421.5151 | 2 | 13994.5579 | 14460.5055 | 11 | 0 | 0 | 0 | 0 | 0 | 0 | 41365.245 | 1836.9028 | 320530.8401 | 920.0749 | 6228.4789 | 0 | 40.844 | 0 | 129204.5913 | 350.5053 | 0 | 140012.9155 | 70.32% | 29.68% | 5714.4915 | 2941.2538 | 134.7121 | 13.3459 | 210.7756 | 409.1682 | 565.931 | 34.9733 | 7661.981 | 25473.7064 | 128811.1101 | 161946.7975 | 779313.836 | 942902.8749 | 3.9% | 981166.6407
PARKING #321 | TERTIAIRE | PARKING | 31363.1063 | 2013 | 25892.0744 | 0 | 0 | 0 | 0 | 17864.0923 | 13810.3759 | 20951.6098 | 2 | 14111.7504 | 16669.3377 | 17 | 0 | 0 | 0 | 0 | 0 | 0 | 37132.2484 | 1942.1219 | 246085.8342 | 1419.0421 | 5078.6737 | 0 | 35.0762 | 0 | 141395.8722 | 566.3147 | 0 | 134237.1748 | 38.94% | 61.06% | 8294.396 | 5325.1562 | 131.4685 | 17.0684 | 228.3832 | 416.3843 | 699.2377 | 44.4899 | 8866.4938 | 26177.6672 | 238951.9188 | 273996.0798 | 705671.1047 | 981082.646 | 6.656% | 1051037.8953
PARKING #322 | TERTIAIRE | PARKING | 21771.3974 | 2017 | 17573.1906 | 0 | 0 | 0 | 0 | 12745.3813 | 12456.4973 | 11879.0593 | 1 | 12746.2617 | 11037.1216 | 9 | 0 | 0 | 0 | 0 | 0 | 0 | 27857.8534 | 1389.1674 | 215976.6011 | 978.0107 | 5305.147 | 0 | 35.9709 | 0 | 114061.1924 | 409.6232 | 0 | 116121.8994 | 63.18% | 36.82% | 5289.547 | 3282.4481 | 115.2787 | 11.6522 | 195.6397 | 336.0103 | 408.608 | 26.7493 | 8948.2248 | 19045.4782 | 122759.1383 | 150752.8413 | 592588.7568 | 744874.1154 | 3.086% | 768588.9472
PARKING #323 | TERTIAIRE | PARKING | 16772.3405 | 2016 | 9980.0539 | 0 | 0 | 0 | 0 | 14809.0159 | 8274.5716 | 8085.5938 | 1 | 7985.3416 | 9298.2201 | 7 | 0 | 0 | 0 | 0 | 0 | 0 | 31231.5847 | 1478.5774 | 178095.1387 | 651.9501 | 4159.1867 | 0 | 20.7338 | 0 | 78174.5493 | 256.1472 | 0 | 58770.382 | 60.57% | 39.43% | 3067.8196 | 3090.4135 | 83.8609 | 9.9738 | 158.9791 | 227.6996 | 421.4107 | 24.9046 | 6668.2239 | 23815.9288 | 107732.1932 | 138216.3458 | 444001.2569 | 583111.9656 | 2.053% | 595331.3855
PARKING #324 | TERTIAIRE | PARKING | 58047.316 | 2009 | 40831.3583 | 0 | 0 | 0 | 0 | 44953.1667 | 35020.3666 | 24350.8423 | 4 | 21583.568 | 25216.5312 | 24 | 0 | 0 | 0 | 0 | 0 | 0 | 65373.9143 | 4595.5648 | 559820.6553 | 1702.2067 | 9104.5944 | 0 | 97.0159 | 0 | 190135.961 | 826.4703 | 0 | 200976.3641 | 80.52% | 19.48% | 11375.2004 | 10479.5756 | 326.0705 | 21.3336 | 496.0493 | 808.2018 | 1541.9881 | 83.4498 | 13891.2247 | 68883.5055 | 395370.047 | 478144.7772 | 1316706.4687 | 1798282.7276 | 4.112% | 1875391.3536
PARKING #325 | TERTIAIRE | PARKING | 45974.9733 | 2011 | 38921.201 | 0 | 0 | 0 | 0 | 27449.373 | 29025.8687 | 30500.8719 | 3 | 20043.8648 | 22952.8558 | 17 | 0 | 0 | 0 | 0 | 0 | 0 | 56290.4308 | 3715.208 | 427632.0123 | 1521.2158 | 7488.9885 | 0 | 62.5866 | 0 | 209853.6121 | 644.4165 | 0 | 216246.7033 | 80.4% | 19.6% | 12786.798 | 7514.4128 | 177.81 | 21.849 | 334.0873 | 694.5092 | 794.8984 | 63.6657 | 11968.3135 | 54316.7398 | 295996.2032 | 362281.2565 | 1157245.0512 | 1522427.344 | 1.412% | 1544235.5001
PARKING #326 | TERTIAIRE | PARKING | 48936.4161 | 2016 | 43970.2929 | 0 | 0 | 0 | 0 | 28281.0613 | 35955.9164 | 30028.8655 | 3 | 23015.6355 | 34799.6003 | 23 | 0 | 0 | 0 | 0 | 0 | 0 | 69801.73 | 4611.2568 | 499065.6854 | 1688.5686 | 9819.0572 | 0 | 75.2753 | 0 | 250268.3015 | 870.1132 | 0 | 186681.9925 | 69.59% | 30.41% | 12856.8223 | 6293.4675 | 173.1862 | 25.1608 | 439.6612 | 608.2253 | 859.2062 | 64.1597 | 13755.6516 | 62683.8508 | 368728.9809 | 445168.4834 | 1287930.4415 | 1736400.1701 | 1.858% | 1769264.5373
PARKING #327 | TERTIAIRE | PARKING | 65324.8397 | 2020 | 59632.4257 | 0 | 0 | 0 | 0 | 56460.6196 | 46740.4386 | 41425.6739 | 4 | 33301.2648 | 38268.1697 | 33 | 0 | 0 | 0 | 0 | 0 | 0 | 120395.846 | 6473.9348 | 687617.8961 | 2702.2805 | 11704.383 | 0 | 109.3195 | 0 | 374349.022 | 1370.4065 | 0 | 332882.5334 | 65.91% | 34.09% | 14692.7888 | 7767.6532 | 314.2097 | 28.4292 | 460.1097 | 712.2521 | 1674.6848 | 114.5539 | 19415.2907 | 78004.3539 | 328647.3103 | 426066.955 | 1915168.6337 | 2344701.6422 | 4.412% | 2452918.4958
PARKING #328 | TERTIAIRE | PARKING | 59842.515 | 2015 | 34055.8158 | 0 | 0 | 0 | 0 | 42167.7985 | 26328.1668 | 29424.6766 | 5 | 35941.288 | 38072.6639 | 33 | 0 | 0 | 0 | 0 | 0 | 0 | 103880.4279 | 5014.955 | 499595.9838 | 2041.0443 | 11845.3675 | 0 | 109.1254 | 0 | 296438.2126 | 878.369 | 0 | 269197.0935 | 84.17% | 15.83% | 14630.8854 | 10213.6096 | 283.5971 | 34.5233 | 501.0355 | 781.6574 | 1495.6085 | 93.697 | 17695.4333 | 52531.2426 | 342794.6538 | 413021.3297 | 1462417.1696 | 1878539.9257 | 2.934% | 1935324.1518
PARKING #329 | TERTIAIRE | PARKING | 20024.2543 | 2014 | 17997.9983 | 0 | 0 | 0 | 0 | 14710.2976 | 13533.4935 | 9749.1712 | 1 | 11558.6385 | 11476.5588 | 10 | 0 | 0 | 0 | 0 | 0 | 0 | 32319.4407 | 1934.64 | 167197.7907 | 668.6599 | 3549.1439 | 0 | 29.6297 | 0 | 95896.5157 | 357.2628 | 0 | 107890.3286 | 70.47% | 29.53% | 3861.103 | 2837.3879 | 100.858 | 9.8993 | 188.1247 | 239.7821 | 478.9526 | 33.1024 | 5789.5074 | 17449.28 | 116604.5153 | 139843.3026 | 513646.1998 | 654783.9245 | 5.176% | 690527.8603
PARKING #330 | TERTIAIRE | PARKING | 34492.7683 | 2019 | 21400.0441 | 0 | 0 | 0 | 0 | 28382.6685 | 19514.0334 | 19092.6016 | 2 | 17872.1981 | 23889.3711 | 13 | 0 | 0 | 0 | 0 | 0 | 0 | 49458.3158 | 2578.0389 | 467288.7346 | 1560.4675 | 7897.7748 | 0 | 39.5178 | 0 | 160309.1629 | 494.2278 | 0 | 131497.0643 | 71.63% | 28.37% | 7222.5496 | 6571.2398 | 166.7792 | 16.184 | 203.8091 | 421.8368 | 774.0777 | 47.487 | 13308.5377 | 31729.9758 | 248788.5482 | 293827.0617 | 998264.379 | 1294160.9106 | 2.785% | 1331241.0393
PARKING #331 | TERTIAIRE | PARKING | 25709.1524 | 2020 | 18475.8385 | 0 | 0 | 0 | 0 | 25058.9517 | 16562.4938 | 13120.9841 | 2 | 17367.4156 | 20299.3142 | 9 | 0 | 0 | 0 | 0 | 0 | 0 | 48268.6404 | 1985.443 | 272356.162 | 1006.5565 | 5908.865 | 0 | 31.2311 | 0 | 103186.5963 | 344.6779 | 0 | 122417.061 | 52.37% | 47.63% | 7420.4867 | 4783.8571 | 138.0871 | 10.6693 | 172.2427 | 348.0155 | 507.1616 | 46.015 | 9211.2446 | 27650.5884 | 163877.7072 | 200739.5402 | 701653.809 | 904171.2146 | 2.271% | 925186.4294
PARKING #332 | TERTIAIRE | PARKING | 64436.6034 | 2018 | 40685.6329 | 0 | 0 | 0 | 0 | 60847.4102 | 49139.3943 | 31752.4467 | 4 | 28881.1374 | 44020.7304 | 34 | 0 | 0 | 0 | 0 | 0 | 0 | 91537.3736 | 4529.7983 | 770459.8911 | 2377.3901 | 16560.9978 | 0 | 74.597 | 0 | 376256.8612 | 1271.4174 | 0 | 286318.8082 | 68.65% | 31.35% | 12797.312 | 9755.2974 | 365.3237 | 25.3538 | 501.1281 | 829.3099 | 1688.0879 | 111.7065 | 16955.1397 | 60963.8143 | 405960.5959 | 483879.55 | 1894056.0353 | 2383192.0153 | 6.218% | 2541202.5106
PARKING #333 | TERTIAIRE | PARKING | 48413.9902 | 2019 | 46950.9583 | 0 | 0 | 0 | 0 | 32906.4116 | 29796.6101 | 37566.225 | 2 | 26278.8224 | 35966.6695 | 27 | 0 | 0 | 0 | 0 | 0 | 0 | 97724.4103 | 3893.9094 | 489973.7493 | 1586.3685 | 8578.7233 | 0 | 84.1613 | 0 | 187902.7616 | 971.1507 | 0 | 227386.6809 | 88.01% | 11.99% | 10247.1315 | 8037.5124 | 172.1178 | 18.7162 | 376.0835 | 572.6899 | 1228.9333 | 78.1398 | 18010.1761 | 70004.6347 | 299757.5234 | 387772.3341 | 1300070.8819 | 1690492.0221 | 3.047% | 1743613.1791
PARKING #334 | TERTIAIRE | PARKING | 57297.9775 | 2017 | 56135.7117 | 0 | 0 | 0 | 0 | 39014.7495 | 33164.6114 | 43743.0097 | 3 | 27811.1262 | 37208.5013 | 32 | 0 | 0 | 0 | 0 | 0 | 0 | 110941.5452 | 5615.5112 | 607987.5826 | 2301.9864 | 12508.957 | 0 | 72.8873 | 0 | 273123.5734 | 1082.976 | 0 | 266915.6594 | 85.26% | 14.74% | 12968.3704 | 9396.264 | 325.8086 | 33.245 | 460.3959 | 663.9127 | 1032.3825 | 74.1473 | 19934.4809 | 59383.2353 | 374866.4301 | 454184.1464 | 1585437.0277 | 2042639.9678 | 3.523% | 2117236.0532
PARKING #335 | TERTIAIRE | PARKING | 56828.3036 | 2022 | 56172.8763 | 0 | 0 | 0 | 0 | 40439.732 | 37004.5917 | 44587.2888 | 3 | 25815.291 | 37920.0547 | 25 | 0 | 0 | 0 | 0 | 0 | 0 | 94879.0417 | 5351.7574 | 825817.4774 | 2164.9367 | 12274.4215 | 0 | 80.3749 | 0 | 263063.3214 | 1089.3804 | 0 | 232626.1887 | 70.15% | 29.85% | 13646.1746 | 9510.4424 | 290.632 | 29.7799 | 535.1424 | 912.2451 | 1248.9003 | 75.4777 | 24889.1408 | 65267.7994 | 432107.2506 | 522264.1908 | 1766724.4254 | 2293333.4252 | 3.02% | 2364753.9273
PARKING #336 | TERTIAIRE | PARKING | 59360.4826 | 2009 | 37404.0331 | 0 | 0 | 0 | 0 | 39522.9704 | 26697.6331 | 27055.8077 | 5 | 19719.1845 | 24502.3837 | 31 | 0 | 0 | 0 | 0 | 0 | 0 | 94898.9059 | 3659.3904 | 423264.3564 | 1751.1635 | 12275.2172 | 0 | 90.4655 | 0 | 261879.2294 | 1157.4856 | 0 | 207483.2366 | 73.31% | 26.69% | 13969.9842 | 9113.4273 | 336.4628 | 21.9794 | 452.7406 | 660.5036 | 1046.3735 | 101.5815 | 14757.7544 | 69205.6584 | 326403.4237 | 410366.8365 | 1270441.0415 | 1683643.5475 | 1.924% | 1716669.8682
PARKING #337 | TERTIAIRE | PARKING | 52455.0175 | 2015 | 45231.9677 | 0 | 0 | 0 | 0 | 33566.1185 | 34520.2607 | 25847.9949 | 3 | 25708.0404 | 33246.5519 | 23 | 0 | 0 | 0 | 0 | 0 | 0 | 77051.2487 | 4067.5152 | 439909.9168 | 2397.4441 | 11346.7347 | 0 | 86.813 | 0 | 288512.7641 | 1001.2264 | 0 | 233193.5355 | 62.82% | 37.18% | 13491.2452 | 9184.1822 | 225.7524 | 30.9011 | 448.4448 | 585.052 | 846.0403 | 71.6413 | 16393.4969 | 52108.8595 | 320274.9021 | 388777.2586 | 1324136.4051 | 1716453.0109 | 6.422% | 1834240.413
PARKING #338 | TERTIAIRE | PARKING | 45447.8153 | 2022 | 48382.4943 | 0 | 0 | 0 | 0 | 39546.132 | 33448.0327 | 31955.5381 | 3 | 29536.9896 | 23636.0051 | 19 | 0 | 0 | 0 | 0 | 0 | 0 | 80213.4554 | 4220.95 | 638654.8593 | 1463.5249 | 10778.086 | 0 | 73.0026 | 0 | 228062.9877 | 872.0152 | 0 | 291381.2557 | 74.97% | 25.03% | 8445.6431 | 5238.8131 | 177.2537 | 26.0816 | 265.63 | 622.8073 | 758.3622 | 79.4942 | 16240.931 | 58397.0034 | 309085.4319 | 383723.3663 | 1551630.8718 | 1938455.6983 | 5.428% | 2049715.99
PARKING #339 | TERTIAIRE | PARKING | 57053.3566 | 2012 | 47723.9553 | 0 | 0 | 0 | 0 | 45521.5438 | 24507.0813 | 30338.1521 | 4 | 20915.3751 | 25288.8307 | 20 | 0 | 0 | 0 | 0 | 0 | 0 | 68348.456 | 5146.5612 | 546036.7089 | 1770.1992 | 9914.332 | 0 | 68.3279 | 0 | 265717.1251 | 1175.8948 | 0 | 282828.5108 | 53% | 47% | 15522.2496 | 8581.0197 | 326.6044 | 25.9532 | 499.0038 | 850.8606 | 1224.0655 | 101.7368 | 18315.7246 | 55811.1101 | 390260.3148 | 464387.1495 | 1458911.7486 | 1927098.7358 | 6.139% | 2053142.4481
PARKING #340 | TERTIAIRE | PARKING | 52869.0951 | 2016 | 35587.9818 | 0 | 0 | 0 | 0 | 47088.7026 | 35817.4176 | 33424.4632 | 3 | 28181.6674 | 27735.0089 | 23 | 0 | 0 | 0 | 0 | 0 | 0 | 69585.023 | 3886.819 | 548694.6517 | 2252.9317 | 8515.5604 | 0 | 68.6911 | 0 | 268893.8523 | 897.4965 | 0 | 251242.4989 | 53.79% | 46.21% | 14378.9597 | 8850.63 | 205.3779 | 20.3965 | 459.3255 | 682.1295 | 1001.3916 | 68.2047 | 19926.4306 | 61892.3786 | 407764.6447 | 489583.4538 | 1447909.8112 | 1941028.825 | 6.193% | 2069175.1574
PARKING #341 | TERTIAIRE | PARKING | 37676.8778 | 2023 | 37497.2071 | 0 | 0 | 0 | 0 | 31385.6647 | 24467.1028 | 29115.3547 | 2 | 16889.3237 | 19038.4512 | 20 | 0 | 0 | 0 | 0 | 0 | 0 | 61279.9659 | 2380.9814 | 406353.158 | 1138.1253 | 7212.118 | 0 | 63.4091 | 0 | 241764.6801 | 732.1715 | 0 | 156854.8106 | 66.5% | 33.5% | 9884.6732 | 6691.3466 | 150.8309 | 17.8896 | 287.2074 | 477.857 | 838.888 | 49.126 | 13880.2608 | 38691.3168 | 221591.2399 | 274162.8175 | 1091224.2085 | 1368372.5684 | 2.475% | 1403097.2273
PARKING #342 | TERTIAIRE | PARKING | 46938.2898 | 2021 | 33129.8444 | 0 | 0 | 0 | 0 | 28480.8598 | 28922.7576 | 38289.8845 | 3 | 28859.7744 | 32098.5755 | 21 | 0 | 0 | 0 | 0 | 0 | 0 | 92438.3642 | 4280.258 | 507589.809 | 1348.8289 | 12830.8199 | 0 | 60.1043 | 0 | 277005.4149 | 679.6541 | 0 | 240757.1246 | 61.33% | 38.67% | 9054.7978 | 6863.047 | 237.3953 | 18.4737 | 346.7907 | 744.5869 | 784.1959 | 80.6479 | 13515.3157 | 53466.1165 | 319485.7695 | 386467.2017 | 1385915.9299 | 1775306.8639 | 5.931% | 1887230.1197
PARKING #343 | TERTIAIRE | PARKING | 37879.5076 | 2009 | 23237.2204 | 0 | 0 | 0 | 0 | 26034.5041 | 18233.8323 | 20902.3321 | 2 | 16762.4006 | 23196.2144 | 15 | 0 | 0 | 0 | 0 | 0 | 0 | 45851.3331 | 2928.3159 | 315751.0755 | 1658.333 | 7513.5359 | 0 | 41.9106 | 0 | 145737.2081 | 549.2886 | 0 | 133793.762 | 60.66% | 39.34% | 6833.4258 | 6220.4261 | 208.792 | 22.9538 | 231.2964 | 489.3396 | 826.3816 | 63.4448 | 10352.2377 | 40048.2295 | 216426.8973 | 266827.3646 | 825151.9673 | 1094523.0091 | 3.047% | 1128917.045
PARKING #344 | TERTIAIRE | PARKING | 34095.6992 | 2021 | 35344.9837 | 0 | 0 | 0 | 0 | 25304.173 | 18784.3215 | 24986.0169 | 2 | 16674.897 | 20789.5081 | 16 | 0 | 0 | 0 | 0 | 0 | 0 | 59603.2012 | 3170.5677 | 421910.9918 | 1336.0048 | 7499.1086 | 0 | 44.1726 | 0 | 188488.9929 | 681.5447 | 0 | 204012.8936 | 66.93% | 33.07% | 9935.2045 | 5698.0044 | 150.1577 | 18.0572 | 256.5866 | 480.2548 | 836.7675 | 64.47 | 12185.4773 | 38345.9759 | 206077.9413 | 256609.3946 | 1082214.2355 | 1341348.8379 | 4.584% | 1405793.9545
PARKING #345 | TERTIAIRE | PARKING | 55655.3452 | 2016 | 33175.9932 | 0 | 0 | 0 | 0 | 50224.0546 | 31055.1161 | 30012.2529 | 3 | 31996.9223 | 40126.8463 | 31 | 0 | 0 | 0 | 0 | 0 | 0 | 64475.817 | 3782.3904 | 465945.2818 | 1612.5934 | 13725.6761 | 0 | 68.3878 | 0 | 255048.0814 | 1136.4031 | 0 | 217557.5761 | 54.7% | 45.3% | 12369.1392 | 6862.5822 | 223.6741 | 22.2022 | 325.1813 | 672.1654 | 1310.2398 | 92.572 | 18187.113 | 47873.2782 | 363164.0736 | 429224.4648 | 1294711.5951 | 1727729.812 | 5.391% | 1826179.0012
PARKING #346 | TERTIAIRE | PARKING | 31202.5295 | 2015 | 27595.5149 | 0 | 0 | 0 | 0 | 19003.1224 | 15178.9519 | 20875.6665 | 2 | 13477.7418 | 15600.0534 | 14 | 0 | 0 | 0 | 0 | 0 | 0 | 55656.2876 | 2189.3738 | 325560.3505 | 1185.081 | 7295.9623 | 0 | 46.7659 | 0 | 128611.3471 | 631.977 | 0 | 137942.622 | 68.47% | 31.53% | 6390.372 | 5061.5259 | 146.6318 | 15.2777 | 239.2685 | 391.0978 | 525.2104 | 53.7733 | 10287.8448 | 42887.4928 | 163236.0027 | 216411.3404 | 824677.2904 | 1042998.3359 | 3.084% | 1076190.3893
PARKING #347 | TERTIAIRE | PARKING | 46556.4072 | 2014 | 29773.1506 | 0 | 0 | 0 | 0 | 35542.7209 | 32541.1341 | 30581.3011 | 3 | 24276.8865 | 31128.308 | 24 | 0 | 0 | 0 | 0 | 0 | 0 | 66130.7345 | 2966.1213 | 597219.1703 | 2093.1882 | 8853.1608 | 0 | 81.4318 | 0 | 226964.2653 | 978.3322 | 0 | 223671.8373 | 84.21% | 15.79% | 13356.9321 | 8870.707 | 173.0804 | 21.8171 | 405.9922 | 761.5085 | 905.1917 | 75.511 | 14565.7978 | 40049.8893 | 240078.2067 | 294693.8938 | 1367847.1789 | 1665663.9242 | 2.543% | 1709120.2046
PARKING #348 | TERTIAIRE | PARKING | 44696.2259 | 2014 | 30521.1644 | 0 | 0 | 0 | 0 | 27668.2362 | 31811.739 | 21551.7577 | 3 | 24454.9854 | 20175.313 | 24 | 0 | 0 | 0 | 0 | 0 | 0 | 60962.266 | 2731.6759 | 483475.7993 | 1842.6086 | 6837.6155 | 0 | 54.5428 | 0 | 227683.5005 | 741.0886 | 0 | 175906.1791 | 66.64% | 33.36% | 10386.5622 | 5309.7783 | 232.1644 | 24.5777 | 367.1365 | 482.2682 | 921.292 | 75.0614 | 16199.1476 | 45648.4079 | 333042.8237 | 394890.3792 | 1191145.3425 | 1589290.8164 | 6.57% | 1701045.2548
PARKING #349 | TERTIAIRE | PARKING | 44659.5521 | 2020 | 35556.0254 | 0 | 0 | 0 | 0 | 27912.2042 | 31920.7489 | 35100.4765 | 3 | 28541.8329 | 29151.0159 | 22 | 0 | 0 | 0 | 0 | 0 | 0 | 80113.9327 | 2869.6282 | 510282.5692 | 1907.8057 | 11688.2041 | 0 | 68.7771 | 0 | 180986.2497 | 949.7497 | 0 | 212235.1612 | 63.42% | 36.58% | 9627.1592 | 6671.4242 | 217.8424 | 27.1287 | 400.06 | 671.5605 | 1159.6825 | 59.4863 | 13497.0235 | 45403.1562 | 352437.7217 | 411337.9014 | 1240151.3762 | 1654448.7183 | 2.227% | 1692139.8964
PARKING #350 | TERTIAIRE | PARKING | 62061.8691 | 2009 | 39060.0836 | 0 | 0 | 0 | 0 | 47012.4601 | 35532.1653 | 24491.0338 | 3 | 28583.3988 | 38637.5766 | 22 | 0 | 0 | 0 | 0 | 0 | 0 | 71407.6589 | 5479.724 | 436569.4706 | 2236.2019 | 8404.8902 | 0 | 109.3155 | 0 | 208318.7779 | 1225.3965 | 0 | 198364.2624 | 32.15% | 67.85% | 13720.9413 | 10150.8473 | 261.6078 | 32.2008 | 410.4647 | 1058.6184 | 1152.7094 | 104.1984 | 15881.9983 | 58706.0222 | 424173.4967 | 498761.5172 | 1208400.6858 | 1710178.8107 | 3.789% | 1777535.3933
PARKING #351 | TERTIAIRE | PARKING | 54895.4897 | 2016 | 43437.0602 | 0 | 0 | 0 | 0 | 30291.648 | 35284.54 | 29712.106 | 3 | 26716.6418 | 32632.6084 | 26 | 0 | 0 | 0 | 0 | 0 | 0 | 94026.2677 | 4552.4521 | 479288.479 | 2415.9051 | 12923.56 | 0 | 95.439 | 0 | 241918.1094 | 931.3474 | 0 | 205653.5043 | 63.62% | 36.38% | 12724.8813 | 6299.5651 | 261.229 | 32.4966 | 340.5312 | 721.5289 | 921.4991 | 68.0599 | 14160.3513 | 72642.6937 | 385299.7381 | 472102.7831 | 1323588.8974 | 1799909.6797 | 6.152% | 1917892.6006
PARKING #352 | TERTIAIRE | PARKING | 26945.197 | 2012 | 22171.9653 | 0 | 0 | 0 | 0 | 16402.4085 | 11984.4805 | 17196.3656 | 1 | 9674.6962 | 11483.2999 | 12 | 0 | 0 | 0 | 0 | 0 | 0 | 36532.9278 | 2133.0963 | 277383.1624 | 1115.6666 | 3896.4374 | 0 | 45.3586 | 0 | 130990.7427 | 437.5722 | 0 | 92671.711 | 85.37% | 14.63% | 6535.2734 | 3146.8907 | 139.2557 | 12.11 | 252.8542 | 291.4197 | 552.6674 | 50.6826 | 8332.8355 | 21279.3905 | 202198.109 | 231810.335 | 664349.2702 | 897552.438 | 6.472% | 959664.8155
PARKING #353 | TERTIAIRE | PARKING | 18351.9978 | 2014 | 16877.9324 | 0 | 0 | 0 | 0 | 11644.1864 | 12704.2053 | 12314.9816 | 1 | 9983.7459 | 8671.308 | 10 | 0 | 0 | 0 | 0 | 0 | 0 | 21846.5722 | 1688.2972 | 149569.6817 | 841.8868 | 3247.9046 | 0 | 21.2628 | 0 | 75857.5311 | 302.9211 | 0 | 87134.7562 | 82.87% | 17.13% | 4910.8473 | 2150.5564 | 82.479 | 9.7633 | 167.3126 | 293.0121 | 481.17 | 28.6398 | 6982.6419 | 19866.0355 | 134408.3103 | 161256.9877 | 437640.6778 | 599983.1178 | 4.329% | 627129.2733
PARKING #354 | TERTIAIRE | PARKING | 22018.1121 | 2015 | 14999.4259 | 0 | 0 | 0 | 0 | 17858.3659 | 15751.0718 | 15283.9832 | 1 | 9575.8885 | 15021.5966 | 10 | 0 | 0 | 0 | 0 | 0 | 0 | 40303.0451 | 1612.0019 | 207469.2676 | 1010.5316 | 3575.2931 | 0 | 29.9243 | 0 | 91255.8887 | 292.792 | 0 | 115670.0016 | 48.12% | 51.88% | 5033.2395 | 4031.9987 | 84.0658 | 11.9004 | 196.4828 | 323.2841 | 526.0382 | 34.9441 | 7227.3532 | 22425.7856 | 128023.5227 | 157676.6615 | 574789.3427 | 733773.0389 | 6.468% | 784518.3758
PARKING #355 | TERTIAIRE | PARKING | 62935.8371 | 2020 | 62700.3624 | 0 | 0 | 0 | 0 | 40323.0808 | 33657.2133 | 50583.6647 | 4 | 33956.7036 | 37601.213 | 23 | 0 | 0 | 0 | 0 | 0 | 0 | 83548.6697 | 4903.317 | 726985.2521 | 2546.5936 | 16867.3157 | 0 | 114.6411 | 0 | 263234.2305 | 1259.6867 | 0 | 334337.2546 | 81.82% | 18.18% | 13401.486 | 10539.9603 | 278.0372 | 28.6407 | 371.4888 | 730.0626 | 1279.5789 | 91.9375 | 19012.763 | 83962.0922 | 306665.9896 | 409640.8448 | 1787095.991 | 2200148.0799 | 1.497% | 2233581.603
PARKING #356 | TERTIAIRE | PARKING | 48927.4868 | 2020 | 37623.8677 | 0 | 0 | 0 | 0 | 44515.8571 | 36343.0547 | 27216.7626 | 3 | 26657.8419 | 29969.4582 | 18 | 0 | 0 | 0 | 0 | 0 | 0 | 90297.2049 | 3310.923 | 528137.5198 | 1973.1727 | 12531.224 | 0 | 71.3452 | 0 | 287442.122 | 657.5201 | 0 | 205165.7513 | 77.18% | 22.82% | 10647.8334 | 7600.2738 | 267.264 | 21.4892 | 286.9455 | 690.0047 | 1179.0928 | 89.0292 | 20060.8756 | 64194.9699 | 271590.7921 | 355846.6376 | 1423388.6506 | 1781873.2379 | 6.099% | 1897608.5331
PARKING #357 | TERTIAIRE | PARKING | 32398.9017 | 2009 | 25084.5044 | 0 | 0 | 0 | 0 | 16783.9644 | 13274.9777 | 15257.8533 | 2 | 14957.6279 | 14245.3901 | 18 | 0 | 0 | 0 | 0 | 0 | 0 | 46279.5921 | 2408.4301 | 366282.4941 | 1123.3187 | 5117.6876 | 0 | 46.7665 | 0 | 99658.249 | 548.8593 | 0 | 114248.2877 | 54.2% | 45.8% | 8783.5226 | 5761.0292 | 173.5799 | 16.1173 | 245.2707 | 493.1399 | 684.8372 | 41.3146 | 9365.4238 | 27149.5159 | 245476.4265 | 281991.3661 | 777011.2018 | 1060810.9118 | 2.708% | 1090339.6731
PARKING #358 | TERTIAIRE | PARKING | 23975.2641 | 2013 | 14742.652 | 0 | 0 | 0 | 0 | 18996.0545 | 15144.2232 | 12007.3281 | 2 | 12516.8711 | 11562.9913 | 13 | 0 | 0 | 0 | 0 | 0 | 0 | 32124.8498 | 2107.0102 | 243919.3329 | 716.16 | 3802.4896 | 0 | 38.9257 | 0 | 118886.1781 | 378.2962 | 0 | 106029.8334 | 52.79% | 47.21% | 5636.7334 | 4122.8663 | 132.4193 | 14.1102 | 220.4714 | 262.8816 | 618.0948 | 32.1569 | 7752.4585 | 31534.4234 | 140519.7642 | 179806.6462 | 637393.8641 | 818792.9189 | 1.445% | 830799.8018
PARKING #359 | TERTIAIRE | PARKING | 43144.0955 | 2008 | 23521.7255 | 0 | 0 | 0 | 0 | 22036.3513 | 21756.0252 | 18023.7997 | 3 | 20660.5574 | 24262.1221 | 23 | 0 | 0 | 0 | 0 | 0 | 0 | 62686.4343 | 3709.5636 | 343554.8681 | 1313.0536 | 8858.7719 | 0 | 75.2563 | 0 | 168365.3461 | 690.4832 | 0 | 165567.8779 | 69.87% | 30.13% | 9154.4912 | 5759.5442 | 229.1063 | 24.6219 | 270.9939 | 591.0897 | 748.7369 | 60.3882 | 10057.9337 | 44513.7542 | 309679.3767 | 364251.0645 | 937946.7783 | 1303900.8433 | 3.429% | 1350198.1171
PARKING #360 | TERTIAIRE | PARKING | 56845.9918 | 2009 | 45839.9775 | 0 | 0 | 0 | 0 | 33235.3179 | 27467.5937 | 32285.0381 | 3 | 23044.1429 | 32279.308 | 29 | 0 | 0 | 0 | 0 | 0 | 0 | 77673.6992 | 5376.7561 | 456301.1637 | 1869.7237 | 11074.2893 | 0 | 81.9142 | 0 | 179786.7548 | 767.32 | 0 | 242980.97 | 66.3% | 33.7% | 13352.0061 | 7077.9785 | 200.0416 | 21.3893 | 500.0848 | 838.0716 | 1184.3695 | 87.7887 | 16881.4317 | 59812.1835 | 339221.3182 | 415914.9333 | 1236756.8081 | 1656437.844 | 6.262% | 1767100.2968
PARKING #361 | TERTIAIRE | PARKING | 20615.7058 | 2020 | 18690.1372 | 0 | 0 | 0 | 0 | 19760.2956 | 15300.6546 | 16458.9355 | 1 | 12937.2977 | 10876.9527 | 9 | 0 | 0 | 0 | 0 | 0 | 0 | 32791.0707 | 1845.4284 | 212647.1505 | 794.9674 | 4020.2155 | 0 | 28.7028 | 0 | 95612.185 | 279.5206 | 0 | 80476.0071 | 86.61% | 13.39% | 5339.5308 | 2707.179 | 83.1603 | 12.0478 | 138.3616 | 315.0062 | 420.9497 | 33.3982 | 7201.716 | 30849.6361 | 137880.2506 | 175931.6027 | 558530.1841 | 736108.9295 | 3.971% | 766547.3713
PARKING #362 | TERTIAIRE | PARKING | 56075.724 | 2021 | 57567.8968 | 0 | 0 | 0 | 0 | 50232.9993 | 35693.8473 | 34163.3231 | 4 | 36568.1457 | 43728.3581 | 20 | 0 | 0 | 0 | 0 | 0 | 0 | 78643.2239 | 5598.3572 | 645286.5875 | 1635.5474 | 14747.2961 | 0 | 102.0653 | 0 | 247160.496 | 1072.8123 | 0 | 320631.8596 | 67.96% | 32.04% | 16305.5358 | 6642.6558 | 312.0272 | 29.2347 | 393.2189 | 844.7732 | 1494.7842 | 66.514 | 22110.8597 | 83387.5418 | 423499.007 | 528997.4086 | 1675379.8961 | 2207946.4521 | 5.351% | 2332778.8361
PARKING #363 | TERTIAIRE | PARKING | 65130.7833 | 2013 | 56126.1513 | 0 | 0 | 0 | 0 | 39733.986 | 31633.0085 | 30455.1668 | 3 | 31370.8068 | 42688.2178 | 28 | 0 | 0 | 0 | 0 | 0 | 0 | 87358.9233 | 4117.7955 | 613236.695 | 2076.222 | 12579.2702 | 0 | 106.9318 | 0 | 216506.8249 | 942.7081 | 0 | 339836.0883 | 73.71% | 26.29% | 15632.5827 | 11703.8655 | 335.3557 | 29.1937 | 496.2798 | 1085.4843 | 1458.4288 | 122.955 | 15593.2477 | 65012.0693 | 438120.5943 | 518725.9113 | 1588871.6805 | 2111821.6446 | 5.508% | 2234913.7927
PARKING #364 | TERTIAIRE | PARKING | 62037.4037 | 2010 | 40882.9783 | 0 | 0 | 0 | 0 | 35026.0812 | 37649.3909 | 25787.3342 | 3 | 24209.1293 | 37300.9747 | 31 | 0 | 0 | 0 | 0 | 0 | 0 | 65874.6456 | 3960.4535 | 567313.565 | 2361.6667 | 8586.775 | 0 | 72.8228 | 0 | 266110.0361 | 1152.0066 | 0 | 236356.953 | 59.66% | 40.34% | 13947.0026 | 7280.0088 | 261.8156 | 29.2113 | 558.4501 | 933.9072 | 1146.559 | 71.2079 | 15871.1818 | 74099.3418 | 347540.0876 | 437510.6113 | 1443994.5305 | 1884757.9499 | 0.8055% | 1900062.3528
PARKING #365 | TERTIAIRE | PARKING | 29626.572 | 2009 | 16867.4571 | 0 | 0 | 0 | 0 | 15430.2393 | 18469.2133 | 14930.3432 | 2 | 10493.5793 | 11435.4107 | 15 | 0 | 0 | 0 | 0 | 0 | 0 | 34251.2744 | 2692.1278 | 221175.8242 | 1258.0864 | 5266.5081 | 0 | 37.2432 | 0 | 116677.9888 | 424.3099 | 0 | 119939.3528 | 76.01% | 23.99% | 6594.2719 | 4349.9355 | 144.7717 | 14.1764 | 200.9077 | 491.2675 | 770.1852 | 44.1038 | 7494.2029 | 33878.397 | 153933.3519 | 195305.9517 | 631809.754 | 828895.2438 | 2.967% | 854244.5662
PARKING #366 | TERTIAIRE | PARKING | 41434.6846 | 2012 | 25914.1089 | 0 | 0 | 0 | 0 | 25603.3888 | 17042.4417 | 20377.2778 | 3 | 17533.9111 | 24051.0936 | 23 | 0 | 0 | 0 | 0 | 0 | 0 | 47077.8292 | 3372.3457 | 505586.9398 | 1428.0715 | 7833.441 | 0 | 49.0394 | 0 | 205805.4377 | 674.2758 | 0 | 150400.8159 | 84.18% | 15.82% | 8512.5886 | 4952.7039 | 218.6459 | 16.6459 | 267.3136 | 544.5681 | 849.3602 | 71.9523 | 10666.8772 | 50451.9242 | 270939.2474 | 332058.0487 | 1119610.2389 | 1454046.6378 | 4.396% | 1520913.562
PARKING #367 | TERTIAIRE | PARKING | 63901.3348 | 2008 | 33092.7489 | 0 | 0 | 0 | 0 | 42349.7201 | 36790.3447 | 34815.3982 | 4 | 22141.3795 | 37271.89 | 36 | 0 | 0 | 0 | 0 | 0 | 0 | 87534.605 | 6298.5682 | 596241.9921 | 1935.4388 | 9242.5513 | 0 | 70.2475 | 0 | 223095.8786 | 1014.9508 | 0 | 289131.4515 | 66.19% | 33.81% | 14220.2069 | 8446.731 | 291.4955 | 23.5074 | 581.5875 | 871.7929 | 1591.5127 | 106.8182 | 13431.8863 | 61985.7735 | 445560.5478 | 520978.2076 | 1489787.4465 | 2014572.5097 | 6.463% | 2153759.9028
PARKING #368 | TERTIAIRE | PARKING | 58133.537 | 2007 | 32115.3709 | 0 | 0 | 0 | 0 | 37772.3683 | 24757.8363 | 23031.66 | 4 | 26461.9265 | 33520.0277 | 28 | 0 | 0 | 0 | 0 | 0 | 0 | 62991.4691 | 3777.0556 | 440970.9672 | 2196.674 | 7129.158 | 0 | 69.3133 | 0 | 220376.4311 | 1088.4372 | 0 | 269543.841 | 75.41% | 24.59% | 16201.2499 | 9767.0473 | 241.658 | 34.9838 | 516.3073 | 820.0532 | 1323.4459 | 92.2136 | 18895.2567 | 64426.84 | 379453.7481 | 462775.8448 | 1268167.1229 | 1733279.7149 | 1.409% | 1758052.8257
PARKING #369 | TERTIAIRE | PARKING | 15653.5616 | 2014 | 12799.5605 | 0 | 0 | 0 | 0 | 12925.3548 | 8398.5159 | 10028.2831 | 1 | 6396.5993 | 9110.7644 | 8 | 0 | 0 | 0 | 0 | 0 | 0 | 21447.0926 | 1212.7127 | 163453.9933 | 730.7079 | 2479.3924 | 0 | 27.7135 | 0 | 54594.2431 | 312.3336 | 0 | 75912.657 | 48.28% | 51.72% | 3930.4569 | 2355.6082 | 80.6548 | 5.9285 | 110.2195 | 182.3005 | 364.4669 | 19.6471 | 6123.1813 | 16622.8436 | 95556.1187 | 118302.1435 | 401048.0017 | 520147.1893 | 5.342% | 549502.4455
PARKING #370 | TERTIAIRE | PARKING | 27470.9176 | 2023 | 27534.4519 | 0 | 0 | 0 | 0 | 22957.598 | 22976.7572 | 20953.1021 | 2 | 17555.0743 | 14485.6105 | 13 | 0 | 0 | 0 | 0 | 0 | 0 | 43710.5571 | 2459.0759 | 352095.5701 | 1129.6825 | 4833.9622 | 0 | 39.1011 | 0 | 152728.8868 | 456.5021 | 0 | 120072.8334 | 76.58% | 23.42% | 5141.9291 | 4336.4251 | 115.2657 | 13.5903 | 182.7438 | 375.5248 | 681.8975 | 32.571 | 10905.0334 | 28362.5277 | 172262.324 | 211529.8852 | 845844.568 | 1059207.4562 | 1.011% | 1070025.134
PARKING #371 | TERTIAIRE | PARKING | 14362.0924 | 2022 | 13111.088 | 0 | 0 | 0 | 0 | 10342.9066 | 10846.6475 | 11037.509 | 1 | 7596.1622 | 7123.8376 | 5 | 0 | 0 | 0 | 0 | 0 | 0 | 18768.2056 | 1395.3713 | 187010.632 | 443.8733 | 3470.0599 | 0 | 22.7223 | 0 | 81960.9914 | 197.8233 | 0 | 81627.8884 | 86.03% | 13.97% | 2595.7844 | 2165.8586 | 62.7694 | 5.615 | 133.6923 | 221.9917 | 237.8556 | 17.7441 | 5194.8355 | 16554.6159 | 109901.6592 | 131651.1105 | 459525.5087 | 592335.928 | 3.328% | 612726.4322
PARKING #372 | TERTIAIRE | PARKING | 38470.1939 | 2016 | 23610.689 | 0 | 0 | 0 | 0 | 25994.1232 | 23848.9966 | 25067.2439 | 3 | 15902.5473 | 26195.4958 | 20 | 0 | 0 | 0 | 0 | 0 | 0 | 63106.767 | 2915.6274 | 437096.7432 | 1297.6248 | 5963.7 | 0 | 64.2055 | 0 | 143419.737 | 714.7353 | 0 | 153287.0236 | 73.78% | 26.22% | 8074.7449 | 6059.345 | 173.0609 | 21.5522 | 274.5869 | 407.6349 | 676.5029 | 46.874 | 13563.611 | 49859.9108 | 185192.9154 | 248616.4371 | 1005986.4004 | 1257031.2752 | 3.942% | 1308619.8788
PARKING #373 | TERTIAIRE | PARKING | 24193.0484 | 2018 | 23502.4719 | 0 | 0 | 0 | 0 | 16694.9486 | 17249.5536 | 11629.3905 | 1 | 15627.431 | 15711.659 | 9 | 0 | 0 | 0 | 0 | 0 | 0 | 33101.1367 | 1630.5503 | 217851.9874 | 783.0501 | 6116.9875 | 0 | 38.5126 | 0 | 105115.3977 | 403.6072 | 0 | 96314.4703 | 75.42% | 24.58% | 6924.7161 | 3769.4838 | 95.0753 | 14.7155 | 145.5024 | 287.7646 | 641.2027 | 44.0604 | 9353.2561 | 27740.8012 | 181289.3133 | 218383.3706 | 598461.8914 | 818140.526 | 6.057% | 870886.0281
PARKING #374 | TERTIAIRE | PARKING | 36117.5232 | 2018 | 23186.604 | 0 | 0 | 0 | 0 | 25726.7557 | 26302.8627 | 21982.5537 | 2 | 21660.841 | 23163.0959 | 17 | 0 | 0 | 0 | 0 | 0 | 0 | 69291.3134 | 3441.4374 | 382965.7662 | 1548.4596 | 6717.1067 | 0 | 42.3327 | 0 | 129837.3431 | 685.2291 | 0 | 170422.5055 | 85.04% | 14.96% | 9425.2023 | 6471.9727 | 148.4548 | 22.0557 | 300.981 | 468.3905 | 652.1086 | 65.987 | 9889.7791 | 45802.9084 | 271379.683 | 327072.3705 | 960029.323 | 1289611.5486 | 6.792% | 1383585.5589
PARKING #375 | TERTIAIRE | PARKING | 28694.9812 | 2011 | 20833.9221 | 0 | 0 | 0 | 0 | 15609.2265 | 12931.8971 | 19325.2549 | 2 | 12312.88 | 14389.5026 | 13 | 0 | 0 | 0 | 0 | 0 | 0 | 49019.5895 | 2086.4623 | 326542.0747 | 1108.9698 | 4989.7531 | 0 | 32.6101 | 0 | 142022.22 | 539.5293 | 0 | 103414.146 | 67.99% | 32.01% | 8014.7786 | 3720.2678 | 143.3844 | 12.3292 | 195.7016 | 385.4437 | 730.5618 | 48.0582 | 9673.3732 | 26416.1722 | 147568.0887 | 183657.6341 | 761431.9825 | 946497.6787 | 1.338% | 959333.3965
PARKING #376 | TERTIAIRE | PARKING | 39069.6862 | 2007 | 28544.6087 | 0 | 0 | 0 | 0 | 28241.5786 | 15323.6001 | 19339.017 | 3 | 19234.8779 | 14756.8188 | 14 | 0 | 0 | 0 | 0 | 0 | 0 | 59888.0213 | 3203.3462 | 268496.7094 | 1124.34 | 5585.2288 | 0 | 60.3504 | 0 | 140767.0666 | 549.161 | 0 | 164653.2395 | 73.57% | 26.43% | 7133.0456 | 6519.2386 | 204.0097 | 16.3193 | 252.8303 | 610.5733 | 672.1703 | 70.8249 | 8953.2825 | 33229.9157 | 237424.0492 | 279607.2474 | 813922.297 | 1095775.5079 | 4.803% | 1151057.0809
PARKING #377 | TERTIAIRE | PARKING | 28021.7777 | 2010 | 17611.0794 | 0 | 0 | 0 | 0 | 15001.9702 | 13177.4166 | 12174.8009 | 2 | 13530.2298 | 14311.1708 | 15 | 0 | 0 | 0 | 0 | 0 | 0 | 37243.6074 | 2565.8129 | 301828.1495 | 832.059 | 5395.7417 | 0 | 43.95 | 0 | 118701.8655 | 489.0847 | 0 | 117609.3145 | 68.63% | 31.37% | 7682.0755 | 4637.5027 | 129.3375 | 13.5139 | 239.8222 | 406.0037 | 572.1924 | 38.4175 | 8457.969 | 31460.7541 | 201156.6148 | 241075.3379 | 715580.5 | 958142.9784 | 1.523% | 972959.8391
PARKING #378 | TERTIAIRE | PARKING | 22855.0277 | 2017 | 18010.195 | 0 | 0 | 0 | 0 | 20495.1436 | 16514.4881 | 16102.8905 | 1 | 11304.5162 | 15640.3838 | 13 | 0 | 0 | 0 | 0 | 0 | 0 | 44492.9547 | 1654.8208 | 233820.5793 | 695.8049 | 4978.6064 | 0 | 29.5495 | 0 | 133216.4048 | 389.3094 | 0 | 105102.5392 | 79.14% | 20.86% | 5042.0862 | 3381.2082 | 122.2304 | 11.6501 | 172.7254 | 359.9945 | 575.6188 | 33.0465 | 6114.6904 | 29742.5639 | 169305.6807 | 205162.9349 | 656725.3222 | 863548.2634 | 5.587% | 914653.7397
PARKING #379 | TERTIAIRE | PARKING | 32616.2778 | 2021 | 21326.1361 | 0 | 0 | 0 | 0 | 21924.9961 | 26523.7642 | 19567.4222 | 2 | 14443.9222 | 23291.0264 | 18 | 0 | 0 | 0 | 0 | 0 | 0 | 58711.7212 | 3282.5197 | 435402.7732 | 1214.9191 | 8329.3901 | 0 | 46.0916 | 0 | 136281.112 | 481.8241 | 0 | 169236.762 | 71.92% | 28.08% | 6080.694 | 4148.6161 | 159.5501 | 12.1824 | 235.6564 | 464.0444 | 553.2116 | 43.3176 | 13452.1428 | 47091.2106 | 206719.1444 | 267262.4977 | 1002424.3713 | 1271652.8159 | 6.844% | 1365085.321
PARKING #380 | TERTIAIRE | PARKING | 58614.2693 | 2017 | 42064.6284 | 0 | 0 | 0 | 0 | 50266.2236 | 27246.6456 | 44626.2859 | 3 | 32108.2451 | 26695.5314 | 31 | 0 | 0 | 0 | 0 | 0 | 0 | 83659.2813 | 3567.049 | 555039.8465 | 2154.9123 | 10856.9716 | 0 | 80.2677 | 0 | 296897.3122 | 984.6118 | 0 | 212415.263 | 77.75% | 22.25% | 17026.2754 | 7924.0323 | 287.2977 | 32.9058 | 432.3001 | 843.2411 | 1435.7939 | 106.3024 | 19796.6683 | 51135.5005 | 383127.2085 | 454059.3773 | 1455203.0244 | 1913683.458 | 3.915% | 1991663.6464
PARKING #381 | TERTIAIRE | PARKING | 36206.4014 | 2013 | 26776.5026 | 0 | 0 | 0 | 0 | 26447.3137 | 25127.4742 | 22001.358 | 2 | 14669.0766 | 15296.6995 | 21 | 0 | 0 | 0 | 0 | 0 | 0 | 51359.4994 | 2240.0767 | 376919.2118 | 1417.3027 | 5422.7955 | 0 | 42.7501 | 0 | 130605.8972 | 576.1399 | 0 | 136338.6 | 82.52% | 17.48% | 6685.8919 | 4890.4077 | 149.0138 | 14.8539 | 298.6863 | 451.689 | 889.0993 | 53.6265 | 11341.9341 | 47679.9404 | 219433.6048 | 278455.4793 | 897873.8552 | 1178759.0463 | 4.689% | 1236749.1989
PARKING #382 | TERTIAIRE | PARKING | 43749.2435 | 2017 | 34960.4947 | 0 | 0 | 0 | 0 | 27394.3082 | 29831.3767 | 26873.2653 | 2 | 22406.9755 | 25497.0638 | 22 | 0 | 0 | 0 | 0 | 0 | 0 | 81270.8215 | 4248.4374 | 580603.3964 | 2018.3562 | 10970.2674 | 0 | 71.7192 | 0 | 189643.2685 | 830.0436 | 0 | 156677.6247 | 81.88% | 18.12% | 9243.6759 | 8114.8505 | 184.693 | 19.7398 | 413.3617 | 465.3837 | 1094.099 | 69.7018 | 16379.2106 | 45286.2422 | 294579.2032 | 356244.656 | 1258640.2924 | 1618166.0025 | 2.792% | 1664634.2983
PARKING #383 | TERTIAIRE | PARKING | 52018.5304 | 2017 | 47538.7456 | 0 | 0 | 0 | 0 | 45951.8698 | 27493.6461 | 33412.832 | 3 | 32614.414 | 36840.0686 | 29 | 0 | 0 | 0 | 0 | 0 | 0 | 63372.1491 | 4871.2838 | 485493.4102 | 1556.5969 | 9328.3722 | 0 | 88.0255 | 0 | 285201.8959 | 1085.5569 | 0 | 193911.5767 | 68.96% | 31.04% | 10479.3773 | 9898.9467 | 185.5398 | 21.1794 | 332.9487 | 759.3583 | 1189.3546 | 92.2704 | 18585.8426 | 68189.4504 | 265336.4847 | 352111.7776 | 1344267.3479 | 1698952.3699 | 2.728% | 1746590.6453
PARKING #384 | TERTIAIRE | PARKING | 58615.1555 | 2008 | 41192.0615 | 0 | 0 | 0 | 0 | 37530.911 | 29755.2907 | 25454.7347 | 4 | 20274.4074 | 25948.7135 | 31 | 0 | 0 | 0 | 0 | 0 | 0 | 91177.9085 | 4896.6606 | 441057.5051 | 1726.5885 | 11056.7241 | 0 | 91.7993 | 0 | 228695.4776 | 859.7315 | 0 | 263254.1314 | 83.01% | 16.99% | 13103.5565 | 9111.825 | 245.5228 | 24.9134 | 425.6962 | 921.7388 | 1209.4666 | 70.2439 | 18696.1338 | 50381.8085 | 458431.4077 | 527509.3499 | 1297795.0968 | 1828227.4174 | 1.695% | 1859752.5339
PARKING #385 | TERTIAIRE | PARKING | 45653.0153 | 2014 | 35319.6474 | 0 | 0 | 0 | 0 | 26766.3291 | 29608.355 | 22184.4503 | 3 | 25967.0881 | 19968.6362 | 20 | 0 | 0 | 0 | 0 | 0 | 0 | 77448.1932 | 3708.7878 | 501163.2459 | 2115.4765 | 8817.6994 | 0 | 76.3651 | 0 | 173226.2031 | 671.0833 | 0 | 228622.2682 | 54.09% | 45.91% | 13384.8534 | 7037.6822 | 187.1192 | 21.2034 | 281.4852 | 699.9301 | 914.3118 | 83.5994 | 11900.4449 | 39276.5658 | 351701.851 | 402878.8617 | 1219502.8234 | 1625696.9054 | 6.252% | 1734115.1405
PARKING #386 | TERTIAIRE | PARKING | 50190.374 | 2008 | 39611.5367 | 0 | 0 | 0 | 0 | 34186.518 | 28101.7944 | 28712.5085 | 3 | 25852.3149 | 23321.6636 | 26 | 0 | 0 | 0 | 0 | 0 | 0 | 62075.7801 | 3903.8429 | 558326.6966 | 1426.1049 | 8188.2851 | 0 | 57.551 | 0 | 194551.1923 | 1006.1649 | 0 | 201592.3287 | 75.82% | 24.18% | 10349.7153 | 8456.8911 | 263.2353 | 28.974 | 460.1495 | 532.6646 | 1241.9486 | 69.5394 | 15594.3803 | 47134.0612 | 303405.9772 | 366134.4188 | 1278064.7037 | 1646188.7136 | 1.12% | 1664836.738
PARKING #387 | TERTIAIRE | PARKING | 19152.3501 | 2014 | 12889.6242 | 0 | 0 | 0 | 0 | 11513.097 | 13320.4051 | 12972.4178 | 1 | 7635.8607 | 9385.2034 | 10 | 0 | 0 | 0 | 0 | 0 | 0 | 32314.3101 | 1228.6809 | 172632.2866 | 904.2076 | 3201.9072 | 0 | 26.6239 | 0 | 66854.0433 | 365.635 | 0 | 98918.8147 | 54.21% | 45.79% | 3817.6073 | 2782.0195 | 85.7388 | 10.5957 | 131.8154 | 206.1661 | 357.7862 | 28.6463 | 6572.6428 | 25493.9141 | 125893.2605 | 157959.8174 | 475253.0069 | 634487.8299 | 4.105% | 661647.8709
PARKING #388 | TERTIAIRE | PARKING | 16256.5774 | 2020 | 12402.9561 | 0 | 0 | 0 | 0 | 12843.1179 | 12836.401 | 8517.3983 | 1 | 10252.5641 | 12648.4782 | 7 | 0 | 0 | 0 | 0 | 0 | 0 | 30262.6153 | 1208.1556 | 219246.6716 | 553.3271 | 4254.3936 | 0 | 24.9219 | 0 | 84400.903 | 226.4694 | 0 | 95308.8596 | 88.68% | 11.32% | 3260.5287 | 2277.7109 | 62.7624 | 9.9099 | 145.8744 | 240.7277 | 264.0128 | 18.9889 | 4763.4863 | 23370.2969 | 91284.093 | 119417.8762 | 536618.5323 | 657159.412 | 5.855% | 698030.7228
PARKING #389 | TERTIAIRE | PARKING | 41750.6336 | 2009 | 26965.8618 | 0 | 0 | 0 | 0 | 19870.8002 | 18396.426 | 18820.6282 | 3 | 14247.615 | 17711.1744 | 17 | 0 | 0 | 0 | 0 | 0 | 0 | 60798.4112 | 4004.6711 | 356232.4875 | 1213.0256 | 7959.4611 | 0 | 66.0053 | 0 | 140329.6335 | 776.6441 | 0 | 155810.2885 | 48.49% | 51.51% | 9975.5984 | 7895.6157 | 167.3821 | 20.5414 | 270.8742 | 617.7556 | 909.4639 | 68.4884 | 11504.6287 | 48105.5336 | 284047.4575 | 343657.6198 | 905248.9947 | 1250827.3671 | 5.355% | 1321594.3952
PARKING #390 | TERTIAIRE | PARKING | 28843.5885 | 2015 | 17003.1665 | 0 | 0 | 0 | 0 | 18627.4997 | 12694.3871 | 20384.702 | 1 | 15799.6447 | 12525.2963 | 13 | 0 | 0 | 0 | 0 | 0 | 0 | 53205.8375 | 2896.6438 | 294078.0735 | 1198.0288 | 4630.8933 | 0 | 40.298 | 0 | 124898.2574 | 602.7677 | 0 | 139913.019 | 58.68% | 41.32% | 8560.3397 | 4326.6117 | 149.8652 | 11.4611 | 220.5042 | 312.5252 | 570.3059 | 38.8773 | 9625.2587 | 27816.9959 | 187482.5084 | 224924.763 | 755663.5545 | 981974.8599 | 6.265% | 1047612.0226
PARKING #391 | TERTIAIRE | PARKING | 17303.6524 | 2014 | 13864.9458 | 0 | 0 | 0 | 0 | 11161.6831 | 12232.1791 | 9320.5191 | 1 | 9446.8763 | 9703.5798 | 8 | 0 | 0 | 0 | 0 | 0 | 0 | 27194.24 | 1518.9362 | 170578.9198 | 595.296 | 2797.5184 | 0 | 28.7681 | 0 | 65716.587 | 299.9441 | 0 | 64156.5135 | 58.12% | 41.88% | 4655.9666 | 2080.8012 | 86.9637 | 9.2092 | 146.5091 | 274.2296 | 337.7203 | 24.0095 | 5936.3047 | 20363.7089 | 85516.2924 | 111816.3061 | 424652.4889 | 537450.26 | 3.321% | 555914.3375
PARKING #392 | TERTIAIRE | PARKING | 17360.2076 | 2014 | 13082.067 | 0 | 0 | 0 | 0 | 13672.0763 | 8040.6279 | 8561.9545 | 1 | 8473.4407 | 11480.6621 | 9 | 0 | 0 | 0 | 0 | 0 | 0 | 22927.3287 | 1314.0204 | 215968.7498 | 552.0457 | 3345.052 | 0 | 23.6976 | 0 | 81436.5125 | 234.2107 | 0 | 79253.4566 | 72.8% | 27.2% | 4143.7691 | 2073.1246 | 78.2458 | 7.1323 | 153.7612 | 280.0578 | 312.8287 | 26.6985 | 4792.7881 | 22857.617 | 84566.2981 | 112216.7032 | 498473.9941 | 611578.1181 | 0.8715% | 616954.6012
PARKING #393 | TERTIAIRE | PARKING | 53526.4651 | 2011 | 41103.3721 | 0 | 0 | 0 | 0 | 33193.7297 | 32561.5695 | 22010.353 | 3 | 19958.827 | 23031.0987 | 23 | 0 | 0 | 0 | 0 | 0 | 0 | 60204.7339 | 3744.4167 | 550794.7236 | 1625.5506 | 8935.9179 | 0 | 68.9031 | 0 | 193154.83 | 1162.1855 | 0 | 168275.9408 | 70.95% | 29.05% | 14754.5328 | 6758.7979 | 290.7544 | 23.4613 | 506.7049 | 736.3583 | 1212.499 | 78.9162 | 18799.5203 | 43580.8338 | 303330.0918 | 365710.446 | 1232748.8268 | 1601941.7758 | 1.246% | 1622146.3738
PARKING #394 | TERTIAIRE | PARKING | 60302.999 | 2008 | 30692.2307 | 0 | 0 | 0 | 0 | 33962.854 | 30349.942 | 28660.4926 | 5 | 20389.6917 | 25872.3905 | 21 | 0 | 0 | 0 | 0 | 0 | 0 | 92823.0844 | 5346.4179 | 610582.4343 | 1820.8703 | 7959.6215 | 0 | 73.6848 | 0 | 200383.2282 | 1279.7712 | 0 | 246866.8309 | 74.45% | 25.55% | 16907.2462 | 8850.4468 | 220.2056 | 31.5961 | 489.7675 | 958.8596 | 1109.0396 | 79.1812 | 20138.6616 | 65811.0798 | 410415.1245 | 496364.8659 | 1430506.5299 | 1929298.9081 | 1.98% | 1968268.8283
PARKING #395 | TERTIAIRE | PARKING | 28859.9715 | 2011 | 19043.3372 | 0 | 0 | 0 | 0 | 14934.4823 | 16837.8459 | 12458.1316 | 2 | 12608.0827 | 18074.3727 | 13 | 0 | 0 | 0 | 0 | 0 | 0 | 30974.222 | 2884.4651 | 328096.5246 | 855.056 | 6080.6725 | 0 | 48.1063 | 0 | 148171.1428 | 530.2416 | 0 | 119374.4858 | 68.85% | 31.15% | 6930.6204 | 5089.351 | 156.6336 | 13.1275 | 251.4393 | 413.8817 | 726.3396 | 50.3108 | 6722.9929 | 35318.9527 | 175147.1324 | 217189.078 | 776658.8971 | 995360.3737 | 1.61% | 1011644.1272
PARKING #396 | TERTIAIRE | PARKING | 17442.5441 | 2015 | 13419.9988 | 0 | 0 | 0 | 0 | 14482.1245 | 12378.0767 | 12604.1704 | 1 | 8116.8962 | 12122.7452 | 9 | 0 | 0 | 0 | 0 | 0 | 0 | 24411.6808 | 1082.5556 | 214105.0786 | 711.9818 | 3122.8517 | 0 | 23.1442 | 0 | 97346.7499 | 286.1351 | 0 | 59915.9086 | 77.68% | 22.32% | 4285.1927 | 2431.7347 | 93.7166 | 8.0746 | 142.8731 | 291.7665 | 288.8757 | 27.0975 | 5244.7674 | 17085.6974 | 117013.9923 | 139344.4572 | 494066.639 | 634320.9218 | 4.171% | 661931.4294
PARKING #397 | TERTIAIRE | PARKING | 33113.4967 | 2022 | 30910.4868 | 0 | 0 | 0 | 0 | 33855.9491 | 16907.2822 | 21208.0056 | 2 | 19884.3364 | 20809.8183 | 14 | 0 | 0 | 0 | 0 | 0 | 0 | 50699.2677 | 3304.5067 | 374700.9911 | 1465.3564 | 7064.1839 | 0 | 56.7708 | 0 | 174298.3192 | 655.3 | 0 | 206857.688 | 79.09% | 20.91% | 9386.7842 | 4823.9867 | 142.1456 | 19.8274 | 255.491 | 520.8627 | 795.5041 | 46.1714 | 12224.955 | 43489.3758 | 157435.3507 | 213149.6815 | 1021984.0191 | 1237558.9788 | 3.276% | 1279468.0154
PARKING #398 | TERTIAIRE | PARKING | 21068.5626 | 2017 | 16498.2796 | 0 | 0 | 0 | 0 | 17268.5228 | 13314.0186 | 13507.0233 | 1 | 11253.6576 | 14992.4457 | 9 | 0 | 0 | 0 | 0 | 0 | 0 | 25887.8068 | 1415.9486 | 252943.0323 | 839.2132 | 4162.7282 | 0 | 38.2192 | 0 | 75529.1384 | 377.7785 | 0 | 117119.0872 | 54.91% | 45.09% | 5672.6944 | 3932.0562 | 93.2032 | 8.7892 | 168.5838 | 271.6303 | 415.163 | 26.25 | 6397.9465 | 26686.0321 | 162498.1491 | 195582.1277 | 596738.6178 | 793582.9885 | 1.792% | 808066.6493
PARKING #399 | TERTIAIRE | PARKING | 44074.5049 | 2021 | 30744.8125 | 0 | 0 | 0 | 0 | 44493.4094 | 28059.8934 | 24289.6437 | 2 | 23612.4508 | 28382.6087 | 23 | 0 | 0 | 0 | 0 | 0 | 0 | 73592.2111 | 3823.0501 | 585207.714 | 1377.7205 | 8996.7389 | 0 | 57.707 | 0 | 196863.6599 | 681.9555 | 0 | 169726.2798 | 71.19% | 28.81% | 10516.1258 | 7740.6023 | 211.6287 | 19.2528 | 321.0342 | 733.8587 | 944.5877 | 78.7675 | 14656.0313 | 46265.8491 | 322353.5316 | 383275.412 | 1285908.8077 | 1671640.2244 | 4.647% | 1753100.3228
PARKING #400 | TERTIAIRE | PARKING | 51732.2041 | 2017 | 49916.9046 | 0 | 0 | 0 | 0 | 37469.0108 | 33947.7842 | 28656.1459 | 4 | 20723.7251 | 28777.8217 | 23 | 0 | 0 | 0 | 0 | 0 | 0 | 74613.0315 | 5157.2686 | 649652.7669 | 1579.791 | 8811.5892 | 0 | 61.8124 | 0 | 185486.4564 | 757.3587 | 0 | 231378.6846 | 74.01% | 25.99% | 10835.6302 | 7423.0608 | 191.9007 | 20.0164 | 475.093 | 705.2937 | 1291.5792 | 64.7047 | 14129.7751 | 67620.8441 | 246195.4832 | 327946.1024 | 1445858.372 | 1777061.8751 | 3.614% | 1843702.3728
PARKING #401 | TERTIAIRE | PARKING | 38870.502 | 2021 | 40799.911 | 0 | 0 | 0 | 0 | 37981.2803 | 24498.969 | 25537.1805 | 3 | 19075.6806 | 25848.734 | 14 | 0 | 0 | 0 | 0 | 0 | 0 | 56753.3478 | 3332.3628 | 347684.8437 | 1355.3922 | 7251.0526 | 0 | 52.8063 | 0 | 231236.1527 | 663.3729 | 0 | 244153.3775 | 76.54% | 23.46% | 7421.7644 | 6634.6892 | 188.136 | 17.6792 | 319.7274 | 580.3082 | 687.1002 | 47.6002 | 10952.3971 | 44746.6781 | 196173.273 | 251872.3483 | 1121098.8269 | 1375550.6532 | 3.019% | 1418372.6502
PARKING #402 | TERTIAIRE | PARKING | 54879.5376 | 2012 | 29081.7476 | 0 | 0 | 0 | 0 | 44936.8228 | 36647.797 | 29091.0451 | 3 | 22078.3532 | 24263.5114 | 29 | 0 | 0 | 0 | 0 | 0 | 0 | 92483.8185 | 4214.7357 | 440113.6557 | 1991.13 | 9551.6817 | 0 | 62.3458 | 0 | 215429.3744 | 948.4085 | 0 | 235529.1184 | 42.92% | 57.08% | 12940.8067 | 10285.5456 | 195.1854 | 22.7917 | 432.8224 | 693.8864 | 970.2506 | 90.2783 | 15064.6474 | 65280.4385 | 283586.5196 | 363931.6055 | 1270125.1677 | 1637502.3348 | 0.946% | 1653140.569
PARKING #403 | TERTIAIRE | PARKING | 29310.2682 | 2022 | 26250.9438 | 0 | 0 | 0 | 0 | 23848.5032 | 22172.6761 | 18508.7411 | 1 | 19314.4287 | 14578.8745 | 11 | 0 | 0 | 0 | 0 | 0 | 0 | 49084.3021 | 1783.2721 | 280349.8978 | 1376.4381 | 5300.2348 | 0 | 50.5232 | 0 | 120385.2604 | 636.5286 | 0 | 159916.787 | 73.75% | 26.25% | 7464.8002 | 3645.7181 | 148.6126 | 17.5313 | 218.9102 | 427.8556 | 754.0928 | 53.4028 | 10721.6433 | 28918.0704 | 205596.9515 | 245236.6652 | 785665.9606 | 1032893.1742 | 4.846% | 1085490.7293
PARKING #404 | TERTIAIRE | PARKING | 17192.4063 | 2013 | 12908.604 | 0 | 0 | 0 | 0 | 13378.2816 | 10035.5943 | 8006.5193 | 1 | 10071.8598 | 7382.862 | 8 | 0 | 0 | 0 | 0 | 0 | 0 | 27884.1059 | 1538.8394 | 164040.803 | 694.066 | 3066.4403 | 0 | 28.1453 | 0 | 73719.5317 | 326.3795 | 0 | 89133.2093 | 68.08% | 31.92% | 4648.8419 | 2016.6654 | 71.3176 | 6.7876 | 123.4713 | 290.7349 | 346.2475 | 29.7499 | 4308.1242 | 21055.0764 | 120405.2773 | 145768.4779 | 452318.2764 | 599264.4347 | 6.825% | 643159.1294
PARKING #405 | TERTIAIRE | PARKING | 61227.0892 | 2008 | 37439.2597 | 0 | 0 | 0 | 0 | 29816.6642 | 29132.5281 | 24301.0413 | 3 | 26856.5455 | 34619.1615 | 23 | 0 | 0 | 0 | 0 | 0 | 0 | 65118.7483 | 4625.983 | 419175.9075 | 2389.8303 | 12305.2914 | 0 | 68.532 | 0 | 256848.8367 | 1233.9082 | 0 | 196702.373 | 65.41% | 34.59% | 14681.9565 | 11233.5751 | 287.8041 | 26.5894 | 417.3977 | 643.8321 | 1411.2327 | 97.74 | 18735.2617 | 51637.5156 | 482443.5878 | 552816.3651 | 1204732.9496 | 1761145.0971 | 1.996% | 1797005.3834
PARKING #406 | TERTIAIRE | PARKING | 64139.9311 | 2014 | 50641.4198 | 0 | 0 | 0 | 0 | 55546.8524 | 36234.6956 | 29357.6058 | 4 | 27586.8936 | 33400.2127 | 29 | 0 | 0 | 0 | 0 | 0 | 0 | 76765.654 | 6151.122 | 612718.6566 | 2498.1251 | 12332.4503 | 0 | 82.9011 | 0 | 248473.6966 | 1318.7842 | 0 | 218314.9603 | 55.04% | 44.96% | 16355.0747 | 9571.3448 | 247.2758 | 33.9877 | 567.9124 | 810.3936 | 1242.4866 | 92.9609 | 25134.8929 | 52901.3232 | 341544.8697 | 419581.0858 | 1491127.7459 | 1914178.9992 | 6.17% | 2040060.1848
PARKING #407 | TERTIAIRE | PARKING | 38357.6051 | 2007 | 27265.2543 | 0 | 0 | 0 | 0 | 20843.6027 | 20322.8849 | 21433.9736 | 2 | 15838.0757 | 18788.3849 | 18 | 0 | 0 | 0 | 0 | 0 | 0 | 42676.5311 | 3755.8577 | 296061.1666 | 1608.6378 | 6573.6213 | 0 | 49.8189 | 0 | 107709.1819 | 678.5574 | 0 | 168178.4094 | 76.98% | 23.02% | 8753.859 | 4856.1296 | 181.8335 | 22.8958 | 245.6654 | 457.8842 | 685.24 | 50.039 | 12422.6523 | 27820.9544 | 226580.0443 | 266823.6511 | 784884.4525 | 1053504.7713 | 1.055% | 1064741.092
PARKING #408 | TERTIAIRE | PARKING | 32657.636 | 2018 | 20526.4316 | 0 | 0 | 0 | 0 | 30172.5362 | 21775.3982 | 21221.1243 | 2 | 13662.9365 | 22236.7654 | 17 | 0 | 0 | 0 | 0 | 0 | 0 | 49873.1207 | 2110.8624 | 363327.6149 | 1534.5824 | 6519.0279 | 0 | 37.7678 | 0 | 144288.7177 | 585.0004 | 0 | 153918.8837 | 73.35% | 26.65% | 7384.1825 | 5794.0523 | 120.2683 | 19.0887 | 295.1759 | 552.4995 | 755.2907 | 54.3125 | 10235.2114 | 37129.7207 | 217283.2146 | 264648.1467 | 896580.596 | 1163685.4252 | 2.677% | 1195699.0655
PARKING #409 | TERTIAIRE | PARKING | 52013.3822 | 2013 | 30244.0183 | 0 | 0 | 0 | 0 | 34039.1857 | 34481.4128 | 30972.9288 | 3 | 30443.6868 | 27566.8319 | 26 | 0 | 0 | 0 | 0 | 0 | 0 | 71971.7306 | 3716.6192 | 592644.8019 | 1904.3562 | 10454.6963 | 0 | 84.7414 | 0 | 174341.1553 | 804.5272 | 0 | 201153.5357 | 67.25% | 32.75% | 11210.3123 | 6723.1184 | 267.5823 | 26.6306 | 471.8294 | 729.4421 | 1186.3995 | 63.1118 | 19369.5963 | 57469.7565 | 268882.1282 | 345721.4811 | 1323325.1827 | 1672742.7852 | 3.237% | 1728705.1898
PARKING #410 | TERTIAIRE | PARKING | 13477.2951 | 2016 | 7924.5853 | 0 | 0 | 0 | 0 | 7601.9043 | 6700.2117 | 8723.4977 | 1 | 7033.713 | 8918.404 | 7 | 0 | 0 | 0 | 0 | 0 | 0 | 21129.565 | 1156.4526 | 157465.5855 | 450.7523 | 2100.1576 | 0 | 17.7376 | 0 | 48358.0501 | 262.817 | 0 | 69114.367 | 78.76% | 21.24% | 3852.5192 | 1948.8599 | 66.2553 | 6.586 | 123.3595 | 166.9944 | 310.552 | 22.1998 | 4305.4777 | 11707.1575 | 83028.0566 | 99040.6918 | 361337.2097 | 461067.8026 | 6.835% | 494893.6445
PARKING #411 | TERTIAIRE | PARKING | 38762.2502 | 2009 | 20538.428 | 0 | 0 | 0 | 0 | 29170.9638 | 23829.6155 | 21666.3751 | 3 | 18817.2403 | 19385.7044 | 15 | 0 | 0 | 0 | 0 | 0 | 0 | 47222.4892 | 2481.3181 | 294482.9627 | 1125.5965 | 5758.7283 | 0 | 63.7377 | 0 | 141998.5649 | 714.4535 | 0 | 161626.7693 | 36.81% | 63.19% | 10550.6268 | 4979.3751 | 139.9613 | 18.3651 | 275.2718 | 587.1795 | 642.1579 | 66.5568 | 12585.5017 | 31751.1136 | 305835.7999 | 350172.4152 | 829252.8706 | 1181407.5471 | 2.978% | 1217675.4082
PARKING #412 | TERTIAIRE | PARKING | 33982.786 | 2010 | 22890.6728 | 0 | 0 | 0 | 0 | 18052.129 | 19844.0547 | 19383.1442 | 3 | 14838.028 | 16785.7785 | 19 | 0 | 0 | 0 | 0 | 0 | 0 | 36966.8724 | 3202.3359 | 345362.5751 | 1583.0525 | 6650.2273 | 0 | 43.0807 | 0 | 145748.4741 | 653.3411 | 0 | 167499.1456 | 48.98% | 51.02% | 9519.729 | 4804.1116 | 121.463 | 14.7524 | 313.3695 | 518.8925 | 635.3642 | 55.9036 | 9301.5792 | 36582.9247 | 256516.9324 | 302401.4363 | 867228.9702 | 1171826.0761 | 0.5917% | 1178800.4773
PARKING #413 | TERTIAIRE | PARKING | 52563.5921 | 2009 | 41484.2427 | 0 | 0 | 0 | 0 | 40739.1971 | 31925.257 | 27946.6849 | 4 | 25366.8873 | 21996.348 | 19 | 0 | 0 | 0 | 0 | 0 | 0 | 56328.0571 | 4984.6904 | 598003.1489 | 2230.9744 | 9477.966 | 0 | 83.1954 | 0 | 231506.936 | 698.1476 | 0 | 206925.9331 | 60.47% | 39.53% | 11117.8751 | 7811.2284 | 247.0453 | 20.6041 | 355.8822 | 744.0009 | 984.8667 | 84.1575 | 15281.3651 | 48875.6473 | 313482.2032 | 377639.2156 | 1374763.8674 | 1755787.3669 | 3.699% | 1823235.0062
PARKING #414 | TERTIAIRE | PARKING | 33505.7663 | 2020 | 32856.3752 | 0 | 0 | 0 | 0 | 25443.9367 | 20565.2 | 16627.4636 | 2 | 17020.3319 | 22791.6432 | 15 | 0 | 0 | 0 | 0 | 0 | 0 | 57388.8851 | 2334.9338 | 391960.2701 | 1496.892 | 7694.6328 | 0 | 55.2233 | 0 | 162887.6532 | 577.9105 | 0 | 192973.3667 | 70.42% | 29.58% | 7863.139 | 5144.4394 | 149.8061 | 17.2187 | 311.8689 | 537.2046 | 679.9963 | 54.7133 | 14843.1532 | 42074.9889 | 219546.7557 | 276464.8978 | 1016242.2549 | 1294848.1253 | 5.244% | 1366503.7536
PARKING #415 | TERTIAIRE | PARKING | 36763.3769 | 2021 | 31126.6454 | 0 | 0 | 0 | 0 | 25765.2636 | 25204.0718 | 28680.9629 | 2 | 15477.7676 | 24404.3179 | 19 | 0 | 0 | 0 | 0 | 0 | 0 | 69888.4534 | 3633.579 | 420148.0572 | 1658.9072 | 7530.9416 | 0 | 42.0056 | 0 | 201613.0605 | 532.6893 | 0 | 195863.3663 | 88.25% | 11.75% | 9861.2471 | 4355.0179 | 200.3448 | 14.8954 | 239.6588 | 379.7064 | 703.1731 | 57.0928 | 14348.416 | 51461.6357 | 211414.0429 | 277224.0946 | 1113542.1075 | 1392854.8158 | 4.646% | 1460714.8384
PARKING #416 | TERTIAIRE | PARKING | 13155.1233 | 2010 | 7811.5861 | 0 | 0 | 0 | 0 | 7572.7154 | 8027.3243 | 7294.1884 | 1 | 5884.2377 | 8019.974 | 5 | 0 | 0 | 0 | 0 | 0 | 0 | 19407.1017 | 911.7234 | 109974.1131 | 527.6867 | 2792.8434 | 0 | 23.8046 | 0 | 62608.3949 | 210.1182 | 0 | 59262.8359 | 86.11% | 13.89% | 2673.7408 | 1953.1308 | 74.9491 | 5.114 | 86.6165 | 148.9244 | 340.2996 | 24.244 | 4033.9774 | 12549.2581 | 66025.2305 | 82608.466 | 315576.8709 | 398810.35 | 2.954% | 410951.3331
PARKING #417 | TERTIAIRE | PARKING | 55440.9702 | 2014 | 32297.614 | 0 | 0 | 0 | 0 | 44895.5174 | 35765.8224 | 32985.4718 | 4 | 28048.9215 | 37315.2846 | 30 | 0 | 0 | 0 | 0 | 0 | 0 | 97622.9711 | 5550.2636 | 513752.7303 | 2041.6172 | 8853.0984 | 0 | 67.6186 | 0 | 207280.4727 | 1165.7924 | 0 | 230804.4928 | 81.44% | 18.56% | 13215.5529 | 7358.2704 | 287.8985 | 28.4319 | 419.4216 | 857.8981 | 1056.2798 | 73.9302 | 20818.5624 | 52929.2501 | 438369.2182 | 512117.0307 | 1340555.952 | 1856323.484 | 5.326% | 1960752.4877
PARKING #418 | TERTIAIRE | PARKING | 27864.9703 | 2019 | 22732.1584 | 0 | 0 | 0 | 0 | 21784.0366 | 16441.6404 | 16894.974 | 2 | 13635.1299 | 17506.3573 | 16 | 0 | 0 | 0 | 0 | 0 | 0 | 49626.5659 | 1995.7208 | 263039.9779 | 1109.4552 | 6677.517 | 0 | 43.2978 | 0 | 169547.146 | 499.4933 | 0 | 127917.423 | 46.91% | 53.09% | 7660.876 | 5089.742 | 143.1859 | 12.5002 | 185.8137 | 473.4472 | 586.7164 | 35.4354 | 9247.0922 | 32394.7459 | 202556.4175 | 244198.2555 | 772109.5144 | 1018606.7313 | 1.512% | 1034240.6144
PARKING #419 | TERTIAIRE | PARKING | 28081.5248 | 2016 | 24935.8362 | 0 | 0 | 0 | 0 | 22853.4863 | 13136.6872 | 13363.6408 | 2 | 11029.0286 | 13384.6641 | 11 | 0 | 0 | 0 | 0 | 0 | 0 | 44129.897 | 2432.7201 | 323219.2426 | 1123.9462 | 4420.0715 | 0 | 36.2061 | 0 | 120576.9 | 456.5169 | 0 | 141470.5293 | 60.43% | 39.57% | 5950.4824 | 4229.8372 | 142.9646 | 14.1047 | 186.1833 | 417.5502 | 580.1533 | 32.3055 | 10776.0315 | 29018.0234 | 218863.0649 | 258657.1198 | 784697.3792 | 1045119.6025 | 4.876% | 1098695.2271
PARKING #420 | TERTIAIRE | PARKING | 60083.6774 | 2020 | 43982.2662 | 0 | 0 | 0 | 0 | 57501.6411 | 43365.1419 | 37573.6611 | 3 | 24661.0988 | 33357.7004 | 27 | 0 | 0 | 0 | 0 | 0 | 0 | 87811.7244 | 4170.0311 | 560406.3704 | 2781.2539 | 9928.0146 | 0 | 80.5991 | 0 | 285878.4712 | 833.3473 | 0 | 249388.8326 | 73.43% | 26.57% | 11527.411 | 9284.2251 | 214.0912 | 35.8561 | 451.2466 | 748.7008 | 1185.6607 | 105.4678 | 26126.9916 | 85690.4614 | 331052.8657 | 442870.3187 | 1552378.7093 | 1998963.9273 | 2.77% | 2055904.2292
PARKING #421 | TERTIAIRE | PARKING | 39994.4336 | 2011 | 25813.8251 | 0 | 0 | 0 | 0 | 29306.3581 | 22761.9037 | 18893.3086 | 3 | 18475.5841 | 18757.7078 | 21 | 0 | 0 | 0 | 0 | 0 | 0 | 56712.9746 | 3151.2031 | 423163.3232 | 1409.7958 | 7172.7492 | 0 | 57.5424 | 0 | 133374.2089 | 609.8349 | 0 | 130485.9078 | 65.95% | 34.05% | 11850.5915 | 6457.2419 | 137.9403 | 22.6701 | 316.4081 | 565.7606 | 983.7516 | 55.3593 | 11004.2795 | 32017.2149 | 255014.5694 | 298036.0638 | 936800.7677 | 1236739.7096 | 0.498% | 1242929.1755
PARKING #422 | TERTIAIRE | PARKING | 26008.3199 | 2011 | 14045.2939 | 0 | 0 | 0 | 0 | 16423.5282 | 14681.5632 | 12627.3351 | 2 | 14232.2849 | 16559.5338 | 11 | 0 | 0 | 0 | 0 | 0 | 0 | 28932.7864 | 1776.0364 | 234169.5746 | 747.9655 | 4032.4951 | 0 | 46.0495 | 0 | 81247.3299 | 418.1057 | 0 | 88881.4691 | 65.39% | 34.61% | 7051.0014 | 4124.4579 | 91.7899 | 14.2081 | 151.433 | 338.7745 | 460.0126 | 32.4158 | 7890.293 | 27182.8583 | 192102.5189 | 227175.6702 | 560039.0793 | 788865.8245 | 2.55% | 809507.9622
PARKING #423 | TERTIAIRE | PARKING | 51252.023 | 2019 | 50994.22 | 0 | 0 | 0 | 0 | 44275.4399 | 29270.4938 | 39887.7957 | 3 | 29791.0744 | 34896.818 | 25 | 0 | 0 | 0 | 0 | 0 | 0 | 84015.4266 | 4953.6056 | 602125.5816 | 2135.4431 | 9821.0738 | 0 | 85.51 | 0 | 258796.9011 | 983.8431 | 0 | 214011.8012 | 74.25% | 25.75% | 9276.5107 | 7748.3853 | 227.1932 | 23.2072 | 398.2482 | 825.3871 | 1205.2577 | 93.0894 | 17279.7796 | 72340.4003 | 284775.9731 | 374396.153 | 1487721.6881 | 1866273.4469 | 2.216% | 1908558.0113
PARKING #424 | TERTIAIRE | PARKING | 32251.0348 | 2014 | 29131.5012 | 0 | 0 | 0 | 0 | 18981.974 | 18956.9203 | 16511.075 | 2 | 16778.379 | 21819.1707 | 14 | 0 | 0 | 0 | 0 | 0 | 0 | 46059.0184 | 2127.8499 | 382085.7352 | 1073.9675 | 7478.8512 | 0 | 55.2354 | 0 | 120862.7731 | 496.9092 | 0 | 139896.9901 | 72.2% | 27.8% | 7426.4493 | 5797.5681 | 183.7985 | 14.279 | 221.4153 | 548.3757 | 580.497 | 50.7973 | 9191.9789 | 34855.6594 | 207179.6231 | 251227.2615 | 867510.2506 | 1120657.97 | 4.698% | 1175907.166
PARKING #425 | TERTIAIRE | PARKING | 58393.8965 | 2014 | 42904.9626 | 0 | 0 | 0 | 0 | 34256.0899 | 39410.553 | 30003.8871 | 3 | 25064.6792 | 28067.9781 | 32 | 0 | 0 | 0 | 0 | 0 | 0 | 69159.2593 | 5780.3958 | 725121.0853 | 2548.4374 | 12862.729 | 0 | 70.4305 | 0 | 295841.9223 | 1204.9978 | 0 | 297362.5018 | 68.31% | 31.69% | 10825.8604 | 10931.1861 | 266.9844 | 25.3777 | 440.2141 | 801.8644 | 1415.17 | 99.2382 | 15384.059 | 53814.2404 | 360230.6399 | 429428.9393 | 1695485.1812 | 2128479.8303 | 0.6538% | 2142488.1108
PARKING #426 | TERTIAIRE | PARKING | 18132.1862 | 2013 | 14700.5542 | 0 | 0 | 0 | 0 | 13883.979 | 11240.3318 | 9455.7539 | 1 | 8530.121 | 8691.9205 | 10 | 0 | 0 | 0 | 0 | 0 | 0 | 24923.9414 | 1692.9243 | 209735.9685 | 528.5463 | 3371.0841 | 0 | 26.8039 | 0 | 86230.0749 | 267.8833 | 0 | 82868.6098 | 76.24% | 23.76% | 3870.0387 | 2199.1241 | 79.3455 | 9.5017 | 133.9484 | 207.6957 | 310.8718 | 23.2919 | 5467.7594 | 20867.135 | 91433.1789 | 117768.0733 | 507041.9406 | 625887.541 | 3.717% | 650053.111
PARKING #427 | TERTIAIRE | PARKING | 60500.1111 | 2013 | 38465.6225 | 0 | 0 | 0 | 0 | 48867.6215 | 32388.4841 | 37652.6306 | 3 | 23627.6736 | 31984.4133 | 32 | 0 | 0 | 0 | 0 | 0 | 0 | 106553.8716 | 5439.8626 | 467984.3321 | 2114.5922 | 12779.17 | 0 | 72.4714 | 0 | 275056.7866 | 1047.8642 | 0 | 281593.6604 | 58.85% | 41.15% | 16361.8634 | 7472.7684 | 220.5743 | 33.7707 | 451.4179 | 942.8289 | 1278.1581 | 76.4607 | 16989.7918 | 80548.7965 | 391660.8211 | 489199.4094 | 1458708.3099 | 1952297.918 | 1.31% | 1978211.1764
PARKING #428 | TERTIAIRE | PARKING | 23739.5483 | 2012 | 20677.2198 | 0 | 0 | 0 | 0 | 13895.8665 | 16052.6599 | 14973.7741 | 2 | 11939.889 | 15704.6337 | 13 | 0 | 0 | 0 | 0 | 0 | 0 | 33735.7934 | 2227.9844 | 284066.8096 | 1015.1566 | 4607.5792 | 0 | 42.8 | 0 | 85377.0064 | 336.3634 | 0 | 82986.908 | 59.01% | 40.99% | 5199.6988 | 2892.3551 | 83.9278 | 10.3835 | 192.3716 | 397.3269 | 568.9868 | 33.4298 | 5383.0669 | 30335.8996 | 115070.2693 | 150789.2357 | 620268.4531 | 772730.8508 | 4.288% | 807351.3165
PARKING #429 | TERTIAIRE | PARKING | 20845.6678 | 2018 | 19677.8654 | 0 | 0 | 0 | 0 | 15880.2242 | 13253.3532 | 12993.6424 | 1 | 8875.276 | 13231.1219 | 11 | 0 | 0 | 0 | 0 | 0 | 0 | 39440.3992 | 1747.9042 | 205026.6487 | 672.4279 | 4463.332 | 0 | 32.2894 | 0 | 103526.2261 | 293.4527 | 0 | 124249.7067 | 51.71% | 48.29% | 5898.8615 | 3597.7164 | 78.1707 | 11.0584 | 176.302 | 303.8308 | 450.4636 | 30.3788 | 7931.589 | 28244.556 | 161247.1074 | 197423.2524 | 600545.4256 | 799347.5259 | 5.533% | 846165.723
PARKING #430 | TERTIAIRE | PARKING | 57006.5782 | 2011 | 43299.7977 | 0 | 0 | 0 | 0 | 29187.367 | 28567.344 | 37066.1683 | 4 | 19231.5941 | 30892.6079 | 23 | 0 | 0 | 0 | 0 | 0 | 0 | 70745.2989 | 4373.3545 | 640027.8716 | 2230.7996 | 8431.8138 | 0 | 95.9543 | 0 | 244096.5324 | 900.8856 | 0 | 183412.923 | 53.33% | 46.67% | 16386.3348 | 10024.2102 | 269.8281 | 27.299 | 443.1562 | 711.583 | 1342.1825 | 93.2003 | 19747.1983 | 49644.6866 | 275902.9984 | 345294.8832 | 1407099.6708 | 1756097.0512 | 6.002% | 1868225.1716
PARKING #431 | TERTIAIRE | PARKING | 48524.8114 | 2008 | 27920.7523 | 0 | 0 | 0 | 0 | 29743.5025 | 29582.8794 | 21619.5161 | 2 | 21840.061 | 20452.8668 | 21 | 0 | 0 | 0 | 0 | 0 | 0 | 52074.0591 | 3286.4615 | 333240.2455 | 1449.3239 | 9380.5443 | 0 | 86.4996 | 0 | 142266.5635 | 1058.1433 | 0 | 183404.2398 | 82.86% | 17.14% | 13182.3917 | 5865.8058 | 194.4686 | 19.8991 | 429.9693 | 699.0699 | 891.8219 | 59.8132 | 14582.452 | 39012.4243 | 254016.1006 | 307610.977 | 929256.2922 | 1238825.5379 | 4.087% | 1291607.6929
PARKING #432 | TERTIAIRE | PARKING | 51539.3252 | 2023 | 49930.143 | 0 | 0 | 0 | 0 | 53726.8261 | 34221.8275 | 29089.7194 | 4 | 25589.3379 | 35473.5478 | 18 | 0 | 0 | 0 | 0 | 0 | 0 | 73248.2328 | 3266.817 | 500048.4132 | 1595.1429 | 9203.7266 | 0 | 92.7108 | 0 | 260300.14 | 882.6144 | 0 | 250670.3764 | 67.08% | 32.92% | 9578.8264 | 7144.6766 | 246.7798 | 21.5712 | 394.412 | 640.9326 | 1267.5795 | 84.7624 | 18069.112 | 75458.7317 | 338414.1965 | 431942.0402 | 1421773.4462 | 1857318.568 | 5.477% | 1964939.9096
PARKING #433 | TERTIAIRE | PARKING | 49843.0191 | 2016 | 29240.4174 | 0 | 0 | 0 | 0 | 35155.9227 | 23821.2039 | 36971.609 | 3 | 23440.3749 | 28970.1869 | 18 | 0 | 0 | 0 | 0 | 0 | 0 | 67327.0635 | 4989.8752 | 524771.4675 | 2245.7484 | 7994.1176 | 0 | 86.7424 | 0 | 222125.1287 | 659.4596 | 0 | 195570.0113 | 57.52% | 42.48% | 12764.8801 | 6220.0217 | 210.6655 | 24.236 | 352.5793 | 739.4625 | 1297.5333 | 63.5294 | 19794.8063 | 57736.6315 | 370653.1376 | 448184.5754 | 1271391.372 | 1723447.7277 | 3.007% | 1776872.0212
PARKING #434 | TERTIAIRE | PARKING | 61036.3751 | 2007 | 35533.72 | 0 | 0 | 0 | 0 | 30783.3911 | 33231.4339 | 32935.3645 | 4 | 27970.415 | 34733.9623 | 22 | 0 | 0 | 0 | 0 | 0 | 0 | 57733.0305 | 3932.0599 | 401258.0058 | 1989.9197 | 8716.2486 | 0 | 90.8296 | 0 | 238330.7406 | 1079.6609 | 0 | 243404.7561 | 86.15% | 13.85% | 11103.8678 | 7939.4175 | 265.4005 | 28.6396 | 439.6709 | 744.3993 | 1236.1851 | 75.032 | 14835.3671 | 67412.1527 | 469624.7208 | 551872.2406 | 1220774.5557 | 1776079.9688 | 4.987% | 1869304.8651
PARKING #435 | TERTIAIRE | PARKING | 29186.7863 | 2012 | 18631.9858 | 0 | 0 | 0 | 0 | 18857.9844 | 14455.1327 | 18644.7123 | 1 | 11208.1522 | 13283.647 | 11 | 0 | 0 | 0 | 0 | 0 | 0 | 38298.3659 | 2704.7071 | 231420.8575 | 1081.5222 | 5302.8719 | 0 | 51.4772 | 0 | 97682.5336 | 541.3016 | 0 | 140206.3259 | 60.27% | 39.73% | 8530.9379 | 4801.9089 | 145.7335 | 14.2 | 243.5461 | 417.8509 | 580.9943 | 51.6175 | 9157.5454 | 35061.0785 | 143485.0539 | 187703.6778 | 653207.0063 | 842729.7612 | 6.891% | 905095.9141
PARKING #436 | TERTIAIRE | PARKING | 42756.7947 | 2012 | 28669.1643 | 0 | 0 | 0 | 0 | 34611.9508 | 25044.957 | 24171.1355 | 3 | 16999.2015 | 24944.9979 | 20 | 0 | 0 | 0 | 0 | 0 | 0 | 73703.8153 | 4027.6696 | 332144.9442 | 1879.8789 | 8592.6552 | 0 | 63.34 | 0 | 217044.2531 | 570.309 | 0 | 218796.0862 | 59.26% | 40.74% | 8146.9854 | 6184.8366 | 235.5146 | 20.3811 | 292.2087 | 571.0426 | 946.1806 | 69.8322 | 9852.7433 | 48029.5574 | 332867.5605 | 390749.8611 | 1066410.4923 | 1459300.0656 | 6.208% | 1555882.761
PARKING #437 | TERTIAIRE | PARKING | 33258.4375 | 2021 | 32250.0833 | 0 | 0 | 0 | 0 | 28716.6255 | 22768.8534 | 27237.4493 | 2 | 16021.9979 | 20353.8503 | 15 | 0 | 0 | 0 | 0 | 0 | 0 | 65334.6522 | 3205.1586 | 482221.8456 | 970.4648 | 8805.0877 | 0 | 50.1306 | 0 | 167952.977 | 625.3964 | 0 | 151620.3862 | 63.83% | 36.17% | 8702.8395 | 4543.4763 | 151.893 | 14.8223 | 229.9515 | 499.2387 | 723.8108 | 61.2159 | 12526.4826 | 44466.0621 | 232591.5081 | 289584.0529 | 1087303.8917 | 1379730.4069 | 1.557% | 1401551.5849
PARKING #438 | TERTIAIRE | PARKING | 53932.1086 | 2009 | 30669.5286 | 0 | 0 | 0 | 0 | 35992.2379 | 32348.7196 | 24797.1647 | 4 | 23023.5007 | 32141.4104 | 26 | 0 | 0 | 0 | 0 | 0 | 0 | 70224.75 | 4471.6814 | 380479.7384 | 2260.6493 | 8606.0367 | 0 | 64.2951 | 0 | 185885.0781 | 1105.2127 | 0 | 193397.1556 | 47.83% | 52.17% | 12713.0976 | 7283.246 | 190.3088 | 28.9181 | 478.2984 | 882.3689 | 960.3124 | 74.6859 | 14205.0856 | 45549.0739 | 348047.2722 | 407801.4316 | 1074464.4503 | 1485184.4534 | 4.702% | 1558465.2348
PARKING #439 | TERTIAIRE | PARKING | 42850.5716 | 2011 | 34471.704 | 0 | 0 | 0 | 0 | 25273.6882 | 25554.2562 | 28690.5554 | 2 | 23931.159 | 19078.1094 | 15 | 0 | 0 | 0 | 0 | 0 | 0 | 65905.8532 | 3486.2138 | 493698.9987 | 1974.0866 | 7133.021 | 0 | 53.1376 | 0 | 140474.1996 | 902.5545 | 0 | 151064.5125 | 68.71% | 31.29% | 9752.5769 | 7219.046 | 211.7744 | 21.0924 | 358.307 | 636.7304 | 730.7994 | 65.6245 | 12570.7217 | 38260.2416 | 334528.7531 | 385359.7164 | 1071961.1828 | 1459897.9557 | 3.432% | 1511774.8267
PARKING #440 | TERTIAIRE | PARKING | 52946.9135 | 2010 | 37283.6286 | 0 | 0 | 0 | 0 | 39804.2913 | 28690.421 | 22583.3596 | 3 | 22021.9949 | 32036.9374 | 25 | 0 | 0 | 0 | 0 | 0 | 0 | 79052.8623 | 3218.8992 | 518633.2103 | 2480.0217 | 9024.1265 | 0 | 89.3417 | 0 | 205470.1641 | 1121.5524 | 0 | 167176.3014 | 57.76% | 42.24% | 15275.1204 | 7998.5638 | 287.0991 | 22.1973 | 444.7204 | 866.084 | 981.5585 | 75.3162 | 18494.1856 | 59289.2977 | 377780.8424 | 455564.3256 | 1246781.3888 | 1704816.0771 | 3.224% | 1761610.8235
PARKING #441 | TERTIAIRE | PARKING | 44987.4173 | 2013 | 33096.9627 | 0 | 0 | 0 | 0 | 28623.3703 | 22189.3405 | 27403.7243 | 3 | 17484.3202 | 23727.1186 | 22 | 0 | 0 | 0 | 0 | 0 | 0 | 72869.643 | 4110.2142 | 477846.3199 | 1473.087 | 8092.0459 | 0 | 76.3207 | 0 | 215474.807 | 917.7346 | 0 | 234541.8066 | 85.31% | 14.69% | 11520.8549 | 5172.9169 | 196.6554 | 17.5498 | 305.2856 | 658.2519 | 1139.1197 | 51.6549 | 11958.2331 | 40055.4016 | 266407.6598 | 318421.2944 | 1223128.585 | 1544201.9954 | 0.8043% | 1556722.7136
PARKING #442 | TERTIAIRE | PARKING | 39081.0384 | 2009 | 28588.8642 | 0 | 0 | 0 | 0 | 24495.9132 | 23981.5698 | 21852.8025 | 2 | 17737.0684 | 18218.1871 | 20 | 0 | 0 | 0 | 0 | 0 | 0 | 48838.7146 | 3412.7364 | 384260.2471 | 1437.5608 | 6670.4162 | 0 | 48.9952 | 0 | 176965.3496 | 586.3252 | 0 | 116204.9571 | 57.21% | 42.79% | 8398.5301 | 7191.8348 | 134.9549 | 19.4473 | 268.8759 | 634.3898 | 1025.8505 | 45.9689 | 12713.3565 | 44852.8098 | 275950.5538 | 333516.7201 | 931657.8054 | 1267158.4071 | 5.039% | 1334399.1325
PARKING #443 | TERTIAIRE | PARKING | 52271.7433 | 2008 | 34514.7019 | 0 | 0 | 0 | 0 | 24279.7436 | 24899.3228 | 26663.2574 | 3 | 18536.0281 | 30049.4929 | 25 | 0 | 0 | 0 | 0 | 0 | 0 | 74640.896 | 3969.1187 | 477877.5391 | 2418.7692 | 6691.4975 | 0 | 59.5476 | 0 | 189082.2836 | 952.1255 | 0 | 190270.5824 | 84.18% | 15.82% | 11493.8975 | 6633.8075 | 227.3418 | 19.6872 | 441.8036 | 671.8928 | 1023.4588 | 59.8769 | 16902.92 | 44226.6838 | 330150.0955 | 391279.6993 | 1160294.1152 | 1554693.6302 | 3.664% | 1613828.7287
PARKING #444 | TERTIAIRE | PARKING | 38966.6321 | 2019 | 29189.8778 | 0 | 0 | 0 | 0 | 37469.4618 | 24503.4507 | 28457.8812 | 3 | 20578.8982 | 22205.3164 | 14 | 0 | 0 | 0 | 0 | 0 | 0 | 68980.5115 | 2513.9315 | 372930.3679 | 1493.7789 | 6762.538 | 0 | 59.214 | 0 | 224413.1933 | 560.6151 | 0 | 149145.083 | 68.89% | 31.11% | 9164.3225 | 5874.9963 | 199.8859 | 14.5555 | 342.9434 | 478.7519 | 965.5139 | 44.9221 | 16167.4159 | 55803.5674 | 224259.2614 | 296230.2447 | 1058728.3039 | 1357326.8537 | 6.489% | 1451512.7703
PARKING #445 | TERTIAIRE | PARKING | 38568.2462 | 2021 | 25548.9326 | 0 | 0 | 0 | 0 | 29086.1619 | 29964.0225 | 20604.6403 | 2 | 23170.8698 | 28451.7036 | 13 | 0 | 0 | 0 | 0 | 0 | 0 | 66446.2252 | 2533.9869 | 444977.9036 | 1415.0994 | 9073.4853 | 0 | 68.9389 | 0 | 204256.2617 | 703.7339 | 0 | 215443.7125 | 77.02% | 22.98% | 7097.7569 | 7023.3226 | 205.2774 | 15.8346 | 366.8569 | 439.6661 | 648.0588 | 47.2798 | 15004.3424 | 54854.3972 | 276198.028 | 346056.7676 | 1176717.593 | 1525631.468 | 6.443% | 1630697.3199
PARKING #446 | TERTIAIRE | PARKING | 27987.3065 | 2011 | 16350.7831 | 0 | 0 | 0 | 0 | 19894.0566 | 12231.1 | 15894.1142 | 1 | 13311.4168 | 11166.1824 | 12 | 0 | 0 | 0 | 0 | 0 | 0 | 29853.2617 | 2367.8918 | 209413.704 | 1314.5428 | 4491.2506 | 0 | 38.1986 | 0 | 133173.1449 | 393.4991 | 0 | 140533.5034 | 60.56% | 39.44% | 8184.5707 | 3347.5227 | 103.1374 | 12.3842 | 180.0624 | 334.1469 | 713.5193 | 37.7715 | 7256.0953 | 28220.4443 | 181631.6254 | 217108.165 | 647453.2262 | 866454.7507 | 1.95% | 883689.2849
PARKING #447 | TERTIAIRE | PARKING | 26639.0916 | 2013 | 15188.8261 | 0 | 0 | 0 | 0 | 15630.4778 | 16901.7749 | 16562.9352 | 2 | 14743.1732 | 15394.1322 | 12 | 0 | 0 | 0 | 0 | 0 | 0 | 41063.0421 | 2308.7688 | 293304.5703 | 1029.765 | 4254.9616 | 0 | 29.2919 | 0 | 123855.8393 | 581.3319 | 0 | 117595.2541 | 63.39% | 36.61% | 6357.5329 | 3073.2974 | 126.3317 | 12.6272 | 243.5413 | 411.7859 | 575.9071 | 43.4231 | 10025.5495 | 35448.3213 | 150619.8642 | 196093.7349 | 723911.8331 | 921433.6189 | 3.621% | 956054.2376
PARKING #448 | TERTIAIRE | PARKING | 20877.7383 | 2016 | 17001.1702 | 0 | 0 | 0 | 0 | 15482.5249 | 11072.7902 | 14670.5304 | 1 | 9810.8302 | 10834.4936 | 8 | 0 | 0 | 0 | 0 | 0 | 0 | 29719.4572 | 1336.6331 | 176926.8449 | 897.5992 | 5130.2926 | 0 | 25.2747 | 0 | 80380.9413 | 441.0205 | 0 | 91720.7263 | 57.36% | 42.64% | 5434.0127 | 3558.6405 | 101.7611 | 12.2257 | 134.8238 | 247.7894 | 532.4751 | 37.0071 | 5529.3833 | 22497.6456 | 126281.7081 | 154308.737 | 490247.6645 | 646186.3323 | 3.852% | 672073.0596
PARKING #449 | TERTIAIRE | PARKING | 62455.3914 | 2014 | 47827.8829 | 0 | 0 | 0 | 0 | 40915.2039 | 30800.9909 | 44406.2866 | 4 | 31150.429 | 43203.1313 | 34 | 0 | 0 | 0 | 0 | 0 | 0 | 93276.6596 | 4249.2346 | 670218.9313 | 2092.5755 | 9322.7731 | 0 | 112.1749 | 0 | 247263.7798 | 1326.1454 | 0 | 295697.8983 | 81.44% | 18.56% | 13195.0091 | 8097.4269 | 256.5958 | 27.4296 | 471.8753 | 660.457 | 1566.2503 | 112.7146 | 22434.8762 | 55103.8734 | 402568.0881 | 480106.8377 | 1624978.5862 | 2108670.7792 | 1.463% | 2139968.9428
PARKING #450 | TERTIAIRE | PARKING | 22986.2199 | 2023 | 25251.6978 | 0 | 0 | 0 | 0 | 23654.8657 | 18808.3256 | 13588.5894 | 2 | 15590.7236 | 15564.6106 | 8 | 0 | 0 | 0 | 0 | 0 | 0 | 31929.9927 | 1889.7465 | 325792.9921 | 775.6161 | 5571.1429 | 0 | 34.6758 | 0 | 98829.1758 | 371.0068 | 0 | 118332.49 | 77.14% | 22.86% | 4416.6839 | 3763.5641 | 123.6859 | 13.1952 | 155.0172 | 346.5902 | 459.4838 | 27.6859 | 6495.2769 | 29027.9063 | 157453.155 | 192976.3381 | 736255.6691 | 931143.2933 | 6.739% | 998430.1763
PARKING #451 | TERTIAIRE | PARKING | 51210.5683 | 2010 | 33095.6488 | 0 | 0 | 0 | 0 | 40886.6897 | 32215.7168 | 28779.3677 | 3 | 22005.8244 | 26411.4964 | 23 | 0 | 0 | 0 | 0 | 0 | 0 | 54994.2328 | 4697.7507 | 528486.752 | 2247.3426 | 9471.2193 | 0 | 58.3607 | 0 | 244243.8266 | 722.217 | 0 | 225121.0617 | 85.23% | 14.77% | 11642.9352 | 9446.4397 | 179.316 | 21.2199 | 427.0528 | 766.6474 | 924.0137 | 68.1658 | 13896.8206 | 56474.258 | 375795.8565 | 446166.9351 | 1327575.9099 | 1777208.8038 | 2.481% | 1822428.4786
PARKING #452 | TERTIAIRE | PARKING | 53916.9058 | 2011 | 42725.8641 | 0 | 0 | 0 | 0 | 28829.9049 | 30000.6623 | 24174.1358 | 4 | 28087.2568 | 34744.035 | 20 | 0 | 0 | 0 | 0 | 0 | 0 | 61156.0053 | 5232.1071 | 554517.7519 | 1766.8186 | 8856.563 | 0 | 97.659 | 0 | 258579.9175 | 772.9175 | 0 | 196483.0427 | 77.1% | 22.9% | 11577.9807 | 9383.7749 | 209.6711 | 30.1501 | 424.4077 | 576.9227 | 1195.0344 | 80.7509 | 16022.6616 | 68230.1636 | 287649.7903 | 371902.6155 | 1361125.8914 | 1735849.0858 | 4.032% | 1808771.9413
PARKING #453 | TERTIAIRE | PARKING | 19569.3252 | 2022 | 15132.6503 | 0 | 0 | 0 | 0 | 12364.3898 | 10631.4205 | 16101.9727 | 1 | 13439.214 | 9769.4427 | 9 | 0 | 0 | 0 | 0 | 0 | 0 | 31434.2315 | 1212.986 | 238745.0558 | 838.3673 | 5235.6835 | 0 | 35.3273 | 0 | 112877.7738 | 364.0736 | 0 | 89220.2138 | 62.87% | 37.13% | 5049.2572 | 3252.9555 | 110.6737 | 11.5723 | 117.3853 | 325.6942 | 416.7706 | 30.3496 | 5728.9121 | 19025.4282 | 139413.5927 | 164167.933 | 583284.0063 | 749125.5433 | 6.209% | 798719.2401
PARKING #454 | TERTIAIRE | PARKING | 44414.0159 | 2021 | 33742.91 | 0 | 0 | 0 | 0 | 42596.557 | 29807.4503 | 35543.1895 | 3 | 23420.0476 | 28099.1863 | 20 | 0 | 0 | 0 | 0 | 0 | 0 | 57070.9249 | 2936.8659 | 536999.6819 | 1995.9473 | 8216.1295 | 0 | 55.0457 | 0 | 212371.582 | 903.1114 | 0 | 234139.5638 | 70.71% | 29.29% | 11639.4274 | 8472.6887 | 208.9942 | 19.5614 | 350.9963 | 492.6856 | 781.575 | 74.3566 | 13314.931 | 43555.1604 | 245879.997 | 302750.0883 | 1299587.0393 | 1604804.1314 | 1.963% | 1636938.8551
PARKING #455 | TERTIAIRE | PARKING | 47995.2958 | 2019 | 35246.0647 | 0 | 0 | 0 | 0 | 32151.2691 | 28886.6725 | 34431.8946 | 3 | 25518.9634 | 36381.9753 | 23 | 0 | 0 | 0 | 0 | 0 | 0 | 90560.3686 | 3536.1592 | 570746.0279 | 2050.9655 | 10204.6735 | 0 | 60.843 | 0 | 216140.3222 | 723.9668 | 0 | 187517.4069 | 81.76% | 18.24% | 9299.0048 | 6955.0875 | 181.1579 | 25.9398 | 351.9143 | 798.8978 | 1185.0901 | 80.7871 | 13111.5628 | 69910.3962 | 263165.7077 | 346187.6667 | 1347811.2515 | 1697634.9538 | 5.626% | 1798846.1693
PARKING #456 | TERTIAIRE | PARKING | 65028.9407 | 2009 | 49426.1747 | 0 | 0 | 0 | 0 | 40401.0645 | 26168.7442 | 30318.1417 | 4 | 27803.575 | 34496.752 | 36 | 0 | 0 | 0 | 0 | 0 | 0 | 87196.285 | 4253.8194 | 603203.4757 | 1926.0157 | 12133.6593 | 0 | 77.4565 | 0 | 236075.051 | 899.4594 | 0 | 246413.9606 | 57.27% | 42.73% | 13625.8389 | 11895.7171 | 306.9207 | 31.9591 | 399.2227 | 1039.7368 | 1654.981 | 95.0814 | 14808.4252 | 67574.3901 | 319708.8759 | 402091.6911 | 1485398.3058 | 1890950.2449 | 0.6047% | 1902454.0922
PARKING #457 | TERTIAIRE | PARKING | 33540.0379 | 2018 | 27277.3282 | 0 | 0 | 0 | 0 | 23434.651 | 20214.2491 | 17843.5863 | 2 | 13733.868 | 15827.4146 | 15 | 0 | 0 | 0 | 0 | 0 | 0 | 54250.6915 | 3201.0559 | 339799.0218 | 999.7491 | 6962.2825 | 0 | 43.4328 | 0 | 186529.2572 | 696.4199 | 0 | 148763.4106 | 85.2% | 14.8% | 7587.5646 | 6200.8614 | 140.7309 | 16.5121 | 256.7423 | 491.3866 | 584.5496 | 62.145 | 14324.8764 | 40781.0223 | 162271.86 | 217377.7587 | 921638.4974 | 1140696.5473 | 1.774% | 1161293.768
PARKING #458 | TERTIAIRE | PARKING | 19437.1154 | 2012 | 12008.5343 | 0 | 0 | 0 | 0 | 14820.9109 | 10441.8339 | 13271.1526 | 1 | 9530.2211 | 10490.2788 | 8 | 0 | 0 | 0 | 0 | 0 | 0 | 32934.2441 | 1693.7852 | 198645.181 | 740.8408 | 3338.3049 | 0 | 31.1039 | 0 | 66055.0346 | 330.52 | 0 | 66437.1446 | 50.16% | 49.84% | 4434.4223 | 3244.6171 | 95.6449 | 11.1899 | 164.2702 | 260.5442 | 370.4486 | 32.8621 | 6662.777 | 17019.2976 | 127484.4445 | 151166.519 | 460978.4741 | 613278.6274 | 2.408% | 628410.4472
PARKING #459 | TERTIAIRE | PARKING | 55459.6958 | 2022 | 55091.9153 | 0 | 0 | 0 | 0 | 50621.4913 | 34275.0709 | 34867.2013 | 3 | 34140.7299 | 35481.582 | 29 | 0 | 0 | 0 | 0 | 0 | 0 | 86654.0542 | 4258.7512 | 806535.8878 | 1643.9613 | 14024.1591 | 0 | 99.3324 | 0 | 275432.4337 | 858.1875 | 0 | 306037.2834 | 73.26% | 26.74% | 14453.7024 | 7900.5874 | 302.5931 | 22.5472 | 328.3646 | 631.2067 | 1375.5881 | 80.0765 | 21787.7219 | 58935.2788 | 267213.0085 | 347936.0093 | 1834690.3004 | 2186414.3789 | 3.177% | 2258163.8338
PARKING #460 | TERTIAIRE | PARKING | 13337.4397 | 2020 | 12302.4765 | 0 | 0 | 0 | 0 | 8194.1854 | 8177.6126 | 8971.6581 | 1 | 6920.9306 | 10101.2676 | 6 | 0 | 0 | 0 | 0 | 0 | 0 | 27100.4404 | 924.2286 | 144411.1569 | 579.8896 | 2887.319 | 0 | 15.5304 | 0 | 50330.5987 | 242.8522 | 0 | 62419.0467 | 71.82% | 28.18% | 3194.039 | 2354.9538 | 55.9111 | 5.8719 | 83.6177 | 200.7046 | 318.0979 | 25.0743 | 5134.2929 | 20382.4267 | 66089.4011 | 91606.1206 | 366478.7078 | 458851.6829 | 1.164% | 464254.3584
PARKING #461 | TERTIAIRE | PARKING | 48744.3317 | 2008 | 31344.8848 | 0 | 0 | 0 | 0 | 27272.4623 | 30218.6935 | 30448.1772 | 2 | 22578.4341 | 22480.6327 | 20 | 0 | 0 | 0 | 0 | 0 | 0 | 75268.2388 | 3759.256 | 531910.2528 | 2059.0326 | 7936.4352 | 0 | 66.4537 | 0 | 154922.3959 | 926.4628 | 0 | 197544.7255 | 70.59% | 29.41% | 8962.787 | 5780.5378 | 192.4291 | 19.2573 | 369.8667 | 776.7803 | 986.9526 | 76.9072 | 10754.6142 | 54318.1481 | 354646.93 | 419719.6923 | 1203397.2503 | 1625140.2766 | 6.384% | 1735970.0912
PARKING #462 | TERTIAIRE | PARKING | 22225.331 | 2008 | 17744.2871 | 0 | 0 | 0 | 0 | 10516.2139 | 9608.0974 | 13818.4608 | 1 | 7973.748 | 9879.9849 | 12 | 0 | 0 | 0 | 0 | 0 | 0 | 33402.0139 | 1574.1634 | 152975.2967 | 981.9556 | 3669.4947 | 0 | 30.1553 | 0 | 70082.0315 | 374.9867 | 0 | 94459.5093 | 42.8% | 57.2% | 4947.6327 | 3371.6382 | 111.9018 | 12.9584 | 142.2209 | 308.9879 | 494.2764 | 29.7148 | 4841.5472 | 20294.8473 | 131447.6522 | 156584.0468 | 447778.2713 | 605250.7276 | 1.11% | 612042.1095
PARKING #463 | TERTIAIRE | PARKING | 30485.247 | 2010 | 23640.5499 | 0 | 0 | 0 | 0 | 23661.9341 | 17246.133 | 15445.7131 | 2 | 11929.4669 | 17433.9723 | 13 | 0 | 0 | 0 | 0 | 0 | 0 | 40233.9014 | 1936.1082 | 296868.394 | 923.6612 | 6379.8167 | 0 | 49.3486 | 0 | 114794.1704 | 502.242 | 0 | 127180.6436 | 50.56% | 49.44% | 6717.0344 | 4952.5388 | 140.4091 | 15.3075 | 211.974 | 361.2298 | 564.0777 | 50.0905 | 8754.0164 | 35045.3134 | 237178.298 | 280977.6278 | 742580.3954 | 1025043.1075 | 5.793% | 1088074.6267
PARKING #464 | TERTIAIRE | PARKING | 57337.4463 | 2022 | 53201.37 | 0 | 0 | 0 | 0 | 58398.295 | 34331.2621 | 33993.3103 | 4 | 30977.0348 | 32457.9901 | 25 | 0 | 0 | 0 | 0 | 0 | 0 | 91265.4717 | 3982.1476 | 688519.9577 | 2661.0341 | 13189.6684 | 0 | 74.977 | 0 | 233886.2424 | 825.8583 | 0 | 309775.7182 | 67.65% | 32.35% | 13651.8289 | 8606.2147 | 270.1201 | 23.4888 | 389.4162 | 891.9723 | 1277.7871 | 74.2639 | 16131.7666 | 91129.9924 | 360872.2607 | 468134.0196 | 1705350.0673 | 2176820.2289 | 2.783% | 2239136.7335
PARKING #465 | TERTIAIRE | PARKING | 61550.5343 | 2021 | 57516.9636 | 0 | 0 | 0 | 0 | 40310.0716 | 31896.3218 | 46758.9895 | 4 | 42422.3114 | 49251.6414 | 30 | 0 | 0 | 0 | 0 | 0 | 0 | 124191.2602 | 5176.2587 | 601538.7198 | 1865.4719 | 14765.6973 | 0 | 90.6042 | 0 | 346713.9338 | 1169.2308 | 0 | 307546.6078 | 82.65% | 17.35% | 13026.0384 | 9539.3053 | 335.7045 | 29.8619 | 470.0682 | 815.1232 | 1385.0593 | 112.8682 | 25283.4889 | 72535.3533 | 433014.961 | 530833.8033 | 1752555.2 | 2287768.464 | 5.643% | 2424580.8356
PARKING #466 | TERTIAIRE | PARKING | 30844.2837 | 2019 | 29791.5766 | 0 | 0 | 0 | 0 | 23529.6613 | 15403.4837 | 16471.8412 | 2 | 18419.8003 | 19544.3781 | 12 | 0 | 0 | 0 | 0 | 0 | 0 | 56305.8618 | 2260.4147 | 386993.4605 | 1328.5422 | 6165.6092 | 0 | 53.2916 | 0 | 178110.8218 | 622.8993 | 0 | 121420.0547 | 51.9% | 48.1% | 8731.2954 | 5138.317 | 118.1184 | 11.4024 | 202.5858 | 360.5246 | 724.0561 | 57.2282 | 12579.6601 | 43372.521 | 221072.8959 | 277025.0769 | 939387.2937 | 1218974.4253 | 6.921% | 1309606.7633
PARKING #467 | TERTIAIRE | PARKING | 49849.9112 | 2010 | 25421.2777 | 0 | 0 | 0 | 0 | 32178.393 | 22296.0286 | 22239.0495 | 3 | 18136.989 | 28136.6611 | 28 | 0 | 0 | 0 | 0 | 0 | 0 | 75570.4235 | 3225.5681 | 423684.1924 | 1757.6122 | 8582.2737 | 0 | 62.3812 | 0 | 242317.7769 | 876.5207 | 0 | 198949.4821 | 74.58% | 25.42% | 13851.6194 | 5847.2751 | 185.7838 | 23.5306 | 304.1046 | 695.4382 | 1239.3859 | 74.1182 | 11993.4871 | 40592.3192 | 368030.72 | 420616.5263 | 1158305.263 | 1582347.0157 | 4.799% | 1662109.9395
PARKING #468 | TERTIAIRE | PARKING | 26440.3367 | 2008 | 17995.031 | 0 | 0 | 0 | 0 | 19647.9223 | 15276.2308 | 9954.4546 | 2 | 8929.9903 | 14157.9613 | 11 | 0 | 0 | 0 | 0 | 0 | 0 | 33257.7784 | 2498.7518 | 294387.8209 | 1163.4114 | 3754.8367 | 0 | 29.7466 | 0 | 125296.5893 | 383.1079 | 0 | 111299.7726 | 51.95% | 48.05% | 6807.2994 | 3906.3574 | 132.3462 | 11.8268 | 159.7838 | 389.1262 | 560.165 | 42.4193 | 6833.1676 | 22053.1213 | 163090.7751 | 191977.064 | 693446.5803 | 887116.6978 | 6.311% | 946877.7597
PARKING #469 | TERTIAIRE | PARKING | 44216.7427 | 2017 | 43236.6915 | 0 | 0 | 0 | 0 | 37125.8956 | 31664.1926 | 24822.6576 | 2 | 23865.976 | 22685.6469 | 22 | 0 | 0 | 0 | 0 | 0 | 0 | 73523.6916 | 3991.9969 | 581458.3163 | 2003.4351 | 9274.9756 | 0 | 75.8403 | 0 | 231998.1302 | 732.3942 | 0 | 210304.9876 | 78.09% | 21.91% | 11240.5192 | 8230.8487 | 200.089 | 18.028 | 275.1742 | 497.8482 | 1024.4286 | 81.086 | 16761.4198 | 43002.7917 | 322341.9518 | 382106.1633 | 1370159.0163 | 1754961.46 | 0.9482% | 1771761.2091
PARKING #470 | TERTIAIRE | PARKING | 58191.5845 | 2015 | 51419.8493 | 0 | 0 | 0 | 0 | 44641.6825 | 38906.0949 | 38894.0943 | 4 | 32068.1948 | 41746.3275 | 33 | 0 | 0 | 0 | 0 | 0 | 0 | 74470.3458 | 5612.349 | 700806.8657 | 1868.1555 | 10567.1263 | 0 | 87.5187 | 0 | 319987.5165 | 868.3786 | 0 | 311520.7923 | 73.82% | 26.18% | 12075.6075 | 9386.0925 | 286.6005 | 23.592 | 451.9128 | 829.4948 | 1226.4225 | 77.8835 | 15529.5545 | 56608.8724 | 419009.0802 | 491147.5071 | 1743428.0674 | 2238456.3626 | 4.379% | 2340976.7153
PARKING #471 | TERTIAIRE | PARKING | 19574.4864 | 2008 | 14956.7197 | 0 | 0 | 0 | 0 | 13551.1101 | 8870.2997 | 7743.3187 | 1 | 6902.7153 | 7265.8149 | 9 | 0 | 0 | 0 | 0 | 0 | 0 | 23330.0054 | 1830.6866 | 159287.7786 | 657.4984 | 2670.4433 | 0 | 35.6527 | 0 | 58064.86 | 402.5541 | 0 | 74922.0004 | 82.57% | 17.43% | 4965.8467 | 2559.2972 | 111.1276 | 10.4772 | 163.783 | 308.7158 | 322.4698 | 36.5649 | 4930.5665 | 17192.2955 | 129951.9328 | 152074.7949 | 405222.9152 | 558545.5014 | 0.5105% | 561411.3923
PARKING #472 | TERTIAIRE | PARKING | 26967.6318 | 2008 | 16192.3059 | 0 | 0 | 0 | 0 | 20028.1797 | 16273.6435 | 12480.2393 | 2 | 8938.5004 | 13320.2495 | 11 | 0 | 0 | 0 | 0 | 0 | 0 | 28411.5224 | 2108.5692 | 266551.5515 | 1068.9056 | 5412.0054 | 0 | 46.1235 | 0 | 108808.4739 | 393.4974 | 0 | 105187.1773 | 83.92% | 16.08% | 6393.2187 | 3508.8795 | 138.1919 | 15.2658 | 181.0124 | 391.0831 | 443.6254 | 51.0386 | 7901.4356 | 31429.6432 | 138452.9751 | 177784.0538 | 647076.1193 | 825988.7051 | 6.796% | 886213.9871
PARKING #473 | TERTIAIRE | PARKING | 47033.4879 | 2016 | 28269.5017 | 0 | 0 | 0 | 0 | 35586.1682 | 34686.5989 | 25653.7216 | 3 | 23147.7567 | 27651.3336 | 17 | 0 | 0 | 0 | 0 | 0 | 0 | 57497.3979 | 4407.6401 | 548324.1451 | 1904.8433 | 9902.0773 | 0 | 67.7052 | 0 | 226651.3374 | 874.3143 | 0 | 253292.8572 | 86.72% | 13.28% | 9664.0932 | 7361.3556 | 192.5276 | 18.4887 | 426.0143 | 641.8194 | 948.1077 | 72.2975 | 15489.2554 | 49223.5831 | 334573.5716 | 399286.41 | 1349572.9696 | 1752096.2909 | 4.221% | 1829305.8265
PARKING #474 | TERTIAIRE | PARKING | 22679.0082 | 2011 | 18411.4156 | 0 | 0 | 0 | 0 | 14025.2203 | 13372.4327 | 13154.4747 | 2 | 12641.2329 | 12422.2575 | 11 | 0 | 0 | 0 | 0 | 0 | 0 | 24652.0385 | 1446.3016 | 199034.0818 | 925.4074 | 4390.0586 | 0 | 36.4046 | 0 | 111679.3567 | 298.8481 | 0 | 104069.6168 | 65.95% | 34.05% | 4321.1308 | 2888.7997 | 78.1297 | 13.7943 | 194.8889 | 388.0124 | 460.3351 | 29.9111 | 5201.1756 | 20129.1355 | 177391.1271 | 202721.4382 | 555295.8222 | 759264.6594 | 0.5378% | 763370.0913
PARKING #475 | TERTIAIRE | PARKING | 33705.2333 | 2009 | 22325.5397 | 0 | 0 | 0 | 0 | 22321.8246 | 17492.4331 | 20760.3674 | 2 | 17052.9887 | 14341.0622 | 16 | 0 | 0 | 0 | 0 | 0 | 0 | 44570.8854 | 3054.0022 | 350171.6323 | 1438.4987 | 5524.892 | 0 | 45.0454 | 0 | 121032.1096 | 609.4181 | 0 | 131062.0008 | 70.98% | 29.02% | 9673.893 | 4375.4987 | 180.0379 | 18.4576 | 297.4856 | 406.5633 | 645.269 | 57.123 | 11480.9686 | 33589.036 | 226238.2713 | 271308.276 | 816902.9775 | 1089589.7783 | 1.02% | 1100815.3568
BUREAU #1476 | TERTIAIRE | BUREAUX | 650 | 2006 | 0 | 0 | 0 | 0 | 0 | 373 | 8490 | 5540 | 1 | 4700 | 3550 | 1 | 0 | 0 | 0 | 0 | 0 | 0 | 3300 | 200 | 24656 | 207 | 340 | 47 | 112 | 0 | 5208 | 51 | 0 | 19954 | 74% | 26% | 738 | 120 | 72 | 4 | 40 | 40 | 80 | 20 | 987 | 996 | 21207 | 23190 | 93667.6 | 116857.6 | 8.632% | 127898
BUREAU #1477 | TERTIAIRE | BUREAUX | 2628.4201 | 2008 | 0 | 0 | 0 | 0 | 0 | 1275.6005 | 22813.6548 | 15389.8741 | 3 | 17591.1513 | 11308.9181 | 4 | 0 | 0 | 0 | 0 | 0 | 0 | 8433.7931 | 648.2309 | 71088.0472 | 682.8589 | 886.7752 | 166.8876 | 400.7341 | 0 | 17141.971 | 180.1274 | 0 | 48939.4917 | 84.8% | 15.2% | 2543.7224 | 475.8188 | 253.5115 | 9.8754 | 126.7277 | 107.169 | 203.5108 | 54.6506 | 2504.6465 | 2463.4843 | 67407.2821 | 72375.4129 | 205959.449 | 281348.1025 | 3.764% | 292352.5245
BUREAU #1478 | TERTIAIRE | BUREAUX | 505.0856 | 2008 | 0 | 0 | 0 | 0 | 0 | 215.8353 | 6317.7329 | 3146.6057 | 1 | 3145.0133 | 2192.646 | 1 | 0 | 0 | 0 | 0 | 0 | 0 | 1906.2597 | 105.407 | 13951.4811 | 154.8836 | 247.7655 | 32.6164 | 77.0921 | 0 | 2695.6631 | 33.5238 | 0 | 11097.6657 | 73.03% | 26.97% | 415.8024 | 76.3336 | 47.7333 | 3.0204 | 23.4926 | 25.4775 | 59.1297 | 10.7361 | 481.6723 | 527.5722 | 15637.7585 | 16647.003 | 43207.8605 | 60418.5457 | 6.751% | 64792.3878
BUREAU #1479 | TERTIAIRE | BUREAUX | 796.619 | 2018 | 0 | 0 | 0 | 0 | 0 | 563.1252 | 9926.8064 | 7084.3836 | 1 | 6300.4113 | 5048.4885 | 1 | 0 | 0 | 0 | 0 | 0 | 0 | 4721.712 | 205.8274 | 25839.2199 | 239.3639 | 437.352 | 51.5434 | 104.4524 | 0 | 5222.2236 | 42.8094 | 0 | 22198.469 | 90.5% | 9.496% | 561.6491 | 103.4302 | 56.0602 | 2.991 | 32.4762 | 39.7861 | 77.2363 | 19.5555 | 1098.8676 | 1398.2055 | 23862.3724 | 26359.4455 | 82576.9672 | 109874.751 | 5.454% | 116213.1643
BUREAU #1480 | TERTIAIRE | BUREAUX | 1003.6616 | 2022 | 0 | 0 | 0 | 0 | 0 | 576.4441 | 17507.6333 | 8716.8199 | 1 | 6317.4705 | 4448.1075 | 2 | 0 | 0 | 0 | 0 | 0 | 0 | 5750.5547 | 206.6249 | 48641.7008 | 313.0888 | 659.3633 | 70.4098 | 162.5055 | 0 | 9795.6036 | 72.1408 | 0 | 33029.9025 | 80.3% | 19.7% | 784.0206 | 128.2016 | 95.2801 | 3.8839 | 47.5163 | 61.0864 | 84.4885 | 19.3094 | 1997.3135 | 1923.6856 | 20450.109 | 24371.108 | 133686.4111 | 159178.2387 | 10.58% | 178003.174
BUREAU #1481 | TERTIAIRE | BUREAUX | 1382.8824 | 2018 | 0 | 0 | 0 | 0 | 0 | 718.6718 | 19242.2046 | 14221.4099 | 2 | 10121.1118 | 6337.346 | 2 | 0 | 0 | 0 | 0 | 0 | 0 | 7199.5753 | 365.4348 | 40928.2637 | 379.9809 | 659.5043 | 85.8295 | 210.1568 | 0 | 10462.8398 | 71.5861 | 0 | 36342.4651 | 79.02% | 20.98% | 1388.3797 | 250.089 | 116.2022 | 6.4689 | 70.1156 | 69.864 | 159.8782 | 34.7373 | 1667.0581 | 2343.8211 | 34172.7862 | 38183.6654 | 137713.1773 | 177366.7339 | 7.201% | 191129.4542
BUREAU #1482 | TERTIAIRE | BUREAUX | 2985.5721 | 2015 | 0 | 0 | 0 | 0 | 0 | 1355.3911 | 35457.8061 | 22229.3786 | 3 | 22966.5334 | 14335.0778 | 4 | 0 | 0 | 0 | 0 | 0 | 0 | 14272.811 | 713.7757 | 99362.9853 | 863.5325 | 1617.3561 | 177.3211 | 368.3979 | 0 | 18950.2906 | 198.7778 | 0 | 81958.7532 | 86% | 14% | 3373.3224 | 494.2277 | 273.2904 | 17.8316 | 178.0148 | 165.4892 | 312.4539 | 83.5721 | 4063.1853 | 4534.082 | 83761.8454 | 92359.1126 | 302581.8549 | 398574.9688 | 8.274% | 434525.623
BUREAU #1483 | TERTIAIRE | BUREAUX | 906.5703 | 2010 | 0 | 0 | 0 | 0 | 0 | 329.3381 | 10442.0413 | 7394.9887 | 1 | 4220.5305 | 3898.1307 | 1 | 0 | 0 | 0 | 0 | 0 | 0 | 3546.0059 | 177.434 | 23653.8508 | 248.9574 | 307.0446 | 54.4546 | 143.5637 | 0 | 4844.4238 | 66.4722 | 0 | 25171.0058 | 90.12% | 9.877% | 698.5031 | 101.1316 | 66.4981 | 3.5759 | 50.9563 | 40.1931 | 73.7463 | 17.7633 | 1306.957 | 926.0576 | 17970.0759 | 20203.0905 | 79650.9956 | 100964.9218 | 6.858% | 108399.4088
BUREAU #1484 | TERTIAIRE | BUREAUX | 2241.2892 | 2012 | 0 | 0 | 0 | 0 | 0 | 977.0129 | 21661.4408 | 18986.3685 | 3 | 14626.5748 | 12020.3482 | 3 | 0 | 0 | 0 | 0 | 0 | 0 | 12092.9831 | 666.0382 | 58384.1094 | 515.8939 | 851.0458 | 159.9053 | 274.2925 | 0 | 18165.4897 | 122.8515 | 0 | 59083.3114 | 75.82% | 24.18% | 1968.8631 | 353.343 | 238.6401 | 8.5833 | 132.4789 | 86.7799 | 210.2235 | 47.6314 | 3080.019 | 2877.0968 | 70203.7235 | 76160.8393 | 204233.8525 | 283104.0389 | 3.189% | 292430.0109
BUREAU #1485 | TERTIAIRE | BUREAUX | 1316.5291 | 2014 | 0 | 0 | 0 | 0 | 0 | 718.9015 | 13476.2388 | 8956.2112 | 2 | 8098.2633 | 5274.5997 | 2 | 0 | 0 | 0 | 0 | 0 | 0 | 5727.3907 | 365.7346 | 37972.6157 | 297.4289 | 775.683 | 88.157 | 183.0464 | 0 | 8832.208 | 67.5423 | 0 | 37519.582 | 90.14% | 9.863% | 1167.164 | 160.382 | 138.5568 | 6.5271 | 57.5466 | 57.644 | 99.7924 | 34.5507 | 2124.4827 | 2073.847 | 35080.7309 | 39279.0606 | 125080.2207 | 166164.0882 | 7.211% | 179076.5232
BUREAU #1486 | TERTIAIRE | BUREAUX | 1863.2333 | 2011 | 0 | 0 | 0 | 0 | 0 | 999.5593 | 16795.0995 | 13316.6867 | 3 | 13654.1085 | 10854.9963 | 2 | 0 | 0 | 0 | 0 | 0 | 0 | 6719.667 | 459.7541 | 62859.7538 | 428.8334 | 821.0577 | 109.4615 | 216.2154 | 0 | 11568.4277 | 111.8273 | 0 | 48950.4092 | 80.73% | 19.27% | 1398.6599 | 222.5439 | 129.1146 | 7.2104 | 77.7506 | 83.898 | 137.8902 | 37.4006 | 2787.1526 | 2153.5423 | 41780.7565 | 46721.4515 | 177368.4084 | 225703.3758 | 1.585% | 229339.0401
BUREAU #1487 | TERTIAIRE | BUREAUX | 3191.1237 | 2009 | 0 | 0 | 0 | 0 | 0 | 1792.1317 | 25942.554 | 27361.6988 | 4 | 16080.6113 | 11079.2205 | 3 | 0 | 0 | 0 | 0 | 0 | 0 | 15548.6334 | 833.3036 | 94033.3694 | 717.6495 | 1502.1216 | 205.2939 | 466.1138 | 0 | 18130.5325 | 204.9083 | 0 | 75742.7672 | 79.14% | 20.86% | 2929.4324 | 427.8885 | 351.1752 | 18.005 | 178.2628 | 131.5911 | 304.2285 | 83.5243 | 4613.3394 | 4766.6368 | 86189.7745 | 95569.7507 | 274241.1267 | 372840.2054 | 10.85% | 418205.9116
BUREAU #1488 | TERTIAIRE | BUREAUX | 3472.159 | 2013 | 0 | 0 | 0 | 0 | 0 | 1702.3034 | 47027.6654 | 21790.0275 | 5 | 20218.0701 | 17291.1738 | 5 | 0 | 0 | 0 | 0 | 0 | 0 | 14792.8917 | 1029.2017 | 124891.5109 | 915.3683 | 1309.4966 | 159.9656 | 484.8191 | 0 | 22616.0197 | 232.7277 | 0 | 111109.1477 | 69.67% | 30.33% | 2714.6501 | 475.8718 | 314.5044 | 15.7634 | 201.3832 | 177.3759 | 315.2562 | 100.5884 | 4634.1783 | 5580.9292 | 81588.4916 | 91803.5991 | 374887.4737 | 469844.5489 | 11.92% | 533451.5407
BUREAU #1489 | TERTIAIRE | BUREAUX | 2398.8217 | 2007 | 0 | 0 | 0 | 0 | 0 | 821.2051 | 19090.5103 | 14037.7496 | 3 | 14612.1122 | 9098.4691 | 3 | 0 | 0 | 0 | 0 | 0 | 0 | 11026.9743 | 446.0958 | 73527.5437 | 651.1449 | 810.7174 | 135.9482 | 345.6091 | 0 | 18043.8645 | 182.9383 | 0 | 58595.9388 | 81.16% | 18.84% | 1794.422 | 385.3303 | 204.9047 | 9.591 | 124.6023 | 104.4727 | 216.916 | 72.6679 | 3025.9115 | 2714.5741 | 49642.482 | 55382.9676 | 214494.0917 | 271887.7946 | 1.12% | 274967.3709
BUREAU #1490 | TERTIAIRE | BUREAUX | 1010.6445 | 2020 | 0 | 0 | 0 | 0 | 0 | 604.6844 | 16795.7069 | 9323.6137 | 1 | 9345.1364 | 4847.3796 | 1 | 0 | 0 | 0 | 0 | 0 | 0 | 4285.6302 | 277.9324 | 47177.5434 | 262.1497 | 626.4392 | 54.0992 | 110.0852 | 0 | 8297.1393 | 63.1986 | 0 | 36494.2192 | 81.58% | 18.42% | 1079.3722 | 122.4659 | 69.2498 | 6.0384 | 57.2111 | 56.1518 | 99.2564 | 23.3749 | 1780.637 | 1574.9439 | 29673.4041 | 33028.985 | 134986.8136 | 169592.5887 | 12.31% | 193400.3381
BUREAU #1491 | TERTIAIRE | BUREAUX | 3236.7888 | 2020 | 0 | 0 | 0 | 0 | 0 | 1943.4564 | 38953.2154 | 28695.0565 | 4 | 25476.1513 | 15775.5675 | 3 | 0 | 0 | 0 | 0 | 0 | 0 | 17061.1968 | 824.1438 | 122797.842 | 1007.1198 | 2039.854 | 201.2858 | 536.0844 | 0 | 25886.5789 | 252.9837 | 0 | 78746.7591 | 68.43% | 31.57% | 2446.8572 | 540.0759 | 275.4667 | 19.6689 | 132.9812 | 175.6008 | 300.3483 | 72.6594 | 5936.8471 | 5752.7976 | 83488.0683 | 95177.713 | 344332.9547 | 442852.1164 | 4.078% | 461677.305
BUREAU #1492 | TERTIAIRE | BUREAUX | 3536.1111 | 2020 | 0 | 0 | 0 | 0 | 0 | 1940.854 | 47380.7673 | 25664.8035 | 4 | 24799.4202 | 24236.8671 | 5 | 0 | 0 | 0 | 0 | 0 | 0 | 23126.2884 | 737.6637 | 145198.0541 | 894.7113 | 1608.1656 | 185.8765 | 515.5021 | 0 | 22844.7811 | 256.2811 | 0 | 91974.2046 | 82.07% | 17.93% | 3803.4865 | 647.56 | 379.2676 | 21.2993 | 159.0788 | 180.5918 | 377.4315 | 94.1545 | 4870.777 | 5430.0107 | 87698.881 | 97999.6687 | 392290.7527 | 494727.339 | 6.484% | 529031.9859
BUREAU #1493 | TERTIAIRE | BUREAUX | 1041.1786 | 2016 | 0 | 0 | 0 | 0 | 0 | 587.3969 | 10825.4638 | 7355.8672 | 1 | 7524.1276 | 6488.2736 | 1 | 0 | 0 | 0 | 0 | 0 | 0 | 4592.7218 | 199.6662 | 47079.9912 | 203.8318 | 462.0382 | 57.6352 | 161.327 | 0 | 8058.302 | 60.5724 | 0 | 36931.2272 | 91.84% | 8.157% | 936.9534 | 144.6736 | 109.6097 | 3.9003 | 48.4115 | 41.0675 | 127.2724 | 19.256 | 1239.5276 | 1216.9048 | 30274.4867 | 32730.919 | 125884.8848 | 159988.4694 | 1.608% | 162603.9017
BUREAU #1494 | TERTIAIRE | BUREAUX | 2558.2958 | 2017 | 0 | 0 | 0 | 0 | 0 | 1704.8535 | 32570.9735 | 20533.1219 | 4 | 18780.0169 | 14340.2334 | 4 | 0 | 0 | 0 | 0 | 0 | 0 | 10590.49 | 534.9484 | 112038.715 | 542.9536 | 1227.0919 | 166.0821 | 354.4693 | 0 | 18720.7544 | 150.5588 | 0 | 80465.3682 | 89.86% | 10.14% | 2789.2214 | 320.5303 | 233.2753 | 14.4769 | 105.4236 | 118.1001 | 192.9309 | 72.8438 | 2956.5619 | 3376.0033 | 53264.389 | 59596.9542 | 299351.5008 | 361614.2937 | 11.23% | 407347.7339
BUREAU #1495 | TERTIAIRE | BUREAUX | 1933.7231 | 2020 | 0 | 0 | 0 | 0 | 0 | 1103.7574 | 27774.2409 | 18092.7393 | 2 | 14319.4516 | 9562.3804 | 2 | 0 | 0 | 0 | 0 | 0 | 0 | 10701.3556 | 548.3076 | 86972.2443 | 382.5221 | 1082.6656 | 131.9293 | 225.8079 | 0 | 17664.0725 | 144.5844 | 0 | 68589.4568 | 86.19% | 13.81% | 2014.5407 | 279.596 | 152.5299 | 10.86 | 94.6933 | 93.3831 | 150.4272 | 52.172 | 3097.9294 | 2974.9684 | 39985.2396 | 46058.1375 | 248980.7273 | 297883.2245 | 12.14% | 339051.0419
BUREAU #1496 | TERTIAIRE | BUREAUX | 1084.9345 | 2022 | 0 | 0 | 0 | 0 | 0 | 826.274 | 18673.8092 | 7495.0142 | 1 | 6379.036 | 7892.6147 | 1 | 0 | 0 | 0 | 0 | 0 | 0 | 6572.8416 | 296.3008 | 42884.8934 | 268.9781 | 557.1494 | 67.8173 | 132.1224 | 0 | 11429.8801 | 79.3789 | 0 | 37709.39 | 77.43% | 22.57% | 871.7883 | 142.8249 | 100.8124 | 6.3588 | 59.9483 | 60.3167 | 131.5591 | 29.7219 | 1863.1178 | 1588.7291 | 27512.7179 | 30964.5648 | 136823.6527 | 169611.3377 | 1.808% | 172734.1609
BUREAU #1497 | TERTIAIRE | BUREAUX | 2137.2664 | 2012 | 0 | 0 | 0 | 0 | 0 | 1208.6804 | 23823.4053 | 16028.902 | 3 | 13447.1738 | 10380.6153 | 3 | 0 | 0 | 0 | 0 | 0 | 0 | 9054.958 | 614.4621 | 87664.2752 | 504.1996 | 969.8528 | 105.1379 | 285.8108 | 0 | 11772.1974 | 147.5509 | 0 | 65480.2093 | 80.69% | 19.31% | 1513.2767 | 268.8483 | 216.8114 | 11.2782 | 108.1116 | 114.3804 | 207.3822 | 45.9172 | 3001.8073 | 3237.0474 | 46454.7082 | 52693.5629 | 232805.7041 | 287559.3782 | 11.81% | 326080.0219
BUREAU #1498 | TERTIAIRE | BUREAUX | 956.7719 | 2017 | 0 | 0 | 0 | 0 | 0 | 597.8251 | 10532.987 | 8291.5909 | 1 | 6127.9802 | 6351.3804 | 1 | 0 | 0 | 0 | 0 | 0 | 0 | 4085.9855 | 287.9972 | 30558.4522 | 212.9441 | 419.6897 | 51.9142 | 104.6142 | 0 | 6281.161 | 70.3985 | 0 | 32733.1978 | 71.69% | 28.31% | 1023.2896 | 120.5691 | 66.9499 | 4.5694 | 42.9908 | 44.2562 | 87.4441 | 26.9459 | 1619.3926 | 1583.4478 | 27456.6538 | 30659.4942 | 100597.8403 | 132524.6826 | 3.715% | 137638.2278
BUREAU #1499 | TERTIAIRE | BUREAUX | 376.7895 | 2007 | 0 | 0 | 0 | 0 | 0 | 129.7397 | 3185.3285 | 2178.3432 | 0 | 2365.9731 | 1478.9111 | 0 | 0 | 0 | 0 | 0 | 0 | 0 | 1202.995 | 79.3712 | 9317.8576 | 89.5659 | 156.1622 | 19.7124 | 61.6615 | 0 | 2838.0568 | 18.3174 | 0 | 10618.0806 | 88.08% | 11.92% | 330.6263 | 51.2264 | 34.9098 | 1.9891 | 14.6899 | 20.8397 | 36.3966 | 9.3764 | 453.1634 | 508.9501 | 9101.3192 | 10063.4328 | 32709.7214 | 43148.9627 | 2.576% | 44289.7733
BUREAU #1500 | TERTIAIRE | BUREAUX | 3375.1964 | 2007 | 0 | 0 | 0 | 0 | 0 | 1617.5948 | 32685.3353 | 18525.815 | 3 | 20858.0632 | 12699.2248 | 4 | 0 | 0 | 0 | 0 | 0 | 0 | 10836.9656 | 898.1229 | 122615.3405 | 661.3391 | 1508.6606 | 152.4788 | 506.1771 | 0 | 21185.9924 | 220.621 | 0 | 98511.5274 | 71.53% | 28.47% | 3614.1039 | 524.436 | 292.2838 | 15.4403 | 132.5411 | 163.5254 | 276.1016 | 71.0884 | 3608.3468 | 4846.5033 | 109944.7593 | 118399.6095 | 337703.3764 | 459450.9192 | 11.35% | 518266.8618
BUREAU #1501 | TERTIAIRE | BUREAUX | 3215.4625 | 2015 | 0 | 0 | 0 | 0 | 0 | 1748.4719 | 32757.7788 | 30718.9453 | 5 | 19492.5021 | 12802.2493 | 3 | 0 | 0 | 0 | 0 | 0 | 0 | 12185.2952 | 885.741 | 117873.5032 | 855.1892 | 1832.1093 | 166.7241 | 353.075 | 0 | 21580.0956 | 195.0725 | 0 | 114321.7167 | 75.3% | 24.7% | 2803.511 | 357.7249 | 344.0909 | 17.4586 | 141.5042 | 141.1366 | 367.6216 | 70.6085 | 4047.2225 | 4188.2556 | 67709.278 | 75944.7562 | 350118.1991 | 429481.9084 | 5.941% | 456607.0427
BUREAU #1502 | TERTIAIRE | BUREAUX | 1592.8134 | 2009 | 0 | 0 | 0 | 0 | 0 | 929.093 | 18050.5308 | 13604.5276 | 2 | 10656.874 | 6436.2394 | 2 | 0 | 0 | 0 | 0 | 0 | 0 | 7719.6766 | 374.2403 | 47258.4775 | 395.0882 | 556.6357 | 102.1335 | 273.9191 | 0 | 9367.1615 | 114.947 | 0 | 42504.0569 | 68.45% | 31.55% | 1780.8185 | 291.1505 | 160.402 | 6.7896 | 59.3732 | 64.8035 | 187.5872 | 30.2802 | 1965.1747 | 1929.9875 | 44449.5303 | 48344.6925 | 149881.5456 | 200032.899 | 7.378% | 215967.7671
BUREAU #1503 | TERTIAIRE | BUREAUX | 621.9634 | 2015 | 0 | 0 | 0 | 0 | 0 | 275.4874 | 6290.3886 | 4800.4361 | 1 | 5230.3626 | 3213.0951 | 1 | 0 | 0 | 0 | 0 | 0 | 0 | 2979.9884 | 180.3814 | 17448.6896 | 129.1417 | 353.0891 | 35.4351 | 64.776 | 0 | 4239.4017 | 33.7563 | 0 | 20435.8969 | 83.7% | 16.3% | 503.5889 | 104.8868 | 61.6806 | 2.4467 | 30.3616 | 26.8985 | 51.1963 | 16.1693 | 690.9563 | 1036.2625 | 17231.8899 | 18959.1087 | 62518.5015 | 82038.517 | 5.463% | 86779.2034
BUREAU #1504 | TERTIAIRE | BUREAUX | 3423.3043 | 2022 | 0 | 0 | 0 | 0 | 0 | 2264.8246 | 42631.7893 | 32130.2062 | 4 | 23736.1355 | 23791.9548 | 5 | 0 | 0 | 0 | 0 | 0 | 0 | 19292.9371 | 952.7594 | 175298.8249 | 1076.2071 | 1941.1152 | 246.9975 | 461.4128 | 0 | 24751.9201 | 217.203 | 0 | 115696.8392 | 88.57% | 11.43% | 2591.7961 | 391.075 | 290.8695 | 17.5883 | 194.2765 | 193.1003 | 279.0205 | 104.8088 | 6869.134 | 6775.2086 | 98800.5634 | 112444.906 | 445796.2938 | 563550.3703 | 10.96% | 632912.606
BUREAU #1505 | TERTIAIRE | BUREAUX | 1867.8045 | 2013 | 0 | 0 | 0 | 0 | 0 | 742.1821 | 24886.3735 | 16531.1189 | 2 | 10903.8864 | 10450.8721 | 3 | 0 | 0 | 0 | 0 | 0 | 0 | 7133.1419 | 420.6699 | 63072.2839 | 397.1375 | 791.1083 | 108.3163 | 253.7013 | 0 | 10421.3485 | 117.8002 | 0 | 60011.5247 | 72.31% | 27.69% | 1391.5749 | 321.5267 | 140.824 | 10.6221 | 113.213 | 89.0417 | 227.2961 | 49.3059 | 1937.3648 | 2553.9006 | 37851.343 | 42342.6084 | 193466.3627 | 237609.5353 | 3.391% | 245948.915
BUREAU #1506 | TERTIAIRE | BUREAUX | 1408.3382 | 2010 | 0 | 0 | 0 | 0 | 0 | 759.9491 | 17960.6367 | 9055.3578 | 2 | 7067.4395 | 7148.1975 | 2 | 0 | 0 | 0 | 0 | 0 | 0 | 6688.9848 | 406.1682 | 53800.4734 | 338.6106 | 472.057 | 63.0302 | 171.3539 | 0 | 8818.6386 | 98.0886 | 0 | 41994.4254 | 58.94% | 41.06% | 1502.6359 | 259.4044 | 117.0944 | 7.5219 | 68.3898 | 77.2686 | 121.1345 | 29.519 | 1528.6658 | 2182.8726 | 33265.4644 | 36977.0028 | 149567.2845 | 187715.1774 | 3.752% | 195033.3416
BUREAU #1507 | TERTIAIRE | BUREAUX | 3141.9624 | 2011 | 0 | 0 | 0 | 0 | 0 | 1664.3241 | 30553.4367 | 20374.3067 | 5 | 22724.9088 | 11685.4035 | 3 | 0 | 0 | 0 | 0 | 0 | 0 | 11264.1743 | 815.9774 | 80517.0293 | 656.1171 | 1534.7788 | 224.649 | 497.5427 | 0 | 22499.6754 | 226.219 | 0 | 87497.508 | 48.85% | 51.15% | 3447.3275 | 488.6533 | 263.6181 | 14.1514 | 190.8168 | 146.1545 | 342.3203 | 81.2304 | 5123.6953 | 4649.5607 | 71020.4616 | 80793.7176 | 285487.7143 | 370145.4017 | 2.269% | 378737.5285
BUREAU #1508 | TERTIAIRE | BUREAUX | 2722.2187 | 2022 | 0 | 0 | 0 | 0 | 0 | 1940.2908 | 32248.7462 | 22660.1584 | 3 | 25674.9826 | 12669.4703 | 3 | 0 | 0 | 0 | 0 | 0 | 0 | 17211.2262 | 523.8007 | 113823.1401 | 703.2576 | 1464.3922 | 155.8188 | 429.8915 | 0 | 26434.9411 | 182.2034 | 0 | 87828.9664 | 66.11% | 33.89% | 2713.0892 | 346.9439 | 203.508 | 10.3839 | 124.4202 | 151.7447 | 228.8045 | 54.4989 | 5053.279 | 5180.5347 | 53664.4564 | 63898.2702 | 336272.8486 | 403570.4752 | 8.898% | 442985.7135
BUREAU #1509 | TERTIAIRE | BUREAUX | 406.9157 | 2021 | 0 | 0 | 0 | 0 | 0 | 231.8599 | 4597.8807 | 3389.4281 | 1 | 2402.3289 | 2029.5757 | 1 | 0 | 0 | 0 | 0 | 0 | 0 | 1988.8034 | 120.8179 | 15649.46 | 107.3057 | 196.2912 | 20.1908 | 68.3523 | 0 | 2939.4064 | 23.4408 | 0 | 14717.2935 | 88.55% | 11.45% | 421.0644 | 58.3666 | 42.7912 | 1.7782 | 19.755 | 21.1694 | 40.5537 | 9.6437 | 692.5247 | 673.6478 | 11865.917 | 13232.0895 | 46963.6989 | 60833.6242 | 4.565% | 63743.7083
BUREAU #1510 | TERTIAIRE | BUREAUX | 1979.8448 | 2006 | 0 | 0 | 0 | 0 | 0 | 858.3772 | 24342.0402 | 9932.4466 | 2 | 13130.438 | 7731.455 | 2 | 0 | 0 | 0 | 0 | 0 | 0 | 6392.8865 | 399.68 | 59714.4743 | 408.9174 | 865.2901 | 89.3105 | 215.6422 | 0 | 11341.1584 | 97.4007 | 0 | 55285.8506 | 74.91% | 25.09% | 1974.1448 | 226.2306 | 214.7016 | 8.5489 | 81.568 | 116.0665 | 180.2017 | 41.164 | 2706.6 | 1953.1931 | 50674.0599 | 55333.8531 | 187622.4114 | 245053.967 | 5.762% | 260036.3822
BUREAU #1511 | TERTIAIRE | BUREAUX | 1861.8443 | 2010 | 0 | 0 | 0 | 0 | 0 | 690.5245 | 15948.9916 | 10589.1575 | 2 | 11311.2311 | 7912.443 | 2 | 0 | 0 | 0 | 0 | 0 | 0 | 9713.694 | 369.5158 | 66104.134 | 492.2377 | 936.6991 | 129.1147 | 198.65 | 0 | 12173.443 | 92.7619 | 0 | 51026.5683 | 87.25% | 12.75% | 1805.6278 | 244.1283 | 196.1579 | 7.948 | 78.39 | 85.5296 | 195.4444 | 37.0975 | 2019.5702 | 2479.445 | 39946.8321 | 44445.8474 | 183554.597 | 230410.0452 | 7.832% | 249989.0776
BUREAU #1512 | TERTIAIRE | BUREAUX | 353.4544 | 2009 | 0 | 0 | 0 | 0 | 0 | 139.7962 | 3527.0346 | 2469.7007 | 0 | 1888.666 | 1829.5496 | 0 | 0 | 0 | 0 | 0 | 0 | 0 | 1112.4435 | 70.0651 | 12952.5425 | 86.7114 | 140.2824 | 20.3186 | 55.9581 | 0 | 2104.0503 | 20.0585 | 0 | 9489.3056 | 86.2% | 13.8% | 272.879 | 58.3607 | 31.795 | 1.4752 | 20.0101 | 19.7558 | 31.9845 | 10.3357 | 481.3841 | 348.5664 | 9137.7392 | 9967.6898 | 34154.2482 | 44465.7217 | 12.78% | 50979.2986
BUREAU #1513 | TERTIAIRE | BUREAUX | 2308.6683 | 2012 | 0 | 0 | 0 | 0 | 0 | 1412.0021 | 24566.9753 | 16616.8608 | 2 | 16391.04 | 12798.4793 | 2 | 0 | 0 | 0 | 0 | 0 | 0 | 12751.1158 | 638.0225 | 83425.2086 | 484.3742 | 1048.6812 | 120.613 | 349.1102 | 0 | 13867.5563 | 146.6819 | 0 | 72481.2034 | 88.78% | 11.22% | 1630.1962 | 415.8519 | 183.9378 | 14.121 | 90.6433 | 104.5625 | 234.2891 | 63.5059 | 2617.6559 | 3773.514 | 52414.4986 | 58805.6684 | 246060.9124 | 306875.3544 | 9.101% | 337598.6093
BUREAU #1514 | TERTIAIRE | BUREAUX | 2215.6042 | 2014 | 0 | 0 | 0 | 0 | 0 | 1108.6036 | 23600.9286 | 18175.6602 | 2 | 13887.4119 | 13743.9181 | 3 | 0 | 0 | 0 | 0 | 0 | 0 | 9300.4725 | 497.1674 | 59733.1032 | 488.534 | 819.7047 | 97.4773 | 301.841 | 0 | 19954.3595 | 143.0807 | 0 | 77176.1099 | 82.73% | 17.27% | 1515.7885 | 342.4185 | 237.5113 | 10.9639 | 123.9724 | 94.6237 | 246.4383 | 59.4013 | 3643.9578 | 2728.8698 | 59023.1629 | 65395.9905 | 225291.5423 | 293297.385 | 6.927% | 315127.1887
BUREAU #1515 | TERTIAIRE | BUREAUX | 342.4057 | 2022 | 0 | 0 | 0 | 0 | 0 | 206.488 | 5197.0899 | 2583.7739 | 0 | 2866.5056 | 1810.6392 | 0 | 0 | 0 | 0 | 0 | 0 | 0 | 2339.0531 | 65.9838 | 16981.5002 | 107.2426 | 173.4155 | 16.3375 | 40.7194 | 0 | 3223.1118 | 22.174 | 0 | 9624.4315 | 64.84% | 35.16% | 368.1208 | 52.7128 | 35.7991 | 1.597 | 19.5822 | 20.1292 | 33.2583 | 6.5189 | 424.4548 | 582.6944 | 9034.2179 | 10041.3671 | 44115.517 | 54552.9175 | 9.036% | 59971.9022
BUREAU #1516 | TERTIAIRE | BUREAUX | 3352.829 | 2017 | 0 | 0 | 0 | 0 | 0 | 1451.7541 | 33106.44 | 25589.2278 | 4 | 17838.6396 | 17722.6079 | 5 | 0 | 0 | 0 | 0 | 0 | 0 | 19739.1081 | 893.5422 | 139263.8688 | 923.9206 | 1840.5309 | 183.0434 | 556.4536 | 0 | 20124.2909 | 216.4842 | 0 | 107024.0266 | 63.15% | 36.85% | 3801.9337 | 589.4777 | 270.8995 | 15.6571 | 173.1416 | 159.57 | 285.7218 | 100.1 | 4759.2196 | 4115.31 | 99860.753 | 108735.2826 | 370499.8393 | 482828.9231 | 8.216% | 526048.5498
BUREAU #1517 | TERTIAIRE | BUREAUX | 2434.452 | 2008 | 0 | 0 | 0 | 0 | 0 | 1263.2378 | 25791.1307 | 17145.4726 | 3 | 16730.5041 | 8801.6601 | 3 | 0 | 0 | 0 | 0 | 0 | 0 | 10797.5341 | 577.0297 | 81725.4328 | 690.4504 | 1135.9231 | 147.5993 | 417.1881 | 0 | 11724.8672 | 158.6544 | 0 | 46644.8602 | 56.78% | 43.22% | 2155.4895 | 294.3286 | 247.9584 | 14.4635 | 131.0856 | 118.3036 | 241.644 | 53.3803 | 2419.0542 | 2734.9012 | 61761.4491 | 66915.4045 | 213436.8559 | 282658.011 | 1.829% | 287923.4087
BUREAU #1518 | TERTIAIRE | BUREAUX | 3057.1271 | 2012 | 0 | 0 | 0 | 0 | 0 | 1781.1372 | 33333.9736 | 24540.2823 | 4 | 17089.541 | 16125.1294 | 3 | 0 | 0 | 0 | 0 | 0 | 0 | 14574.5535 | 917.8716 | 98455.7276 | 929.7199 | 1497.705 | 162.0814 | 460.3331 | 0 | 19726.8911 | 221.1158 | 0 | 101606.5533 | 66.09% | 33.91% | 2303.4729 | 454.0222 | 273.6211 | 17.953 | 140.5968 | 179.8007 | 271.0232 | 57.8953 | 5091.0271 | 4835.7298 | 62903.0139 | 72829.7708 | 316355.5793 | 392483.5389 | 9.418% | 433290.6845
BUREAU #1519 | TERTIAIRE | BUREAUX | 2357.824 | 2020 | 0 | 0 | 0 | 0 | 0 | 1611.0666 | 30050.0166 | 18945.7741 | 4 | 20701.6782 | 15413.5844 | 3 | 0 | 0 | 0 | 0 | 0 | 0 | 10286.9869 | 660.7664 | 80297.4096 | 535.5373 | 1580.3728 | 121.756 | 394.9005 | 0 | 15183.6688 | 117.8171 | 0 | 88994.1863 | 73.03% | 26.97% | 2332.0331 | 339.0238 | 233.9697 | 14.4691 | 97.5034 | 141.8225 | 265.0283 | 44.4859 | 4204.2478 | 3999.5165 | 49926.3767 | 58130.1411 | 272505.2759 | 333255.1011 | 8.007% | 362261.3678
BUREAU #1520 | TERTIAIRE | BUREAUX | 747.2135 | 2012 | 0 | 0 | 0 | 0 | 0 | 329.0236 | 8208.0224 | 6030.5287 | 1 | 4139.3657 | 3849.0223 | 1 | 0 | 0 | 0 | 0 | 0 | 0 | 3602.2343 | 169.4952 | 22917.1739 | 237.0145 | 381.9233 | 42.6725 | 89.1203 | 0 | 4672.5907 | 39.3371 | 0 | 19896.7725 | 83.01% | 16.99% | 700.197 | 133.1733 | 82.2883 | 3.7712 | 28.0157 | 27.9374 | 64.9398 | 16.072 | 846.6634 | 1169.1736 | 21263.7019 | 23279.5389 | 70477.6693 | 94715.8546 | 4.46% | 99137.2611
BUREAU #1521 | TERTIAIRE | BUREAUX | 2255.3146 | 2006 | 0 | 0 | 0 | 0 | 0 | 952.0581 | 19656.0808 | 11082.77 | 2 | 10198.757 | 7188.7663 | 3 | 0 | 0 | 0 | 0 | 0 | 0 | 8725.0758 | 631.7317 | 66943.1847 | 543.0675 | 773.9183 | 124.887 | 319.3247 | 0 | 16732.7384 | 134.6792 | 0 | 50522.2383 | 78.43% | 21.57% | 2086.1766 | 410.4614 | 238.4311 | 12.6947 | 126.1964 | 94.7904 | 243.6257 | 51.9671 | 2891.9653 | 2030.1853 | 68461.5345 | 73383.6851 | 190402.882 | 265696.4432 | 12.62% | 304067.4108
BUREAU #1522 | TERTIAIRE | BUREAUX | 1496.9888 | 2010 | 0 | 0 | 0 | 0 | 0 | 767.7177 | 19243.2802 | 9681.8366 | 2 | 8930.1962 | 7066.2721 | 2 | 0 | 0 | 0 | 0 | 0 | 0 | 6123.1932 | 302.8 | 44261.4747 | 305.4066 | 807.916 | 65.7557 | 207.889 | 0 | 8057.7946 | 77.1744 | 0 | 34223.892 | 62.2% | 37.8% | 1300.7536 | 260.8187 | 140.4474 | 7.1237 | 79.86 | 76.8713 | 140.24 | 44.0657 | 2317.5685 | 2179.529 | 38112.8895 | 42609.987 | 135067.2235 | 179400.0992 | 9.806% | 198905.1752
BUREAU #1523 | TERTIAIRE | BUREAUX | 3409.2447 | 2021 | 0 | 0 | 0 | 0 | 0 | 2155.1232 | 51295.1591 | 25718.8059 | 4 | 31126.33 | 22282.7318 | 3 | 0 | 0 | 0 | 0 | 0 | 0 | 14055.9541 | 769.0829 | 164187.408 | 777.3945 | 2079.154 | 161.8863 | 392.4439 | 0 | 27279.3963 | 234.6748 | 0 | 84405.4896 | 82.22% | 17.78% | 3476.5187 | 463.4131 | 347.6165 | 14.385 | 149.5476 | 150.8601 | 316.8304 | 104.1572 | 4603.9254 | 6497.621 | 99165.6575 | 110267.2039 | 410815.8534 | 524650.6902 | 5.265% | 553807.7139
BUREAU #1524 | TERTIAIRE | BUREAUX | 2731.3615 | 2008 | 0 | 0 | 0 | 0 | 0 | 1397.9903 | 26247.1642 | 22985.7821 | 3 | 19190.6316 | 11689.4714 | 4 | 0 | 0 | 0 | 0 | 0 | 0 | 9861.1442 | 564.8468 | 82677.0706 | 830.4723 | 1167.5324 | 121.8308 | 282.7798 | 0 | 19008.4877 | 190.7751 | 0 | 69490.9828 | 86.57% | 13.43% | 2155.565 | 312.8223 | 272.0378 | 13.8653 | 110.0362 | 153.0291 | 235.2936 | 58.5374 | 3182.3815 | 2639.9974 | 76314.8779 | 82137.2568 | 249160.0797 | 333729.2679 | 12.13% | 379816.9739
BUREAU #1525 | TERTIAIRE | BUREAUX | 3361.2235 | 2007 | 0 | 0 | 0 | 0 | 0 | 1259.6691 | 28434.3994 | 24525.5778 | 5 | 18800.5327 | 11449.5597 | 4 | 0 | 0 | 0 | 0 | 0 | 0 | 11243.9474 | 813.7317 | 117690.4855 | 977.5939 | 1524.6663 | 190.9328 | 467.2197 | 0 | 23491.4696 | 204.2823 | 0 | 85002.5619 | 83.86% | 16.14% | 2777.137 | 414.5556 | 258.2812 | 19.5172 | 164.9158 | 131.583 | 345.6058 | 80.1783 | 4700.0682 | 3823.9598 | 90034.3467 | 98558.3747 | 314867.4297 | 417327.7871 | 8.779% | 457489.9789
BUREAU #1526 | TERTIAIRE | BUREAUX | 3027.1055 | 2008 | 0 | 0 | 0 | 0 | 0 | 1575.0613 | 28950.1743 | 21406.8595 | 3 | 17479.3662 | 12887.9326 | 4 | 0 | 0 | 0 | 0 | 0 | 0 | 15086.6089 | 773.886 | 111407.5963 | 618.599 | 1061.4643 | 196.3165 | 474.0071 | 0 | 21405.2549 | 199.0126 | 0 | 70289.8299 | 77.04% | 22.96% | 2290.5249 | 484.9106 | 290.2858 | 17.4338 | 131.9451 | 163.7062 | 311.9746 | 71.3558 | 4028.4222 | 3653.781 | 69282.4278 | 76964.631 | 291431.2655 | 371011.9236 | 5.42% | 392271.3892
BUREAU #1527 | TERTIAIRE | BUREAUX | 2642.7552 | 2019 | 0 | 0 | 0 | 0 | 0 | 1803.2777 | 33087.0493 | 20859.0011 | 4 | 19008.5673 | 18167.7705 | 4 | 0 | 0 | 0 | 0 | 0 | 0 | 15533.5375 | 711.2459 | 101747.3312 | 581.7123 | 1309.3366 | 189.6043 | 403.312 | 0 | 21524.3553 | 203.7295 | 0 | 82115.2157 | 76.17% | 23.83% | 2683.3827 | 364.3525 | 199.0818 | 16.0096 | 104.9749 | 162.1375 | 308.2632 | 74.4391 | 4875.3467 | 5066.6919 | 83232.2845 | 93174.3231 | 304361.7336 | 401333.6654 | 6.842% | 430811.8826
BUREAU #1528 | TERTIAIRE | BUREAUX | 3219.6514 | 2016 | 0 | 0 | 0 | 0 | 0 | 1925.9655 | 39571.4966 | 24093.7706 | 4 | 25912.1432 | 20586.1863 | 4 | 0 | 0 | 0 | 0 | 0 | 0 | 11926.8889 | 777.0081 | 140085.3607 | 951.4245 | 1264.9775 | 205.3176 | 515.8737 | 0 | 21935.9379 | 215.1836 | 0 | 117699.322 | 75.73% | 24.27% | 2319.0503 | 477.0282 | 263.7951 | 11.966 | 133.981 | 147.1518 | 238.8101 | 74.8247 | 5234.3556 | 4044.8913 | 70561.845 | 79841.0919 | 391966.3783 | 475507.4437 | 3.13% | 490872.7445
BUREAU #1529 | TERTIAIRE | BUREAUX | 680.3162 | 2019 | 0 | 0 | 0 | 0 | 0 | 494.4278 | 6945.8407 | 6294.671 | 1 | 4499.2965 | 3427.2863 | 1 | 0 | 0 | 0 | 0 | 0 | 0 | 3635.3721 | 204.5486 | 23515.0264 | 201.8432 | 444.7105 | 44.9341 | 90.0226 | 0 | 4932.5583 | 41.2919 | 0 | 18024.6508 | 63.68% | 36.32% | 603.3612 | 107.1615 | 73.5302 | 2.5458 | 26.3921 | 39.9654 | 74.7234 | 20.0879 | 938.2176 | 1137.5416 | 14464.2077 | 16539.967 | 68801.8481 | 86299.7424 | 11.05% | 97022.8313
BUREAU #1530 | TERTIAIRE | BUREAUX | 2239.5845 | 2016 | 0 | 0 | 0 | 0 | 0 | 1323.8363 | 25232.4067 | 16252.7288 | 3 | 12469.2428 | 12530.1687 | 3 | 0 | 0 | 0 | 0 | 0 | 0 | 9151.0235 | 445.0468 | 95240.2053 | 527.3742 | 1162.9074 | 138.9542 | 238.2246 | 0 | 14528.6043 | 157.8139 | 0 | 65926.3185 | 80.73% | 19.27% | 1987.1236 | 385.1834 | 221.6197 | 9.8447 | 83.8932 | 86.4873 | 176.3971 | 54.6239 | 2634.954 | 2927.2518 | 67745.237 | 73307.4429 | 244887.1302 | 320823.6607 | 12.1% | 365001.5282
BUREAU #1531 | TERTIAIRE | BUREAUX | 1008.5426 | 2011 | 0 | 0 | 0 | 0 | 0 | 392.1957 | 12496.3015 | 7859.428 | 2 | 6709.0196 | 3575.6491 | 2 | 0 | 0 | 0 | 0 | 0 | 0 | 4385.0943 | 216.3984 | 25983.7603 | 298.2888 | 368.007 | 58.5815 | 157.1316 | 0 | 6429.4918 | 78.0725 | 0 | 30481.9745 | 76.93% | 23.07% | 981.9875 | 177.3333 | 84.2867 | 4.0595 | 59.8817 | 46.4909 | 99.0257 | 23.5462 | 1175.5502 | 1188.0464 | 22301.3412 | 24664.9378 | 95002.8333 | 120537.2188 | 4.872% | 126710.2313
BUREAU #1532 | TERTIAIRE | BUREAUX | 1353.5724 | 2006 | 0 | 0 | 0 | 0 | 0 | 655.5826 | 13410.7444 | 6727.7789 | 2 | 8997.0217 | 6723.5334 | 2 | 0 | 0 | 0 | 0 | 0 | 0 | 5496.2249 | 373.6227 | 36787.8241 | 383.3557 | 405.3389 | 77.0951 | 193.6349 | 0 | 7945.9609 | 88.9016 | 0 | 28738.3822 | 52.15% | 47.85% | 1421.531 | 184.7515 | 103.2186 | 5.9628 | 56.6177 | 50.5547 | 130.0643 | 39.9011 | 1423.2652 | 1472.016 | 30727.8472 | 33623.1284 | 112152.3403 | 147254.8605 | 11.51% | 166408.7853
BUREAU #1533 | TERTIAIRE | BUREAUX | 2012.7494 | 2007 | 0 | 0 | 0 | 0 | 0 | 875.7404 | 16288.6523 | 10283.5145 | 2 | 11060.3641 | 10387.6017 | 2 | 0 | 0 | 0 | 0 | 0 | 0 | 6846.8723 | 579.7275 | 73338.3142 | 588.2765 | 674.3016 | 110.1279 | 293.9527 | 0 | 9627.7573 | 125.7207 | 0 | 49629.3477 | 55.9% | 44.1% | 2189.5706 | 340.788 | 187.1239 | 8.191 | 119.7583 | 104.8099 | 204.9617 | 58.9834 | 2753.8613 | 2237.5668 | 49487.7158 | 54479.1439 | 184434.7276 | 241233.2148 | 2.378% | 247110.1174
BUREAU #1534 | TERTIAIRE | BUREAUX | 898.0517 | 2014 | 0 | 0 | 0 | 0 | 0 | 427.4285 | 11894.782 | 6913.4653 | 1 | 6043.7839 | 5628.481 | 1 | 0 | 0 | 0 | 0 | 0 | 0 | 3304.0499 | 178.0301 | 31353.1924 | 258.6752 | 412.3229 | 41.7697 | 140.8151 | 0 | 7549.0556 | 54.2651 | 0 | 23701.7678 | 87.52% | 12.48% | 699.726 | 153.642 | 63.6007 | 3.4944 | 50.1134 | 38.4949 | 109.4449 | 24.3552 | 1156.4809 | 1111.7197 | 21948.1168 | 24216.3174 | 92251.4876 | 117371.7812 | 3.225% | 121283.7071
BUREAU #1535 | TERTIAIRE | BUREAUX | 2515.3756 | 2008 | 0 | 0 | 0 | 0 | 0 | 1384.3938 | 19951.9207 | 17392.5985 | 3 | 11978.7951 | 12649.1868 | 3 | 0 | 0 | 0 | 0 | 0 | 0 | 10655.8265 | 548.4919 | 88621.2496 | 523.9398 | 817.3643 | 111.6954 | 396.3198 | 0 | 19162.2381 | 170.3811 | 0 | 74374.0957 | 82.82% | 17.18% | 2721.5272 | 415.9582 | 239.6369 | 12.9998 | 148.5063 | 114.5656 | 293.7094 | 63.3163 | 2712.2475 | 2800.6498 | 53893.8774 | 59406.7747 | 246399.3924 | 308013.4741 | 2.082% | 314563.9445
BUREAU #1536 | TERTIAIRE | BUREAUX | 2314.3203 | 2008 | 0 | 0 | 0 | 0 | 0 | 1156.5846 | 26999.3147 | 14497.4491 | 2 | 10371.0315 | 11557.1871 | 3 | 0 | 0 | 0 | 0 | 0 | 0 | 9574.6564 | 648.6889 | 60854.6021 | 602.1004 | 1026.2737 | 112.4903 | 350.8645 | 0 | 11439.8853 | 114.1663 | 0 | 65552.7168 | 51.71% | 48.29% | 2447.7689 | 260.8817 | 190.043 | 11.8 | 94.395 | 135.5181 | 275.1043 | 53.9509 | 2640.8064 | 2461.3837 | 54828.0676 | 59930.2577 | 204336.7301 | 266796.1422 | 4.65% | 279808.5129
BUREAU #1537 | TERTIAIRE | BUREAUX | 614.5435 | 2019 | 0 | 0 | 0 | 0 | 0 | 346.3262 | 7329.8645 | 4176.4852 | 1 | 5432.9416 | 3127.1457 | 1 | 0 | 0 | 0 | 0 | 0 | 0 | 2941.9231 | 149.4408 | 22937.667 | 158.8916 | 320.9167 | 32.0335 | 85.28 | 0 | 4593.0762 | 45.0218 | 0 | 20404.4996 | 70.95% | 29.05% | 685.4608 | 74.316 | 64.0499 | 2.8932 | 36.2712 | 34.1057 | 64.1028 | 18.8379 | 1026.9515 | 760.7006 | 19380.7511 | 21168.4032 | 70063.224 | 91863.6402 | 0.8951% | 92693.3193
BUREAU #1538 | TERTIAIRE | BUREAUX | 2767.6247 | 2012 | 0 | 0 | 0 | 0 | 0 | 1458.9448 | 29603.4981 | 16091.0076 | 4 | 20186.5807 | 13689.0506 | 3 | 0 | 0 | 0 | 0 | 0 | 0 | 11540.8049 | 532.2716 | 101439.9683 | 865.3181 | 1558.2969 | 160.4169 | 321.6942 | 0 | 22873.8773 | 159.527 | 0 | 76460.0988 | 59.21% | 40.79% | 2954.0091 | 468.9535 | 218.8661 | 15.9275 | 167.3094 | 121.6988 | 240.4139 | 53.6636 | 3819.5112 | 3942.8917 | 58427.3203 | 66189.7232 | 289506.3792 | 358531.9908 | 4.162% | 374101.2293
BUREAU #1539 | TERTIAIRE | BUREAUX | 2095.4037 | 2015 | 0 | 0 | 0 | 0 | 0 | 1344.3519 | 24812.3345 | 12839.8487 | 2 | 11122.4281 | 10778.3018 | 2 | 0 | 0 | 0 | 0 | 0 | 0 | 12247.1142 | 561.3404 | 73239.0924 | 457.0553 | 859.8311 | 136.4745 | 223.1391 | 0 | 19116.9472 | 108.1999 | 0 | 58878.2957 | 74.61% | 25.39% | 1775.723 | 301.7824 | 142.744 | 8.476 | 96.3904 | 96.6794 | 198.408 | 51.6543 | 2393.2595 | 2773.8173 | 58088.4334 | 63255.5102 | 219211.0911 | 284451.5971 | 4.529% | 297946.3889
BUREAU #1540 | TERTIAIRE | BUREAUX | 2872.7892 | 2016 | 0 | 0 | 0 | 0 | 0 | 1221.2692 | 34083.9486 | 18311.377 | 3 | 17164.7963 | 11816.5016 | 4 | 0 | 0 | 0 | 0 | 0 | 0 | 10776.9675 | 654.6012 | 105025.4063 | 820.3469 | 1268.7054 | 130.735 | 450.3601 | 0 | 17704.5181 | 224.5872 | 0 | 65306.2652 | 62.24% | 37.76% | 2661.6869 | 475.9011 | 313.2861 | 12.3208 | 139.2157 | 165.6992 | 285.4451 | 53.755 | 5141.7924 | 3232.4727 | 57258.8508 | 65633.1159 | 276699.4489 | 344929.7078 | 6.116% | 367400.7163
BUREAU #1541 | TERTIAIRE | BUREAUX | 609.9836 | 2017 | 0 | 0 | 0 | 0 | 0 | 391.0606 | 6353.8025 | 6077.0823 | 1 | 4330.7377 | 2634.5765 | 1 | 0 | 0 | 0 | 0 | 0 | 0 | 3561.0886 | 185.6554 | 24222.6225 | 160.9422 | 247.89 | 42.981 | 74.9554 | 0 | 4107.6173 | 38.1888 | 0 | 14570.9685 | 90.49% | 9.508% | 497.6878 | 92.3362 | 64.7655 | 3.5061 | 36.22 | 35.5358 | 53.7376 | 16.7571 | 884.879 | 785.1751 | 16496.1374 | 18166.1915 | 63109.8897 | 81924.8962 | 7.349% | 88422.8482
BUREAU #1542 | TERTIAIRE | BUREAUX | 788.7386 | 2013 | 0 | 0 | 0 | 0 | 0 | 422.1563 | 10985.498 | 7232.4515 | 1 | 6397.2565 | 4797.0089 | 1 | 0 | 0 | 0 | 0 | 0 | 0 | 3859.4898 | 163.7518 | 26145.8849 | 163.3645 | 331.2675 | 55.5989 | 125.8926 | 0 | 5263.2127 | 59.9723 | 0 | 17341.1343 | 85.07% | 14.93% | 800.2981 | 108.1663 | 63.485 | 3.9971 | 29.7857 | 39.6558 | 95.6111 | 15.3851 | 1274.6204 | 1319.1911 | 21029.2672 | 23623.0787 | 78019.6037 | 102607.3553 | 7.321% | 110712.9749
BUREAU #1543 | TERTIAIRE | BUREAUX | 1008.2088 | 2007 | 0 | 0 | 0 | 0 | 0 | 526.1737 | 11955.5819 | 7752.1164 | 1 | 7043.9897 | 5171.107 | 1 | 0 | 0 | 0 | 0 | 0 | 0 | 3144.7504 | 305.949 | 36109.3431 | 293.9052 | 410.4045 | 66.6048 | 162.7698 | 0 | 6692.8207 | 49.6485 | 0 | 21573.9126 | 72.04% | 27.96% | 1126.5611 | 152.2256 | 86.3943 | 4.5311 | 47.0623 | 55.6753 | 115.5862 | 22.935 | 1256.1623 | 1122.4412 | 24840.1265 | 27218.73 | 95595.3223 | 124021.6364 | 11.63% | 140339.694
BUREAU #1544 | TERTIAIRE | BUREAUX | 1162.2109 | 2018 | 0 | 0 | 0 | 0 | 0 | 774.266 | 12720.72 | 11249.5393 | 1 | 9331.8137 | 7269.7072 | 1 | 0 | 0 | 0 | 0 | 0 | 0 | 5805.659 | 306.0391 | 54386.4925 | 367.9387 | 752.7787 | 77.8832 | 127.4974 | 0 | 11101.6389 | 64.4157 | 0 | 44414.1877 | 84.91% | 15.09% | 885.8027 | 135.747 | 117.6372 | 4.9827 | 52.6166 | 64.4585 | 122.2689 | 28.8254 | 1434.1087 | 2204.4714 | 34042.1621 | 37680.7422 | 151654.2878 | 190841.5485 | 10.62% | 213507.1764
BUREAU #1545 | TERTIAIRE | BUREAUX | 902.9942 | 2015 | 0 | 0 | 0 | 0 | 0 | 579.1169 | 13712.2133 | 8470.0851 | 1 | 6030.7048 | 5159.2194 | 1 | 0 | 0 | 0 | 0 | 0 | 0 | 4980.5755 | 236.683 | 38594.0435 | 179.4574 | 394.0028 | 44.7593 | 154.4088 | 0 | 5884.7116 | 63.5752 | 0 | 30550.0479 | 83.51% | 16.49% | 811.3192 | 135.9124 | 79.7038 | 3.7471 | 42.9821 | 40.4923 | 77.9219 | 24.0922 | 993.0279 | 1201.9811 | 20875.9082 | 23070.9172 | 109032.1473 | 133022.7796 | 8.602% | 145542.6552
BUREAU #1546 | TERTIAIRE | BUREAUX | 1391.8125 | 2022 | 0 | 0 | 0 | 0 | 0 | 1044.2124 | 21293.9882 | 9877.7686 | 2 | 13213.0408 | 8250.0781 | 2 | 0 | 0 | 0 | 0 | 0 | 0 | 6180.7036 | 267.2967 | 68447.4948 | 369.0788 | 686.2731 | 81.6336 | 215.758 | 0 | 12243.1476 | 80.7035 | 0 | 40893.1673 | 66.94% | 33.06% | 1529.5559 | 245.0094 | 145.6854 | 8.0426 | 60.8601 | 76.8033 | 126.3363 | 39.723 | 1729.7472 | 2664.3555 | 29453.1551 | 33847.2577 | 179106.4185 | 215135.0871 | 5.347% | 227287.7671
BUREAU #1547 | TERTIAIRE | BUREAUX | 2510.321 | 2012 | 0 | 0 | 0 | 0 | 0 | 1430.9049 | 31426.8628 | 14638.8535 | 4 | 17206.5537 | 10428.2427 | 4 | 0 | 0 | 0 | 0 | 0 | 0 | 11529.6238 | 700.9712 | 86612.2724 | 713.8005 | 1084.5944 | 142.037 | 302.4014 | 0 | 19132.8543 | 142.1318 | 0 | 65256.0935 | 76.45% | 23.55% | 1722.6916 | 353.6514 | 212.4481 | 11.5329 | 148.6314 | 92.8843 | 236.8352 | 53.1882 | 3515.7834 | 3333.7704 | 68083.5896 | 74933.1434 | 256168.0908 | 334541.531 | 3.65% | 347214.8448
BUREAU #1548 | TERTIAIRE | BUREAUX | 1876.5728 | 2016 | 0 | 0 | 0 | 0 | 0 | 913.7333 | 22624.8048 | 15005.064 | 2 | 13219.1936 | 10505.8073 | 3 | 0 | 0 | 0 | 0 | 0 | 0 | 9763.8805 | 354.4526 | 79871.8982 | 439.7224 | 861.4695 | 112.5809 | 310.7102 | 0 | 12723.6475 | 106.769 | 0 | 47808.422 | 89.54% | 10.46% | 1663.4714 | 282.9514 | 189.778 | 7.3174 | 77.8919 | 96.9716 | 178.2568 | 40.725 | 2454.3203 | 2731.0167 | 48936.4391 | 54121.7761 | 204845.6661 | 261086.1666 | 6.105% | 278061.1833
BUREAU #1549 | TERTIAIRE | BUREAUX | 2354.5208 | 2021 | 0 | 0 | 0 | 0 | 0 | 1582.5165 | 38007.4928 | 16356.1694 | 3 | 22288.6107 | 16146.0265 | 3 | 0 | 0 | 0 | 0 | 0 | 0 | 12318.4768 | 707.0178 | 74216.2682 | 543.5485 | 1464.2705 | 114.2271 | 330.3102 | 0 | 22355.0423 | 178.5099 | 0 | 72415.7049 | 73.72% | 26.28% | 1690.8498 | 418.7409 | 214.6876 | 11.6486 | 139.1874 | 98.9732 | 275.9851 | 43.7598 | 3657.4763 | 4673.0561 | 57732.3914 | 66062.9238 | 269464.2294 | 339180.8375 | 11.86% | 384805.0975
BUREAU #1550 | TERTIAIRE | BUREAUX | 1311.6852 | 2009 | 0 | 0 | 0 | 0 | 0 | 724.8406 | 11013.8051 | 8498.7416 | 2 | 9064.6441 | 6736.3758 | 2 | 0 | 0 | 0 | 0 | 0 | 0 | 4985.3071 | 255.289 | 36153.0055 | 381.8654 | 502.8787 | 57.4574 | 178.7838 | 0 | 8797.3931 | 100.4836 | 0 | 32766.2569 | 83.94% | 16.06% | 946.2441 | 153.7489 | 100.8988 | 6.026 | 79.9854 | 55.8976 | 151.4195 | 27.6856 | 1642.7329 | 1654.8975 | 35393.3121 | 38690.9424 | 114298.3896 | 154539.1799 | 8.406% | 168721.2596
BUREAU #1551 | TERTIAIRE | BUREAUX | 2521.4873 | 2016 | 0 | 0 | 0 | 0 | 0 | 1063.5483 | 30769.8378 | 18529.9409 | 2 | 15955.7182 | 13846.5998 | 3 | 0 | 0 | 0 | 0 | 0 | 0 | 13351.113 | 580.3701 | 79984.9937 | 669.1899 | 1459.5018 | 160.9488 | 369.12 | 0 | 18566.8896 | 154.054 | 0 | 57567.5818 | 75.77% | 24.23% | 2150.9584 | 392.6975 | 265.8063 | 14.021 | 141.8608 | 128.8859 | 246.2329 | 49.7367 | 3657.9723 | 2815.2358 | 81153.2509 | 87626.4591 | 239596.5618 | 330217.8303 | 6.814% | 354365.9844
BUREAU #1552 | TERTIAIRE | BUREAUX | 3216.0976 | 2008 | 0 | 0 | 0 | 0 | 0 | 1632.1424 | 36562.2368 | 26779.2239 | 3 | 21600.939 | 15839.8032 | 3 | 0 | 0 | 0 | 0 | 0 | 0 | 12404.2451 | 760.2538 | 119221.4434 | 771.9661 | 1250.5582 | 227.0528 | 399.625 | 0 | 23414.0478 | 183.6625 | 0 | 75990.6161 | 65.09% | 34.91% | 3140.4502 | 445.3747 | 332.0669 | 14.4699 | 119.4999 | 196.3813 | 300.5331 | 92.2262 | 3699.7981 | 3046.8282 | 89027.0011 | 95773.6274 | 316508.1461 | 414895.2481 | 7.648% | 449255.2
BUREAU #1553 | TERTIAIRE | BUREAUX | 2164.8759 | 2010 | 0 | 0 | 0 | 0 | 0 | 1019.9004 | 18888.4768 | 13964.3749 | 3 | 15397.6496 | 8584.7923 | 2 | 0 | 0 | 0 | 0 | 0 | 0 | 9598.1091 | 478.8559 | 73968.9642 | 673.4212 | 1045.593 | 94.4816 | 260.2825 | 0 | 12527.9745 | 149.9261 | 0 | 67817.324 | 65.4% | 34.6% | 2134.3215 | 314.1765 | 223.5918 | 10.9003 | 80.0379 | 94.5482 | 241.4991 | 47.8934 | 3020.313 | 2721.7774 | 50053.9661 | 55796.0564 | 218630.2011 | 276639.4147 | 1.078% | 279652.6942
BUREAU #1554 | TERTIAIRE | BUREAUX | 1389.6869 | 2019 | 0 | 0 | 0 | 0 | 0 | 867.1111 | 22037.6934 | 13474.5117 | 2 | 12551.0863 | 8996.5788 | 1 | 0 | 0 | 0 | 0 | 0 | 0 | 8085.2867 | 289.5192 | 50503.7755 | 305.6207 | 633.1623 | 79.159 | 196.9659 | 0 | 11257.9693 | 85.0993 | 0 | 43036.7225 | 89.18% | 10.82% | 1522.8307 | 254.3572 | 142.8839 | 6.2958 | 83.2648 | 71.0369 | 144.6208 | 29.8632 | 2669.1831 | 2549.1845 | 38265.2998 | 43483.6674 | 163812.7751 | 209117.4345 | 3.601% | 216929.0104
BUREAU #1555 | TERTIAIRE | BUREAUX | 1218.2687 | 2010 | 0 | 0 | 0 | 0 | 0 | 566.6159 | 13315.511 | 10897.5451 | 2 | 8224.903 | 5364.0637 | 2 | 0 | 0 | 0 | 0 | 0 | 0 | 4098.9741 | 286.0689 | 40158.8126 | 240.6266 | 588.2217 | 63.0536 | 201.6737 | 0 | 9902.4556 | 90.8462 | 0 | 35881.1752 | 61.48% | 38.52% | 1350.9483 | 187.9431 | 128.8787 | 4.7611 | 74.1944 | 58.5702 | 127.9864 | 37.1967 | 1880.7984 | 1943.2828 | 36232.266 | 40056.3472 | 123843.551 | 165285.3871 | 9.463% | 182560.9986
BUREAU #1556 | TERTIAIRE | BUREAUX | 1129.0924 | 2013 | 0 | 0 | 0 | 0 | 0 | 505.124 | 15582.0017 | 8279.5581 | 2 | 6441.8824 | 6421.7692 | 1 | 0 | 0 | 0 | 0 | 0 | 0 | 4911.5227 | 235.2861 | 44090.0398 | 322.7951 | 523.792 | 51.8477 | 133.6129 | 0 | 9400.2247 | 61.4841 | 0 | 34581.3606 | 65.71% | 34.29% | 967.8244 | 150.993 | 113.4111 | 4.3309 | 49.0828 | 60.7667 | 118.8961 | 34.6836 | 1269.437 | 1830.2561 | 33715.4179 | 36815.111 | 126449.2251 | 164556.5285 | 11.11% | 185127.282
BUREAU #1557 | TERTIAIRE | BUREAUX | 2145.1858 | 2006 | 0 | 0 | 0 | 0 | 0 | 861.0205 | 20644.7052 | 14446.4162 | 2 | 13536.4552 | 10513.8034 | 3 | 0 | 0 | 0 | 0 | 0 | 0 | 8694.7749 | 484.8719 | 55189.0933 | 646.7824 | 651.2244 | 137.6204 | 348.7724 | 0 | 14291.6928 | 167.1246 | 0 | 55404.9586 | 59.3% | 40.7% | 1751.2958 | 381.1553 | 220.9681 | 10.3493 | 95.9215 | 129.8402 | 171.6474 | 43.9559 | 2206.9213 | 3021.2109 | 49798.2194 | 55026.3515 | 185424.411 | 242543.3827 | 9.194% | 267099.6069
BUREAU #1558 | TERTIAIRE | BUREAUX | 3422.2668 | 2021 | 0 | 0 | 0 | 0 | 0 | 2600.2628 | 35813.9707 | 25812.3556 | 3 | 30375.9968 | 19394.3139 | 4 | 0 | 0 | 0 | 0 | 0 | 0 | 20140.0622 | 684.4279 | 123042.7228 | 1083.1574 | 1944.0646 | 204.7049 | 410.584 | 0 | 34376.659 | 250.6929 | 0 | 122510.5293 | 81.11% | 18.89% | 3692.6267 | 609.2898 | 369.8366 | 18.9225 | 158.3614 | 169.9412 | 255.4824 | 66.9615 | 5513.245 | 6600.2204 | 80226.6646 | 92340.13 | 407984.6354 | 505963.8275 | 11.07% | 568934.533
BUREAU #1559 | TERTIAIRE | BUREAUX | 470.6733 | 2016 | 0 | 0 | 0 | 0 | 0 | 272.59 | 5403.8608 | 4214.0347 | 1 | 2566.0353 | 1908.471 | 1 | 0 | 0 | 0 | 0 | 0 | 0 | 2533.7603 | 106.9972 | 14669.0287 | 131.2267 | 246.9659 | 21.9409 | 69.9945 | 0 | 4006.4773 | 26.6291 | 0 | 13476.6966 | 87.63% | 12.37% | 523.4638 | 57.824 | 37.9208 | 2.7599 | 23.4995 | 23.21 | 38.6284 | 11.2663 | 852.6316 | 750.6609 | 14927.0202 | 16530.3127 | 47678.2734 | 64837.7581 | 7.687% | 70236.6966
BUREAU #1560 | TERTIAIRE | BUREAUX | 3363.1148 | 2008 | 0 | 0 | 0 | 0 | 0 | 1478.0671 | 28435.497 | 18435.3419 | 4 | 21704.6969 | 17639.362 | 4 | 0 | 0 | 0 | 0 | 0 | 0 | 15988.8436 | 925.704 | 91036.3038 | 1027.2493 | 1280.9598 | 162.0782 | 388.6169 | 0 | 25861.1381 | 158.911 | 0 | 78934.7394 | 72.45% | 27.55% | 3594.4696 | 602.5033 | 311.8244 | 19.1338 | 195.9698 | 165.8796 | 409.5286 | 77.2314 | 4485.2892 | 3243.4485 | 88679.6151 | 96408.3528 | 290162.6268 | 390467.3552 | 3.164% | 403225.7484
BUREAU #1561 | TERTIAIRE | BUREAUX | 904.2015 | 2007 | 0 | 0 | 0 | 0 | 0 | 453.697 | 8350.6593 | 7427.6542 | 1 | 3828.6429 | 3436.2225 | 1 | 0 | 0 | 0 | 0 | 0 | 0 | 4361.997 | 176.8612 | 27526.2112 | 195.7066 | 335.3934 | 62.7703 | 138.1087 | 0 | 5206.4298 | 45.5547 | 0 | 23170.0997 | 82.59% | 17.41% | 927.2301 | 159.9745 | 67.9003 | 3.8404 | 37.258 | 38.0752 | 100.7066 | 22.1795 | 1159.7889 | 1253.4249 | 25668.2061 | 28081.4199 | 80289.3014 | 109190.3784 | 7.266% | 117745.4571
BUREAU #1562 | TERTIAIRE | BUREAUX | 1820.1095 | 2006 | 0 | 0 | 0 | 0 | 0 | 951.5775 | 21014.6292 | 9524.3224 | 3 | 12094.1576 | 5830.256 | 3 | 0 | 0 | 0 | 0 | 0 | 0 | 7133.3327 | 409.3271 | 55495.553 | 427.2251 | 843.7635 | 121.3597 | 264.5384 | 0 | 13243.9952 | 111.6666 | 0 | 40473.3692 | 62.54% | 37.46% | 1592.6222 | 243.9416 | 130.7167 | 9.2959 | 71.442 | 109.5334 | 178.4346 | 38.2517 | 1621.7018 | 1938.4396 | 43982.5415 | 47542.6829 | 164298.0294 | 213504.5066 | 6.958% | 229471.5652
BUREAU #1563 | TERTIAIRE | BUREAUX | 2016.3958 | 2006 | 0 | 0 | 0 | 0 | 0 | 945.1554 | 17136.0239 | 13024.3213 | 2 | 11267.0519 | 8990.4775 | 2 | 0 | 0 | 0 | 0 | 0 | 0 | 9682.2771 | 581.168 | 70110.2587 | 475.4753 | 706.0904 | 96.2757 | 232.5145 | 0 | 9719.8154 | 136.7699 | 0 | 52491.2741 | 59.55% | 40.45% | 1668.4253 | 302.7957 | 188.8116 | 11.7221 | 81.0925 | 82.7884 | 204.2614 | 50.9603 | 1769.1453 | 1810.1966 | 60145.9671 | 63725.309 | 186869.4342 | 252928.3441 | 11.8% | 286765.7055
BUREAU #1564 | TERTIAIRE | BUREAUX | 446.5132 | 2012 | 0 | 0 | 0 | 0 | 0 | 235.4458 | 5332.4063 | 3900.9999 | 1 | 2794.8278 | 2500.2812 | 1 | 0 | 0 | 0 | 0 | 0 | 0 | 2209.2225 | 121.7373 | 13245.6763 | 116.9833 | 219.8785 | 25.1884 | 66.3599 | 0 | 2414.9443 | 27.0241 | 0 | 9056.5798 | 82.09% | 17.91% | 313.8086 | 69.8798 | 48.2526 | 2.1349 | 23.0175 | 27.4283 | 38.0157 | 11.4456 | 479.9334 | 547.6089 | 10906.5017 | 11934.044 | 38800.7721 | 51151.4089 | 6.142% | 54498.9099
BUREAU #1565 | TERTIAIRE | BUREAUX | 651.5157 | 2016 | 0 | 0 | 0 | 0 | 0 | 435.8671 | 9208.3638 | 5665.1188 | 1 | 4606.4653 | 3787.707 | 1 | 0 | 0 | 0 | 0 | 0 | 0 | 2775.5297 | 190.5375 | 24471.2335 | 183.1478 | 366.8343 | 38.3406 | 69.1149 | 0 | 3882.3143 | 36.6672 | 0 | 17938.657 | 81.21% | 18.79% | 539.1617 | 104.9476 | 61.8503 | 2.9566 | 27.4041 | 27.789 | 68.1264 | 18.4194 | 807.575 | 1091.8496 | 19300.4488 | 21199.8734 | 69649.7087 | 91597.9484 | 4.295% | 95708.7152
BUREAU #1566 | TERTIAIRE | BUREAUX | 2908.1652 | 2007 | 0 | 0 | 0 | 0 | 0 | 1548.5855 | 24685.5126 | 22986.6088 | 4 | 19261.7087 | 14482.3042 | 3 | 0 | 0 | 0 | 0 | 0 | 0 | 11063.0588 | 749.8656 | 68935.418 | 750.8702 | 937.7823 | 183.2785 | 452.9094 | 0 | 17762.2122 | 192.6932 | 0 | 85463.1782 | 77.4% | 22.6% | 2302.2288 | 373.9145 | 221.4767 | 16.4025 | 165.7291 | 150.0618 | 311.0921 | 88.6686 | 2696.5824 | 3516.0985 | 77573.3871 | 83786.068 | 251310.0281 | 338568.8429 | 6.447% | 361900.3611
BUREAU #1567 | TERTIAIRE | BUREAUX | 1948.3964 | 2015 | 0 | 0 | 0 | 0 | 0 | 1204.3064 | 26970.6401 | 15453.0156 | 2 | 15457.4103 | 12163.8175 | 2 | 0 | 0 | 0 | 0 | 0 | 0 | 10537.0842 | 506.9772 | 60028.5871 | 381.0938 | 1139.7266 | 102.7396 | 285.569 | 0 | 11388.6365 | 133.8855 | 0 | 65966.8387 | 79.94% | 20.06% | 1364.9897 | 317.3774 | 145.4037 | 8.0887 | 113.7268 | 115.3952 | 209.6679 | 50.588 | 2690.1758 | 2557.8565 | 38613.0097 | 43861.042 | 209962.0913 | 255845.7677 | 9.392% | 282366.5543
BUREAU #1568 | TERTIAIRE | BUREAUX | 3211.8232 | 2009 | 0 | 0 | 0 | 0 | 0 | 1333.0473 | 31978.8448 | 21909.3102 | 4 | 15305.1143 | 11800.3479 | 4 | 0 | 0 | 0 | 0 | 0 | 0 | 10558.9139 | 622.933 | 85879.5105 | 867.4105 | 1264.884 | 214.0042 | 527.8181 | 0 | 18386.1458 | 229.988 | 0 | 95822.5324 | 63.16% | 36.84% | 3484.9027 | 542.2756 | 266.2448 | 17.9109 | 150.3352 | 164.6075 | 250.8321 | 85.9071 | 3522.9033 | 4684.5803 | 88602.4882 | 96809.9718 | 285787.2527 | 386039.0839 | 2.905% | 397589.1797
BUREAU #1569 | TERTIAIRE | BUREAUX | 770.3142 | 2020 | 0 | 0 | 0 | 0 | 0 | 495.3739 | 12464.7946 | 6113.3501 | 1 | 5078.1061 | 3875.1401 | 1 | 0 | 0 | 0 | 0 | 0 | 0 | 3824.2176 | 178.1418 | 31710.4921 | 228.1527 | 315.872 | 47.0031 | 116.297 | 0 | 7820.0004 | 58.5924 | 0 | 18938.1544 | 80.32% | 19.68% | 553.6845 | 120.0522 | 78.1911 | 3.1969 | 31.434 | 41.2997 | 78.7339 | 18.5094 | 1042.1893 | 1479.4278 | 19056.6483 | 21578.2654 | 88325.2085 | 110854.0917 | 8.277% | 120857.6919
BUREAU #1570 | TERTIAIRE | BUREAUX | 1987.8522 | 2017 | 0 | 0 | 0 | 0 | 0 | 1369.019 | 27021.718 | 19793.0379 | 2 | 12206.4424 | 8454.935 | 3 | 0 | 0 | 0 | 0 | 0 | 0 | 11036.0142 | 558.8412 | 66487.1609 | 570.4925 | 1077.0807 | 131.6877 | 230.0177 | 0 | 12834.0427 | 143.5244 | 0 | 61378.0677 | 85.5% | 14.5% | 2176.6452 | 283.1057 | 189.3302 | 9.2767 | 120.5077 | 121.8877 | 200.6153 | 40.2512 | 3682.8358 | 2742.7553 | 55115.8736 | 61541.4647 | 211867.4383 | 275352.279 | 10.31% | 307006.0281
BUREAU #1571 | TERTIAIRE | BUREAUX | 742.0214 | 2019 | 0 | 0 | 0 | 0 | 0 | 388.7674 | 7992.2623 | 7539.2779 | 1 | 4697.5519 | 5006.2999 | 1 | 0 | 0 | 0 | 0 | 0 | 0 | 3660.6219 | 165.6755 | 27386.7829 | 221.6983 | 418.9618 | 41.2981 | 88.6928 | 0 | 4805.394 | 50.966 | 0 | 24184.2694 | 69.41% | 30.59% | 622.0373 | 98.3907 | 57.0153 | 2.93 | 34.3636 | 29.1275 | 79.3755 | 20.8001 | 1027.5764 | 1396.9563 | 22706.3655 | 25130.8982 | 80591.4245 | 106516.9161 | 12.58% | 121849.8594
BUREAU #1572 | TERTIAIRE | BUREAUX | 2824.9079 | 2014 | 0 | 0 | 0 | 0 | 0 | 1765.3555 | 35114.63 | 17675.8753 | 4 | 14716.8944 | 14974.2825 | 4 | 0 | 0 | 0 | 0 | 0 | 0 | 13850.4807 | 725.9512 | 120163.6998 | 734.0385 | 1294.323 | 160.2355 | 357.3831 | 0 | 17091.4112 | 216.1844 | 0 | 94336.6231 | 78.27% | 21.73% | 2336.7932 | 436.5645 | 258.5871 | 14.5369 | 150.5779 | 132.1275 | 332.7407 | 75.7189 | 4297.067 | 3033.0806 | 69477.5638 | 76807.7114 | 324677.4745 | 405038.2629 | 7.448% | 437632.6219
BUREAU #1573 | TERTIAIRE | BUREAUX | 1121.9516 | 2020 | 0 | 0 | 0 | 0 | 0 | 790.8031 | 14767.1907 | 9936.3967 | 1 | 9863.7314 | 5261.6544 | 1 | 0 | 0 | 0 | 0 | 0 | 0 | 4657.6659 | 243.1423 | 39683.2858 | 319.0892 | 684.4502 | 76.4659 | 183.4297 | 0 | 8512.9082 | 59.3242 | 0 | 39757.6673 | 70.48% | 29.52% | 941.6555 | 124.6529 | 91.0147 | 4.1782 | 59.7728 | 64.4586 | 95.8344 | 25.8928 | 1956.0866 | 2067.467 | 32733.6528 | 36757.2064 | 130038.2553 | 167900.1629 | 4.958% | 176658.3874
BUREAU #1574 | TERTIAIRE | BUREAUX | 956.7851 | 2018 | 0 | 0 | 0 | 0 | 0 | 666.8042 | 10778.9649 | 7502.4146 | 1 | 7800.7222 | 6028.9268 | 1 | 0 | 0 | 0 | 0 | 0 | 0 | 4690.193 | 283.1351 | 36564.7552 | 217.2649 | 375.9836 | 49.1955 | 151.8141 | 0 | 8264.8597 | 50.7009 | 0 | 24801.6237 | 63.57% | 36.43% | 949.6615 | 171.2246 | 84.4238 | 3.9186 | 41.6601 | 48.8906 | 79.6894 | 28.2344 | 1125.6467 | 1385.3898 | 20237.5848 | 22748.6213 | 102735.7748 | 126873.0483 | 1.264% | 128496.6978
BUREAU #1575 | TERTIAIRE | BUREAUX | 2685.8111 | 2022 | 0 | 0 | 0 | 0 | 0 | 1664.1901 | 46762.9432 | 28520.9752 | 3 | 17797.3499 | 13474.37 | 3 | 0 | 0 | 0 | 0 | 0 | 0 | 16533.9502 | 570.039 | 90897.7058 | 523.3167 | 1269.4113 | 175.6237 | 296.4733 | 0 | 25088.3663 | 136.1934 | 0 | 92916.4161 | 92.03% | 7.969% | 2279.673 | 444.7999 | 224.9967 | 12.6676 | 157.9438 | 109.5476 | 223.3042 | 56.5496 | 5411.5746 | 3960.4251 | 73830.586 | 83202.5857 | 321299.9708 | 408200.1962 | 3.953% | 425000.8907
BUREAU #1576 | TERTIAIRE | BUREAUX | 1696.0216 | 2008 | 0 | 0 | 0 | 0 | 0 | 972.3828 | 14615.8735 | 11468.4479 | 2 | 10404.3307 | 8891.1242 | 2 | 0 | 0 | 0 | 0 | 0 | 0 | 7585.0642 | 451.1964 | 57250.4828 | 535.6998 | 706.9848 | 97.4041 | 266.4959 | 0 | 13434.2181 | 118.2752 | 0 | 40103.2808 | 72.81% | 27.19% | 1282.4662 | 224.7299 | 156.1486 | 7.4262 | 85.7671 | 79.0258 | 200.3977 | 38.7672 | 2120.1473 | 2044.0948 | 40247.9887 | 44412.2308 | 158791.0237 | 205195.9409 | 3.791% | 213281.4448
BUREAU #1577 | TERTIAIRE | BUREAUX | 2518.2189 | 2021 | 0 | 0 | 0 | 0 | 0 | 1907.7354 | 37080.7242 | 21122.104 | 2 | 18658.3451 | 11403.0129 | 2 | 0 | 0 | 0 | 0 | 0 | 0 | 13628.7122 | 488.0329 | 119160.3638 | 756.9453 | 1552.1783 | 127.8015 | 291.7754 | 0 | 20330.4692 | 134.1487 | 0 | 84277.0142 | 75% | 25% | 2524.9545 | 351.9681 | 248.6109 | 13.1604 | 115.2552 | 147.5142 | 225.1961 | 73.2506 | 3941.0143 | 3904.3243 | 54628.9492 | 62474.2878 | 322689.0773 | 388045.4149 | 10.32% | 432679.4919
BUREAU #1578 | TERTIAIRE | BUREAUX | 1168.7274 | 2011 | 0 | 0 | 0 | 0 | 0 | 620.054 | 10060.1145 | 8501.6483 | 1 | 8270.4596 | 4421.7263 | 1 | 0 | 0 | 0 | 0 | 0 | 0 | 5610.5695 | 307.5141 | 37903.8844 | 256.5545 | 597.3913 | 54.2 | 178.1943 | 0 | 7462.4934 | 84.44 | 0 | 34715.8866 | 78.51% | 21.49% | 868.5146 | 171.0142 | 95.1314 | 4.9365 | 71.5938 | 49.3478 | 131.2857 | 25.5007 | 1537.2625 | 1887.8538 | 26808.6037 | 30233.72 | 115587.4422 | 147238.4708 | 12.37% | 168027.651
BUREAU #1579 | TERTIAIRE | BUREAUX | 742.9577 | 2012 | 0 | 0 | 0 | 0 | 0 | 460.432 | 8641.388 | 5607.3327 | 1 | 4710.8025 | 3579.395 | 1 | 0 | 0 | 0 | 0 | 0 | 0 | 3958.5972 | 205.833 | 27139.998 | 213.9105 | 406.393 | 34.5158 | 78.4636 | 0 | 4836.6296 | 41.2642 | 0 | 21741.4949 | 91.08% | 8.919% | 657.4129 | 116.5627 | 79.3216 | 2.913 | 27.5221 | 35.1495 | 60.6311 | 19.1038 | 988.9969 | 1040.4398 | 23716.1115 | 25745.5482 | 78659.0587 | 105392.8242 | 5.128% | 111089.9731
BUREAU #1580 | TERTIAIRE | BUREAUX | 744.6485 | 2009 | 0 | 0 | 0 | 0 | 0 | 320.1141 | 6042.3964 | 5172.1032 | 1 | 3807.2187 | 2682.8287 | 1 | 0 | 0 | 0 | 0 | 0 | 0 | 2608.7264 | 197.549 | 26570.8225 | 172.3977 | 308.3343 | 47.8974 | 96.168 | 0 | 5563.8194 | 43.2895 | 0 | 16793.4517 | 82.68% | 17.32% | 535.6065 | 106.3209 | 66.5475 | 2.9556 | 33.1931 | 27.8797 | 77.9838 | 17.2672 | 899.3717 | 756.6144 | 14920.3651 | 16576.3512 | 67726.2032 | 85132.8308 | 8.947% | 93497.8261
BUREAU #1581 | TERTIAIRE | BUREAUX | 2528.684 | 2009 | 0 | 0 | 0 | 0 | 0 | 1312.8081 | 25397.8154 | 20144.351 | 3 | 14703.7674 | 13500.1394 | 2 | 0 | 0 | 0 | 0 | 0 | 0 | 8865.9068 | 620.8508 | 70936.4266 | 545.4191 | 1228.8369 | 131.5736 | 326.8603 | 0 | 19276.3795 | 189.0975 | 0 | 69749.9218 | 72.51% | 27.49% | 2517.8414 | 333.2543 | 176.0668 | 13.146 | 127.073 | 150.0863 | 310.7655 | 67.7316 | 3068.4707 | 3778.8406 | 57040.4699 | 63887.7812 | 232365.7764 | 299235.1233 | 7.103% | 322116.2189
BUREAU #1582 | TERTIAIRE | BUREAUX | 398.7157 | 2008 | 0 | 0 | 0 | 0 | 0 | 175.0837 | 4653.314 | 2510.4162 | 0 | 2093.5084 | 1418.4775 | 0 | 0 | 0 | 0 | 0 | 0 | 0 | 1273.4623 | 85.1609 | 11659.9926 | 118.07 | 138.0404 | 27.6327 | 57.8658 | 0 | 2206.5028 | 25.0683 | 0 | 10271.767 | 63.5% | 36.5% | 307.7337 | 66.1329 | 29.2754 | 1.7403 | 16.2144 | 19.1542 | 44.8399 | 8.0119 | 519.6799 | 566.6717 | 10109.9291 | 11196.2807 | 35619.9444 | 47181.9588 | 4.43% | 49368.8217
BUREAU #1583 | TERTIAIRE | BUREAUX | 649.3929 | 2016 | 0 | 0 | 0 | 0 | 0 | 359.0979 | 6448.1807 | 6465.6158 | 1 | 4894.4561 | 2696.1067 | 1 | 0 | 0 | 0 | 0 | 0 | 0 | 3138.3772 | 132.4967 | 18252.4236 | 203.0413 | 376.3963 | 28.5644 | 91.412 | 0 | 6201.1922 | 30.6952 | 0 | 22710.4942 | 77.09% | 22.91% | 477.6125 | 77.0984 | 71.0506 | 3.1475 | 26.2489 | 35.0263 | 69.9032 | 16.5734 | 794.8247 | 1169.724 | 14036.0786 | 16000.6273 | 68309.7555 | 85022.1258 | 10.63% | 95133.5851
BUREAU #1584 | TERTIAIRE | BUREAUX | 331.3443 | 2007 | 0 | 0 | 0 | 0 | 0 | 183.8602 | 3835.1969 | 1727.0398 | 0 | 1498.4433 | 1395.1331 | 0 | 0 | 0 | 0 | 0 | 0 | 0 | 1146.1794 | 86.3949 | 9028.8624 | 78.6892 | 135.6408 | 23.044 | 53.0974 | 0 | 1623.7866 | 17.4739 | 0 | 6775.2409 | 84.22% | 15.78% | 341.3877 | 48.8041 | 36.1945 | 1.6767 | 15.8714 | 13.8075 | 27.2512 | 8.807 | 306.1812 | 360.2849 | 9339.2486 | 10005.7147 | 26395.3233 | 36645.7645 | 5.252% | 38677.187
BUREAU #1585 | TERTIAIRE | BUREAUX | 1481.9246 | 2022 | 0 | 0 | 0 | 0 | 0 | 963.2291 | 21548.7274 | 11821.6363 | 2 | 11943.4689 | 9213.615 | 2 | 0 | 0 | 0 | 0 | 0 | 0 | 8246.8486 | 279.2982 | 65953.0543 | 444.9396 | 1020.0067 | 100.6934 | 186.9881 | 0 | 15339.834 | 100.384 | 0 | 44105.2276 | 83.24% | 16.76% | 1557.2229 | 198.1524 | 127.7298 | 8.2394 | 70.9284 | 75.696 | 123.8249 | 30.2919 | 2529.0452 | 2225.6849 | 41832.9275 | 46587.6576 | 184891.2065 | 233690.6006 | 9.52% | 258278.7082
BUREAU #1586 | TERTIAIRE | BUREAUX | 2939.0768 | 2009 | 0 | 0 | 0 | 0 | 0 | 1564.8988 | 30194.7603 | 19429.6837 | 3 | 13384.4815 | 10162.8825 | 3 | 0 | 0 | 0 | 0 | 0 | 0 | 14277.6806 | 685.3084 | 102003.0196 | 650.1006 | 1244.7784 | 158.0407 | 491.5153 | 0 | 21665.2833 | 166.5557 | 0 | 73776.7887 | 76.08% | 23.92% | 2088.2451 | 475.6862 | 304.7009 | 16.8973 | 136.537 | 124.483 | 276.6205 | 88.8555 | 4326.5617 | 4387.1222 | 64420.9318 | 73134.6157 | 283703.343 | 360206.2434 | 4.147% | 375790.797
BUREAU #1587 | TERTIAIRE | BUREAUX | 1418.6705 | 2020 | 0 | 0 | 0 | 0 | 0 | 993.4438 | 16163.5364 | 14889.1736 | 2 | 10144.8436 | 8615.2202 | 2 | 0 | 0 | 0 | 0 | 0 | 0 | 7218.4023 | 418.2956 | 54856.4892 | 360.9875 | 866.7509 | 68.1752 | 176.6696 | 0 | 9455.0059 | 85.9555 | 0 | 35386.3209 | 82.74% | 17.26% | 975.0341 | 243.0184 | 145.8512 | 5.7013 | 60.9405 | 67.1234 | 168.3056 | 32.5385 | 2354.5132 | 2270.5665 | 39999.8086 | 44624.8883 | 148507.6976 | 194858.6157 | 3.425% | 201770.2537
BUREAU #1588 | TERTIAIRE | BUREAUX | 431.1745 | 2020 | 0 | 0 | 0 | 0 | 0 | 302.7035 | 6886.0924 | 3669.1488 | 1 | 2880.7446 | 3024.1832 | 1 | 0 | 0 | 0 | 0 | 0 | 0 | 2733.9435 | 120.8886 | 20709.8969 | 129.1009 | 208.9841 | 22.3335 | 58.1109 | 0 | 3914.5623 | 33.7585 | 0 | 14389.194 | 71.88% | 28.12% | 394.6546 | 75.8939 | 29.0529 | 1.6165 | 26.0749 | 23.0736 | 38.5805 | 8.0289 | 658.9843 | 558.4567 | 9445.9107 | 10663.3517 | 56417.9544 | 67569.129 | 4.479% | 70737.371
BUREAU #1589 | TERTIAIRE | BUREAUX | 1047.2444 | 2014 | 0 | 0 | 0 | 0 | 0 | 460.042 | 15569.1344 | 9352.6521 | 2 | 5232.5264 | 4999.8436 | 1 | 0 | 0 | 0 | 0 | 0 | 0 | 4109.6215 | 231.5444 | 42101.656 | 302.9863 | 498.1321 | 71.3487 | 145.7177 | 0 | 8519.7539 | 50.3362 | 0 | 27542.3458 | 75.19% | 24.81% | 879.4449 | 191.6364 | 89.0889 | 4.2019 | 54.5501 | 43.4675 | 91.7442 | 22.9741 | 1238.2089 | 1512.9461 | 23099.9327 | 25851.0877 | 113117.9709 | 139916.0923 | 8.333% | 152635.4084
BUREAU #1590 | TERTIAIRE | BUREAUX | 2306.0732 | 2009 | 0 | 0 | 0 | 0 | 0 | 1234.3039 | 26397.597 | 14599.4539 | 2 | 11873.2408 | 9497.9346 | 3 | 0 | 0 | 0 | 0 | 0 | 0 | 9583.1471 | 611.4722 | 57854.2299 | 591.0052 | 781.2118 | 123.4226 | 281.5197 | 0 | 13636.8548 | 155.0619 | 0 | 68674.4888 | 73.47% | 26.53% | 2089.7211 | 375.598 | 210.1651 | 12.0203 | 118.323 | 114.9169 | 228.6671 | 67.616 | 3182.1958 | 2554.7486 | 58834.9432 | 64571.8876 | 208052.3816 | 274997.3761 | 7.506% | 297315.3106
BUREAU #1591 | TERTIAIRE | BUREAUX | 426.4809 | 2012 | 0 | 0 | 0 | 0 | 0 | 266.3042 | 4931.5384 | 2572.8521 | 0 | 2588.7899 | 2209.2327 | 1 | 0 | 0 | 0 | 0 | 0 | 0 | 1732.136 | 97.7847 | 13820.7753 | 120.582 | 150.8782 | 23.5042 | 44.7981 | 0 | 2650.5509 | 23.7555 | 0 | 13390.0817 | 82.46% | 17.54% | 408.2151 | 66.7745 | 31.7666 | 1.8819 | 19.1048 | 21.7388 | 48.989 | 11.6687 | 530.3546 | 436.4987 | 9832.7033 | 10799.5566 | 43058.4815 | 54368.2078 | 5.325% | 57425.8804
BUREAU #1592 | TERTIAIRE | BUREAUX | 1870.191 | 2010 | 0 | 0 | 0 | 0 | 0 | 709.0262 | 19330.0384 | 12405.3591 | 3 | 11919.2963 | 9031.5891 | 3 | 0 | 0 | 0 | 0 | 0 | 0 | 6071.3248 | 439.3959 | 50419.4997 | 511.8756 | 826.4319 | 84.7225 | 273.4762 | 0 | 11522.4275 | 103.4658 | 0 | 53829.7579 | 78.27% | 21.73% | 1962.3613 | 258.1719 | 170.2685 | 9.3519 | 95.0114 | 105.5326 | 164.2336 | 43.8857 | 2371.1709 | 1815.1621 | 40628.8064 | 44815.1394 | 169287.6175 | 216514.9237 | 7.492% | 234051.0204
BUREAU #1593 | TERTIAIRE | BUREAUX | 327.9772 | 2008 | 0 | 0 | 0 | 0 | 0 | 128.0722 | 3559.4321 | 2024.4351 | 0 | 1729.1149 | 1571.7536 | 0 | 0 | 0 | 0 | 0 | 0 | 0 | 1214.6352 | 65.4638 | 8576.0944 | 69.4929 | 144.8744 | 21.4446 | 43.2706 | 0 | 2270.7447 | 16.249 | 0 | 8672.4662 | 58.65% | 41.35% | 350.2427 | 37.5677 | 25.0889 | 1.9779 | 15.8407 | 17.321 | 35.6626 | 6.3773 | 341.2008 | 462.8554 | 7391.7032 | 8195.7594 | 28795.7571 | 37316.5569 | 9.581% | 41270.6529
BUREAU #1594 | TERTIAIRE | BUREAUX | 1407.2837 | 2008 | 0 | 0 | 0 | 0 | 0 | 677.7835 | 17860.6025 | 7690.5108 | 2 | 8534.9567 | 6340.3265 | 2 | 0 | 0 | 0 | 0 | 0 | 0 | 4536.2713 | 370.4075 | 52710.8284 | 330.3932 | 725.64 | 63.5225 | 203.1114 | 0 | 8015.1157 | 75.6251 | 0 | 36722.8767 | 70.26% | 29.74% | 1369.6967 | 203.5009 | 140.2048 | 5.2005 | 62.5911 | 54.9841 | 155.3818 | 39.2239 | 1630.6642 | 1576.0606 | 28298.9119 | 31505.6367 | 141274.3733 | 174336.2326 | 6.694% | 186843.838
BUREAU #1595 | TERTIAIRE | BUREAUX | 1881.8211 | 2016 | 0 | 0 | 0 | 0 | 0 | 909.8505 | 20098.5026 | 17184.0155 | 2 | 15663.7138 | 8770.4941 | 3 | 0 | 0 | 0 | 0 | 0 | 0 | 7299.0974 | 507.4424 | 69069.782 | 416.702 | 959.8233 | 113.28 | 232.2552 | 0 | 14944.1658 | 109.8823 | 0 | 45145.917 | 73.7% | 26.3% | 1738.9495 | 218.7167 | 140.9412 | 7.4772 | 84.781 | 81.7598 | 203.3016 | 51.7778 | 2502.8279 | 2419.8594 | 48077.355 | 53000.0423 | 190786.6665 | 246474.7563 | 6.879% | 264680.9036
BUREAU #1596 | TERTIAIRE | BUREAUX | 1504.3811 | 2020 | 0 | 0 | 0 | 0 | 0 | 1011.6333 | 22226.5195 | 15775.7755 | 2 | 8676.8415 | 7990.5884 | 2 | 0 | 0 | 0 | 0 | 0 | 0 | 7766.5083 | 343.0933 | 47333.611 | 452.1854 | 897.8759 | 76.2571 | 254.0301 | 0 | 12197.6523 | 117.2761 | 0 | 39272.2322 | 87.94% | 12.06% | 1295.1809 | 266.5529 | 125.9154 | 6.339 | 88.261 | 72.5161 | 118.9047 | 31.8881 | 2432.6487 | 2672.2998 | 45706.1908 | 50811.1393 | 153688.7932 | 206382.3891 | 4.167% | 215355.4773
BUREAU #1597 | TERTIAIRE | BUREAUX | 2755.4996 | 2018 | 0 | 0 | 0 | 0 | 0 | 1411.6089 | 44136.5917 | 25006.5405 | 3 | 18461.314 | 14564.0138 | 3 | 0 | 0 | 0 | 0 | 0 | 0 | 15588.0688 | 702.2081 | 79711.0487 | 682.3494 | 1662.9935 | 184.4947 | 320.956 | 0 | 19412.3532 | 196.2563 | 0 | 99163.2112 | 67% | 33% | 2997.1896 | 472.1355 | 228.5186 | 15.7146 | 114.1137 | 102.2634 | 322.112 | 82.8892 | 3280.0074 | 4810.0037 | 87229.8833 | 95319.8944 | 306110.6829 | 405327.36 | 6.494% | 433475.7372
BUREAU #1598 | TERTIAIRE | BUREAUX | 475.5474 | 2018 | 0 | 0 | 0 | 0 | 0 | 301.0557 | 6658.7086 | 3965.7139 | 1 | 2925.0636 | 2007.1681 | 1 | 0 | 0 | 0 | 0 | 0 | 0 | 2252.4919 | 120.9448 | 19954.5128 | 131.5609 | 269.5407 | 30.6378 | 78.5653 | 0 | 3540.57 | 23.3971 | 0 | 12011.1675 | 87.97% | 12.03% | 420.1343 | 86.7897 | 46.3243 | 2.3639 | 19.8277 | 27.607 | 51.0389 | 14.5508 | 785.039 | 750.523 | 14077.8108 | 15613.3727 | 52398.3073 | 68466.157 | 11.64% | 77483.8836
BUREAU #1599 | TERTIAIRE | BUREAUX | 1745.6837 | 2015 | 0 | 0 | 0 | 0 | 0 | 1103.097 | 21303.8839 | 11263.0899 | 3 | 13214.3041 | 10507.4191 | 3 | 0 | 0 | 0 | 0 | 0 | 0 | 8801.2959 | 443.5412 | 70813.1547 | 407.0385 | 683.6495 | 79.3372 | 240.8745 | 0 | 14982.8393 | 86.7918 | 0 | 41519.1757 | 89.52% | 10.48% | 1922.6911 | 309.9316 | 168.8562 | 9.233 | 76.7027 | 93.6807 | 198.2798 | 51.5952 | 2020.7772 | 2982.4238 | 56812.4942 | 61815.6953 | 187978.0424 | 251395.8436 | 5.575% | 266237.9823
BUREAU #1600 | TERTIAIRE | BUREAUX | 2150.6676 | 2017 | 0 | 0 | 0 | 0 | 0 | 1153.3988 | 27396.8202 | 21234.4663 | 3 | 14943.9543 | 10459.2504 | 2 | 0 | 0 | 0 | 0 | 0 | 0 | 10854.1494 | 494.7336 | 85921.9947 | 575.6212 | 1248.8321 | 139.6981 | 348.0111 | 0 | 19761.3652 | 149.2732 | 0 | 49839.7625 | 77.25% | 22.75% | 2221.4089 | 271.6504 | 155.0926 | 11.9197 | 102.5187 | 95.6985 | 208.0802 | 63.4258 | 3692.9839 | 3908.7032 | 42953.8151 | 50555.5022 | 231840.2358 | 284473.9981 | 10.25% | 316970.8209
BUREAU #1601 | TERTIAIRE | BUREAUX | 495.1558 | 2016 | 0 | 0 | 0 | 0 | 0 | 339.5066 | 7508.8905 | 3703.7084 | 1 | 3563.5432 | 2486.6326 | 1 | 0 | 0 | 0 | 0 | 0 | 0 | 2958.2351 | 91.4851 | 18304.32 | 151.6966 | 213.9039 | 24.1786 | 85.0481 | 0 | 4225.6963 | 28.3587 | 0 | 12011.4863 | 89.82% | 10.18% | 508.9474 | 76.34 | 44.1782 | 2.5385 | 19.7653 | 20.7515 | 48.8129 | 12.3497 | 720.7784 | 617.5318 | 10614.6058 | 11952.916 | 53668.6531 | 66270.6799 | 8.452% | 72388.8719
BUREAU #1602 | TERTIAIRE | BUREAUX | 1530.5412 | 2007 | 0 | 0 | 0 | 0 | 0 | 540.5477 | 18231.3842 | 11087.6851 | 2 | 9829.6794 | 5645.0953 | 2 | 0 | 0 | 0 | 0 | 0 | 0 | 7141.0106 | 466.5393 | 36968.812 | 311.7642 | 535.2621 | 97.0016 | 197.9707 | 0 | 10894.4735 | 93.706 | 0 | 45739.2421 | 67.43% | 32.57% | 1426.3285 | 175.3604 | 124.7195 | 7.3006 | 78.1191 | 61.2836 | 125.702 | 45.3826 | 1710.6622 | 1411.7265 | 42709.3372 | 45831.7259 | 140997.1108 | 188108.9991 | 5.548% | 199157.7136
BUREAU #1603 | TERTIAIRE | BUREAUX | 1675.6502 | 2018 | 0 | 0 | 0 | 0 | 0 | 853.1182 | 21759.0266 | 16296.6835 | 2 | 14663.9009 | 8054.6691 | 2 | 0 | 0 | 0 | 0 | 0 | 0 | 9578.2054 | 490.4174 | 51348.4976 | 495.2067 | 919.4668 | 79.4873 | 275.0732 | 0 | 11297.25 | 129.5401 | 0 | 42413.2396 | 66.85% | 33.15% | 1740.0243 | 231.7693 | 182.0879 | 8.0649 | 86.0755 | 70.0079 | 138.0451 | 49.8711 | 2028.8165 | 2142.2646 | 50708.169 | 54879.2501 | 166601.024 | 223144.1298 | 3.221% | 230570.5799
BUREAU #1604 | TERTIAIRE | BUREAUX | 3563.6116 | 2008 | 0 | 0 | 0 | 0 | 0 | 1304.5088 | 28219.6727 | 19715.0966 | 5 | 17741.4838 | 13440.1539 | 3 | 0 | 0 | 0 | 0 | 0 | 0 | 15887.3787 | 1044.7003 | 109359.26 | 784.3246 | 1661.276 | 160.3046 | 574.6033 | 0 | 19220.3701 | 253.9987 | 0 | 85291.3558 | 60.84% | 39.16% | 3881.1859 | 640.587 | 373.3483 | 14.3265 | 146.0888 | 164.1944 | 323.3426 | 101.9878 | 3637.1135 | 3307.7443 | 99113.3965 | 106058.2543 | 304302.0357 | 414541.5888 | 4.2% | 432714.599
BUREAU #1605 | TERTIAIRE | BUREAUX | 3282.8588 | 2016 | 0 | 0 | 0 | 0 | 0 | 1886.5014 | 42847.3572 | 32023.5423 | 4 | 23163.7828 | 13667.5054 | 4 | 0 | 0 | 0 | 0 | 0 | 0 | 14553.7006 | 835.36 | 90149.3082 | 758.5497 | 1548.7406 | 218.5652 | 528.4064 | 0 | 27357.7946 | 255.1049 | 0 | 83823.9981 | 85.39% | 14.61% | 3356.8485 | 566.6183 | 244.401 | 17.8944 | 165.5779 | 178.3349 | 384.5655 | 77.0826 | 3704.7457 | 4336.1357 | 103490.1824 | 111531.0638 | 311323.2078 | 425980.4998 | 1.004% | 430299.4288
BUREAU #1606 | TERTIAIRE | BUREAUX | 1363.8755 | 2022 | 0 | 0 | 0 | 0 | 0 | 967.5774 | 22743.8817 | 13803.9288 | 2 | 11413.1425 | 9446.4237 | 2 | 0 | 0 | 0 | 0 | 0 | 0 | 8785.1595 | 321.3383 | 59339.3463 | 286.6239 | 610.7615 | 90.0026 | 169.9576 | 0 | 13464.2736 | 82.7713 | 0 | 47934.3761 | 86.05% | 13.95% | 1170.0023 | 227.0006 | 133.83 | 7.3361 | 65.1871 | 55.1234 | 116.6434 | 31.5453 | 1920.6416 | 2018.2757 | 32776.5833 | 36715.5006 | 179791.7985 | 218540.1474 | 1.647% | 222198.9709
BUREAU #1607 | TERTIAIRE | BUREAUX | 2342.9944 | 2016 | 0 | 0 | 0 | 0 | 0 | 1236.4226 | 26946.3146 | 20862.5006 | 4 | 15668.9782 | 11860.5765 | 2 | 0 | 0 | 0 | 0 | 0 | 0 | 11186.1204 | 675.1824 | 93283.468 | 454.0085 | 985.2577 | 117.3792 | 363.0976 | 0 | 13856.1538 | 169.1077 | 0 | 58518.3958 | 83.52% | 16.48% | 2168.0461 | 351.9447 | 157.3662 | 12.8909 | 117.7635 | 123.9076 | 196.4993 | 55.8259 | 2645.2839 | 2892.9045 | 61270.1024 | 66808.2908 | 241922.8113 | 311914.4801 | 12.15% | 355040.1282
BUREAU #1608 | TERTIAIRE | BUREAUX | 834.1857 | 2010 | 0 | 0 | 0 | 0 | 0 | 471.6237 | 9140.7767 | 5802.7597 | 1 | 4376.0043 | 4157.9678 | 1 | 0 | 0 | 0 | 0 | 0 | 0 | 4146.9701 | 232.2005 | 25825.9577 | 200.3665 | 353.2231 | 56.3802 | 102.3153 | 0 | 4916.8595 | 42.9946 | 0 | 20968.8017 | 86.57% | 13.43% | 747.9529 | 96.6949 | 87.0207 | 3.8159 | 40.9557 | 48.3818 | 86.2073 | 23.993 | 1023.2464 | 1320.5922 | 20252.5392 | 22596.3778 | 77265.635 | 100904.2764 | 9.045% | 110938.1886
BUREAU #1609 | TERTIAIRE | BUREAUX | 1161.3989 | 2019 | 0 | 0 | 0 | 0 | 0 | 541.6455 | 13245.7359 | 12556.6967 | 1 | 7563.9542 | 5697.0973 | 2 | 0 | 0 | 0 | 0 | 0 | 0 | 6675.354 | 275.6222 | 35716.6493 | 273.4854 | 573.2323 | 72.2965 | 157.3309 | 0 | 11068.4915 | 65.697 | 0 | 33783.2932 | 81.16% | 18.84% | 1193.8167 | 177.8903 | 126.9283 | 5.0828 | 48.9836 | 69.4229 | 114.9663 | 33.3109 | 1644.0936 | 1528.0156 | 32055.7835 | 35227.8927 | 119234.4682 | 155678.5321 | 12.59% | 178104.6117
BUREAU #1610 | TERTIAIRE | BUREAUX | 3462.2376 | 2016 | 0 | 0 | 0 | 0 | 0 | 2280.2448 | 35422.272 | 25369.4752 | 4 | 23385.1228 | 15788.8628 | 5 | 0 | 0 | 0 | 0 | 0 | 0 | 18664.8739 | 646.1955 | 138850.9461 | 1100.3164 | 1948.2253 | 163.3054 | 574.1053 | 0 | 29627.0624 | 196.9776 | 0 | 97997.0735 | 62.52% | 37.48% | 3187.5661 | 622.4927 | 270.189 | 20.3439 | 163.0106 | 182.9911 | 380.0176 | 84.2791 | 4769.3673 | 4318.9071 | 85305.7426 | 94394.017 | 380487.9922 | 479987.4303 | 7.062% | 516462.4231
BUREAU #1611 | TERTIAIRE | BUREAUX | 3156.2794 | 2015 | 0 | 0 | 0 | 0 | 0 | 1987.4965 | 35785.9501 | 29219.5273 | 5 | 23023.94 | 13607.3159 | 5 | 0 | 0 | 0 | 0 | 0 | 0 | 13075.4085 | 767.5013 | 106154.5543 | 897.9055 | 1506.478 | 215.2511 | 373.9246 | 0 | 25672.9097 | 184.8369 | 0 | 90481.0751 | 90.34% | 9.664% | 3079.922 | 367.9513 | 256.6796 | 15.0508 | 156.8121 | 127.0061 | 324.7932 | 80.5739 | 5622.639 | 5458.9467 | 86884.0546 | 97965.6403 | 328262.4053 | 430089.51 | 10.21% | 478973.3559
BUREAU #1612 | TERTIAIRE | BUREAUX | 1673.8577 | 2021 | 0 | 0 | 0 | 0 | 0 | 1073.3235 | 20762.4989 | 16127.8022 | 2 | 13899.8446 | 7280.7528 | 2 | 0 | 0 | 0 | 0 | 0 | 0 | 10170.6687 | 452.5651 | 61352.015 | 396.6339 | 1087.6934 | 104.2718 | 286.4921 | 0 | 15527.1016 | 112.1552 | 0 | 53304.1924 | 90.61% | 9.392% | 1204.1485 | 303.5362 | 162.3334 | 7.5459 | 88.5286 | 92.637 | 172.1155 | 35.1378 | 3259.1912 | 3136.3511 | 53439.2767 | 59834.8191 | 195605.719 | 258158.8185 | 7.077% | 277820.548
BUREAU #1613 | TERTIAIRE | BUREAUX | 3285.2118 | 2014 | 0 | 0 | 0 | 0 | 0 | 1662.4695 | 35310.9874 | 21129.8634 | 4 | 24625.1199 | 16559.2112 | 4 | 0 | 0 | 0 | 0 | 0 | 0 | 18419.6566 | 669.236 | 133875.7752 | 656.5808 | 1346.4734 | 143.4835 | 381.5612 | 0 | 21046.6333 | 223.552 | 0 | 115582.6797 | 68.34% | 31.66% | 3409.3028 | 555.0368 | 300.3093 | 20.2145 | 173.5955 | 147.2416 | 252.5021 | 64.1628 | 5562.5855 | 5440.6564 | 71783.1965 | 82786.4384 | 385632.3095 | 472814.5775 | 2.794% | 486406.0679
BUREAU #1614 | TERTIAIRE | BUREAUX | 958.2083 | 2014 | 0 | 0 | 0 | 0 | 0 | 408.6907 | 12060.7566 | 6493.9808 | 1 | 5669.3828 | 5805.0652 | 1 | 0 | 0 | 0 | 0 | 0 | 0 | 3818.4294 | 280.4075 | 34742.5467 | 284.161 | 489.2323 | 68.8127 | 130.7328 | 0 | 7751.4218 | 74.7618 | 0 | 20386.8397 | 82.24% | 17.76% | 1006.5208 | 160.6336 | 104.92 | 4.2001 | 51.8167 | 53.1376 | 74.7502 | 27.8541 | 1332.8738 | 1145.9883 | 27122.9414 | 29601.8035 | 93081.5774 | 123526.3401 | 10.16% | 137502.4564
BUREAU #1615 | TERTIAIRE | BUREAUX | 1491.2436 | 2015 | 0 | 0 | 0 | 0 | 0 | 738.4543 | 20637.6609 | 10947.6321 | 2 | 8753.6035 | 5972.915 | 2 | 0 | 0 | 0 | 0 | 0 | 0 | 8592.9317 | 356.0547 | 59717.0126 | 470.3586 | 615.3737 | 95.6455 | 178.0298 | 0 | 12277.5862 | 104.1733 | 0 | 43015.8386 | 86.05% | 13.95% | 1658.0396 | 272.9819 | 129.8445 | 7.4109 | 79.2174 | 86.4459 | 168.5769 | 34.8631 | 2475.423 | 2036.8828 | 30686.244 | 35198.5498 | 168601.23 | 205511.6125 | 4.748% | 215755.8521
BUREAU #1616 | TERTIAIRE | BUREAUX | 2191.6681 | 2011 | 0 | 0 | 0 | 0 | 0 | 1073.7673 | 21114.9317 | 12172.4215 | 3 | 11157.4821 | 11726.5458 | 3 | 0 | 0 | 0 | 0 | 0 | 0 | 7250.6074 | 424.447 | 86164.4921 | 618.4499 | 1171.368 | 151.2775 | 229.8671 | 0 | 13971.4876 | 129.8242 | 0 | 54548.7801 | 77.75% | 22.25% | 1576.4131 | 288.2911 | 226.8988 | 9.2074 | 101.3151 | 83.0396 | 190.1269 | 62.2709 | 2490.4835 | 2917.0363 | 68052.229 | 73459.7489 | 214258.4601 | 289913.4491 | 8.648% | 317360.0609
BUREAU #1617 | TERTIAIRE | BUREAUX | 3028.1233 | 2013 | 0 | 0 | 0 | 0 | 0 | 1876.0008 | 43594.3792 | 18240.9931 | 4 | 21414.5141 | 12366.1888 | 3 | 0 | 0 | 0 | 0 | 0 | 0 | 11086.6696 | 875.3152 | 94445.9201 | 765.4967 | 1297.9325 | 211.0425 | 421.643 | 0 | 24527.7681 | 236.2482 | 0 | 77579.0966 | 59.32% | 40.68% | 2999.1887 | 480.9661 | 319.301 | 16.577 | 116.7808 | 116.6966 | 330.7942 | 90.5284 | 3892.8154 | 3440.7694 | 61163.7816 | 68497.3664 | 300464.9724 | 371963.5895 | 4.733% | 390445.2537
BUREAU #1618 | TERTIAIRE | BUREAUX | 3285.9273 | 2016 | 0 | 0 | 0 | 0 | 0 | 1498.3218 | 46147.977 | 32224.4542 | 4 | 21282.4109 | 16883.8324 | 5 | 0 | 0 | 0 | 0 | 0 | 0 | 12041.8449 | 837.4955 | 90227.1918 | 899.595 | 1443.3108 | 201.5875 | 347.7085 | 0 | 22964.8069 | 197.1549 | 0 | 108078.478 | 88.37% | 11.63% | 3669.1164 | 452.7145 | 342.152 | 17.4213 | 138.7641 | 124.7785 | 287.5113 | 76.2984 | 5685.2381 | 5874.7854 | 91558.6165 | 103118.64 | 334677.9977 | 441293.2223 | 10.04% | 490550.4094
BUREAU #1619 | TERTIAIRE | BUREAUX | 2048.3086 | 2009 | 0 | 0 | 0 | 0 | 0 | 922.5252 | 23392.1585 | 17001.8198 | 2 | 12233.7295 | 11058.3052 | 3 | 0 | 0 | 0 | 0 | 0 | 0 | 7358.2251 | 558.6672 | 66032.355 | 558.5762 | 900.3537 | 107.9592 | 230.943 | 0 | 14312.8502 | 121.7997 | 0 | 55252.7549 | 79.71% | 20.29% | 2180.604 | 228.9079 | 202.9891 | 12.1848 | 115.0138 | 77.179 | 229.4778 | 60.648 | 2769.6145 | 1973.5029 | 66555.3678 | 71298.4853 | 196678.3997 | 270141.5771 | 9.847% | 299649.056
BUREAU #1620 | TERTIAIRE | BUREAUX | 2929.7136 | 2019 | 0 | 0 | 0 | 0 | 0 | 1669.7153 | 37525.2705 | 28126.531 | 3 | 22944.946 | 18265.6842 | 4 | 0 | 0 | 0 | 0 | 0 | 0 | 18095.3682 | 855.7666 | 135701.6403 | 573.4534 | 1837.4583 | 128.0837 | 352.1807 | 0 | 23669.9364 | 180.4105 | 0 | 84813.7723 | 74.16% | 25.84% | 2769.6093 | 480.2104 | 318.154 | 10.9435 | 131.2687 | 117.3208 | 348.2966 | 66.5614 | 3535.591 | 5063.8516 | 59469.6259 | 68069.0685 | 355431.0357 | 427148.3028 | 3.846% | 444233.3839
BUREAU #1621 | TERTIAIRE | BUREAUX | 3430.0454 | 2016 | 0 | 0 | 0 | 0 | 0 | 1539.161 | 40738.4706 | 25977.128 | 4 | 26636.4023 | 14117.9682 | 5 | 0 | 0 | 0 | 0 | 0 | 0 | 19969.6419 | 776.0197 | 95741.7231 | 728.8572 | 2109.7066 | 201.2903 | 493.0812 | 0 | 23666.1807 | 252.02 | 0 | 82119.5967 | 84.07% | 15.93% | 3344.9966 | 431.8913 | 342.4142 | 17.4503 | 155.7935 | 199.5996 | 303.7431 | 91.0971 | 4294.9953 | 4769.7994 | 111873.9367 | 120938.7315 | 320587.3063 | 445261.6043 | 5.711% | 472233.016
BUREAU #1622 | TERTIAIRE | BUREAUX | 2031.4688 | 2022 | 0 | 0 | 0 | 0 | 0 | 1005.0922 | 25046.531 | 17352.953 | 3 | 16119.9814 | 10671.8683 | 2 | 0 | 0 | 0 | 0 | 0 | 0 | 11139.211 | 490.7207 | 75211.6678 | 646.4712 | 868.4188 | 145.3587 | 323.14 | 0 | 17631.0267 | 143.4177 | 0 | 74524.3623 | 76.44% | 23.56% | 2097.6938 | 359.027 | 218.9162 | 9.4774 | 95.8725 | 95.3677 | 241.7389 | 49.8796 | 3521.2453 | 2741.6683 | 62847.0715 | 69109.9852 | 241677.4877 | 313147.3038 | 4.461% | 327770.2439
BUREAU #1623 | TERTIAIRE | BUREAUX | 982.8258 | 2014 | 0 | 0 | 0 | 0 | 0 | 635.4303 | 11223.1358 | 9233.5581 | 1 | 7296.5212 | 5993.4158 | 1 | 0 | 0 | 0 | 0 | 0 | 0 | 5258.1807 | 278.3274 | 40851.8724 | 258.7382 | 502.0316 | 50.1972 | 119.7893 | 0 | 5728.5283 | 70.8559 | 0 | 24077.6478 | 83.1% | 16.9% | 933.9612 | 159.5133 | 92.0993 | 4.9716 | 37.5607 | 47.6154 | 85.8963 | 20.0918 | 1185.4025 | 1115.791 | 22399.5886 | 24700.7821 | 103791.4589 | 129466.7078 | 5.846% | 137505.3585
BUREAU #1624 | TERTIAIRE | BUREAUX | 2692.6311 | 2018 | 0 | 0 | 0 | 0 | 0 | 1369.4724 | 30743.0319 | 24904.8995 | 3 | 21793.1321 | 17858.5251 | 4 | 0 | 0 | 0 | 0 | 0 | 0 | 12316.3539 | 618.3028 | 109593.0197 | 646.0616 | 1327.8716 | 120.0712 | 441.9209 | 0 | 18949.358 | 186.0138 | 0 | 70205.5558 | 72.45% | 27.55% | 2228.5732 | 472.6791 | 209.0964 | 15.9335 | 101.2845 | 138.3007 | 283.3804 | 60.0928 | 4396.5073 | 3647.9389 | 61229.2776 | 69273.7237 | 292423.9952 | 365854.5205 | 12.55% | 418380.4526
BUREAU #1625 | TERTIAIRE | BUREAUX | 2329.8549 | 2015 | 0 | 0 | 0 | 0 | 0 | 1262.9562 | 21692.1916 | 15583.3209 | 3 | 15850.2725 | 9811.4437 | 2 | 0 | 0 | 0 | 0 | 0 | 0 | 11902.402 | 583.3247 | 77908.5148 | 514.6875 | 999.9417 | 127.8825 | 244.3257 | 0 | 17668.7896 | 159.7537 | 0 | 51985.9093 | 69.51% | 30.49% | 2081.6948 | 419.5972 | 238.7447 | 9.6523 | 107.74 | 120.3245 | 250.4857 | 71.1253 | 3806.3739 | 3197.8112 | 74702.991 | 81707.1761 | 219094.8488 | 303188.6227 | 4.247% | 316634.7571
BUREAU #1626 | TERTIAIRE | BUREAUX | 435.8641 | 2015 | 0 | 0 | 0 | 0 | 0 | 214.6783 | 6519.6187 | 2861.9202 | 1 | 3464.0012 | 2556.8557 | 0 | 0 | 0 | 0 | 0 | 0 | 0 | 2193.4878 | 81.7126 | 17745.2946 | 103.6446 | 217.3928 | 21.5166 | 50.7487 | 0 | 3696.0331 | 29.097 | 0 | 11455.12 | 87.79% | 12.21% | 372.8015 | 52.7862 | 33.3584 | 2.391 | 25.9256 | 23.5697 | 35.2675 | 10.578 | 667.6412 | 733.4064 | 12238.1463 | 13639.1939 | 49794.5995 | 63950.5474 | 7.152% | 68876.8756
BUREAU #1627 | TERTIAIRE | BUREAUX | 1092.0922 | 2016 | 0 | 0 | 0 | 0 | 0 | 585.2489 | 10890.228 | 10519.0026 | 1 | 6776.8247 | 5832.6735 | 2 | 0 | 0 | 0 | 0 | 0 | 0 | 5563.6332 | 308.427 | 30697.6099 | 303.18 | 655.1409 | 67.3732 | 132.5886 | 0 | 7304.9643 | 67.3036 | 0 | 31842.6056 | 61.94% | 38.06% | 874.539 | 180.3402 | 79.3743 | 6.0683 | 63.1821 | 66.3325 | 91.2598 | 22.4679 | 1880.2394 | 1695.0946 | 25917.1817 | 29492.5158 | 103926.6832 | 134505.403 | 11.36% | 151742.1301
BUREAU #1628 | TERTIAIRE | BUREAUX | 631.2728 | 2009 | 0 | 0 | 0 | 0 | 0 | 243.4221 | 6746.9733 | 3339.9999 | 1 | 3325.0286 | 3084.0716 | 1 | 0 | 0 | 0 | 0 | 0 | 0 | 3071.7039 | 134.6281 | 22117.2653 | 188.3298 | 245.8655 | 37.4569 | 103.8364 | 0 | 4922.8839 | 44.8247 | 0 | 12608.0066 | 66.39% | 33.61% | 537.3403 | 116.171 | 51.4762 | 3.586 | 29.6057 | 30.9317 | 67.2265 | 18.2117 | 805.784 | 926.3037 | 19552.0018 | 21284.0895 | 58492.1275 | 80469.7682 | 4.261% | 84051.1022
BUREAU #1629 | TERTIAIRE | BUREAUX | 2939.0137 | 2006 | 0 | 0 | 0 | 0 | 0 | 1065.4477 | 32524.2001 | 18218.668 | 4 | 13878.6255 | 10236.4465 | 3 | 0 | 0 | 0 | 0 | 0 | 0 | 10126.5499 | 712.5541 | 72082.3358 | 883.1813 | 1232.4093 | 181.5171 | 307.2393 | 0 | 14314.3391 | 200.0863 | 0 | 76202.1296 | 78% | 22% | 2469.0097 | 384.7762 | 253.6684 | 13.121 | 167.4345 | 150.2783 | 242.8333 | 63.3807 | 2697.1609 | 2661.2731 | 65155.9143 | 70514.3483 | 241151.6506 | 314549.7667 | 12.9% | 361151.3593
BUREAU #1630 | TERTIAIRE | BUREAUX | 3007.856 | 2018 | 0 | 0 | 0 | 0 | 0 | 1601.7094 | 43048.6402 | 26816.369 | 3 | 26505.1676 | 18166.4853 | 3 | 0 | 0 | 0 | 0 | 0 | 0 | 18215.2705 | 856.1931 | 92785.4313 | 740.4223 | 1914.0282 | 200.3858 | 454.3393 | 0 | 28761.8111 | 175.9863 | 0 | 101460.3195 | 78.21% | 21.79% | 2833.7027 | 537.077 | 201.6678 | 15.6183 | 118.6421 | 144.7794 | 311.1363 | 68.0346 | 5212.4104 | 3924.5944 | 61568.3126 | 70705.3175 | 343661.697 | 418234.486 | 7.735% | 453297.9406
BUREAU #1631 | TERTIAIRE | BUREAUX | 2883.7053 | 2009 | 0 | 0 | 0 | 0 | 0 | 1086.0328 | 24665.1512 | 21312.3349 | 3 | 14151.4212 | 13716.048 | 3 | 0 | 0 | 0 | 0 | 0 | 0 | 12863.0758 | 852.4548 | 77024.1688 | 564.1149 | 1227.35 | 188.0114 | 404.0855 | 0 | 22290.8518 | 176.302 | 0 | 82747.546 | 64.55% | 35.45% | 2886.8919 | 327.6975 | 205.2511 | 15.0046 | 175.2045 | 114.5557 | 287.3567 | 77.9667 | 3516.6367 | 2877.2719 | 84085.7953 | 90479.7039 | 257308.7907 | 350394.9796 | 6.694% | 375534.7578
BUREAU #1632 | TERTIAIRE | BUREAUX | 2956.8666 | 2007 | 0 | 0 | 0 | 0 | 0 | 1027.4066 | 27956.3149 | 20404.3579 | 4 | 16453.6225 | 10135.7323 | 3 | 0 | 0 | 0 | 0 | 0 | 0 | 8935.9545 | 568.8032 | 76846.6291 | 812.3179 | 989.7338 | 163.0906 | 412.6961 | 0 | 15845.147 | 179.8311 | 0 | 67741.2843 | 72.47% | 27.53% | 2836.7131 | 464.5065 | 311.064 | 15.1926 | 165.8827 | 148.0807 | 356.4699 | 77.1184 | 3820.8973 | 4144.906 | 86931.5882 | 94897.3915 | 237561.226 | 334945.5081 | 0.9943% | 338309.2892
BUREAU #1633 | TERTIAIRE | BUREAUX | 3482.7279 | 2018 | 0 | 0 | 0 | 0 | 0 | 2226.5967 | 45754.5049 | 27018.1552 | 5 | 23930.5231 | 18545.1568 | 4 | 0 | 0 | 0 | 0 | 0 | 0 | 15956.4651 | 904.2082 | 136479.6552 | 768.6972 | 1975.0926 | 152.8694 | 584.0114 | 0 | 22381.4259 | 174.985 | 0 | 118467.2601 | 88.86% | 11.14% | 3110.459 | 447.5645 | 352.7545 | 14.2141 | 203.7712 | 192.9688 | 311.7645 | 101.6257 | 5131.2105 | 4907.6878 | 84806.9946 | 94845.8929 | 400733.2082 | 500019.3538 | 9.259% | 551038.2488
BUREAU #1634 | TERTIAIRE | BUREAUX | 3399.0879 | 2021 | 0 | 0 | 0 | 0 | 0 | 2349.6038 | 54106.6488 | 33866.6019 | 4 | 23531.3249 | 21375.5326 | 4 | 0 | 0 | 0 | 0 | 0 | 0 | 22456.6964 | 633.5407 | 134386.5885 | 702.1972 | 2339.5909 | 242.0328 | 392.5388 | 0 | 32835.657 | 241.2961 | 0 | 87301.5418 | 83.18% | 16.82% | 3778.0897 | 533.1773 | 281.6911 | 15.0605 | 140.9482 | 189.9232 | 385.3516 | 103.2258 | 4417.5133 | 5638.6753 | 110208.6103 | 120264.7989 | 393284.7183 | 518742.5511 | 4.969% | 545868.0597
BUREAU #1635 | TERTIAIRE | BUREAUX | 945.3223 | 2021 | 0 | 0 | 0 | 0 | 0 | 549.7615 | 11254.9207 | 8339.2663 | 1 | 7020.2122 | 5693.6416 | 1 | 0 | 0 | 0 | 0 | 0 | 0 | 4202.5843 | 217.4167 | 32695.8229 | 193.7398 | 526.2959 | 61.0985 | 151.3757 | 0 | 6153.3916 | 69.8453 | 0 | 31548.5746 | 70.38% | 29.62% | 977.7735 | 160.9833 | 80.0941 | 4.0304 | 55.971 | 53.3222 | 95.3716 | 25.4753 | 1666.1108 | 1646.1085 | 27747.8743 | 31060.0936 | 103456.5379 | 135782.8846 | 1.795% | 138264.8689
BUREAU #1636 | TERTIAIRE | BUREAUX | 3018.2341 | 2017 | 0 | 0 | 0 | 0 | 0 | 2022.047 | 29300.6115 | 31317.571 | 5 | 17143.5741 | 14543.0434 | 4 | 0 | 0 | 0 | 0 | 0 | 0 | 18024.71 | 834.1282 | 103838.0244 | 692.9452 | 1926.3974 | 201.2107 | 387.6608 | 0 | 19184.8818 | 144.1407 | 0 | 73945.2344 | 81.69% | 18.31% | 2622.4211 | 541.6826 | 251.1993 | 15.4379 | 153.7469 | 176.6746 | 370.5685 | 84.2048 | 4461.0693 | 4578.6582 | 92569.7372 | 101609.4646 | 291784.0307 | 396857.8403 | 6.194% | 423061.7155
BUREAU #1637 | TERTIAIRE | BUREAUX | 2548.4738 | 2022 | 0 | 0 | 0 | 0 | 0 | 1453.1669 | 28752.9901 | 21622.9667 | 3 | 19314.6779 | 16053.7496 | 3 | 0 | 0 | 0 | 0 | 0 | 0 | 16155.27 | 572.1278 | 120247.304 | 632.6736 | 1673.915 | 178.1632 | 385.5958 | 0 | 16852.2897 | 140.9055 | 0 | 84193.1613 | 84.6% | 15.4% | 2486.8699 | 407.9775 | 246.8937 | 11.3957 | 152.3606 | 107.1541 | 198.3124 | 72.1375 | 4390.7945 | 4439.8046 | 79703.8811 | 88534.4803 | 316404.4963 | 408803.2181 | 11.62% | 462539.1652
BUREAU #1638 | TERTIAIRE | BUREAUX | 2575.3453 | 2016 | 0 | 0 | 0 | 0 | 0 | 1200.0965 | 39332.7525 | 17250.9334 | 4 | 18555.0988 | 14971.6107 | 4 | 0 | 0 | 0 | 0 | 0 | 0 | 14252.947 | 789.5189 | 87294.2419 | 606.2429 | 1511.3139 | 181.8582 | 287.5453 | 0 | 22560.0262 | 177.864 | 0 | 94205.4812 | 86.48% | 13.52% | 1939.2782 | 332.2281 | 175.1269 | 11.8287 | 97.1723 | 115.8945 | 288.209 | 49.0257 | 3990.1146 | 4591.5031 | 60202.3764 | 68783.9941 | 305902.8078 | 378529.2336 | 2.867% | 389703.4475
BUREAU #1639 | TERTIAIRE | BUREAUX | 2610.4523 | 2014 | 0 | 0 | 0 | 0 | 0 | 1630.5699 | 25503.5726 | 16278.1408 | 3 | 21289.0092 | 13184.0794 | 4 | 0 | 0 | 0 | 0 | 0 | 0 | 11060.7845 | 553.4996 | 83284.861 | 637.8686 | 1386.1939 | 151.0576 | 366.7427 | 0 | 16305.4024 | 194.5173 | 0 | 90137.1404 | 60.82% | 39.18% | 2465.5901 | 414.4032 | 246.0782 | 10.4999 | 150.6316 | 110.3509 | 221.5881 | 73.4703 | 2939.8649 | 4074.0346 | 81047.0834 | 88060.9829 | 272939.5268 | 363331.4828 | 1.711% | 369654.7781
BUREAU #1640 | TERTIAIRE | BUREAUX | 490.456 | 2018 | 0 | 0 | 0 | 0 | 0 | 281.5431 | 5466.8269 | 3344.0848 | 1 | 3295.0479 | 2128.2797 | 0 | 0 | 0 | 0 | 0 | 0 | 0 | 1918.7601 | 133.3832 | 21002.8944 | 137.5816 | 305.3572 | 32.5239 | 71.6871 | 0 | 4030.1427 | 25.8614 | 0 | 13096.8471 | 82.63% | 17.37% | 396.6769 | 65.7246 | 35.6878 | 2.8952 | 28.2076 | 19.9625 | 41.9536 | 14.999 | 922.7033 | 578.442 | 15344.778 | 16845.9232 | 54178.092 | 71723.6336 | 8.493% | 78380.4281
BUREAU #1641 | TERTIAIRE | BUREAUX | 807.5691 | 2014 | 0 | 0 | 0 | 0 | 0 | 333.5503 | 10426.8347 | 6383.5796 | 1 | 4033.9876 | 3149.6599 | 1 | 0 | 0 | 0 | 0 | 0 | 0 | 3351.6717 | 223.3551 | 22695.1966 | 213.9197 | 368.3563 | 48.7791 | 110.8699 | 0 | 6589.9223 | 60.089 | 0 | 27479.4332 | 82.72% | 17.28% | 872.8814 | 116.8959 | 63.6437 | 4.4949 | 44.2103 | 42.8571 | 71.2458 | 21.7804 | 1052.1403 | 1035.7759 | 26096.986 | 28184.9022 | 82363.077 | 111622.1359 | 2.211% | 114145.3769
BUREAU #1642 | TERTIAIRE | BUREAUX | 774.6607 | 2019 | 0 | 0 | 0 | 0 | 0 | 545.3462 | 11832.1231 | 7936.2996 | 1 | 6019.3754 | 3603.7826 | 1 | 0 | 0 | 0 | 0 | 0 | 0 | 4263.7208 | 176.1016 | 31151.7859 | 198.5087 | 463.2991 | 51.7571 | 128.2648 | 0 | 4929.0481 | 41.051 | 0 | 18327.3207 | 87.07% | 12.93% | 556.4625 | 118.7749 | 65.6124 | 4.5624 | 29.891 | 37.9486 | 84.7814 | 14.8368 | 1313.663 | 975.3447 | 23946.3016 | 26235.3093 | 85065.9793 | 112495.4798 | 9.923% | 124887.5233
BUREAU #1643 | TERTIAIRE | BUREAUX | 3036.2724 | 2007 | 0 | 0 | 0 | 0 | 0 | 1175.1636 | 24308.4018 | 24041.3954 | 5 | 14295.0123 | 10638.8188 | 4 | 0 | 0 | 0 | 0 | 0 | 0 | 9952.8857 | 912.1756 | 74766.6989 | 729.031 | 1105.246 | 209.9192 | 407.0726 | 0 | 22804.3621 | 169.4828 | 0 | 73279.0868 | 62.01% | 37.99% | 2220.21 | 476.1178 | 331.9916 | 17.6528 | 128.0734 | 173.1612 | 266.3192 | 73.9378 | 4159.1057 | 4499.7273 | 63000.006 | 71658.8389 | 244286.8893 | 318254.2183 | 11% | 357577.8936
BUREAU #1644 | TERTIAIRE | BUREAUX | 1296.9941 | 2015 | 0 | 0 | 0 | 0 | 0 | 830.2949 | 19270.1265 | 9162.6144 | 2 | 10828.5458 | 5200.0348 | 2 | 0 | 0 | 0 | 0 | 0 | 0 | 7482.8347 | 382.9301 | 42122.4405 | 404.7397 | 793.3377 | 85.4197 | 201.6874 | 0 | 9754.5053 | 90.3018 | 0 | 43207.5736 | 70% | 30% | 1049.9941 | 205.3706 | 114.8056 | 6.8695 | 72.0292 | 71.3634 | 126.4124 | 30.0878 | 2250.2722 | 2325.105 | 38974.1224 | 43549.4995 | 147785.675 | 193218.4001 | 11.99% | 219529.5127
BUREAU #1645 | TERTIAIRE | BUREAUX | 3540.2324 | 2015 | 0 | 0 | 0 | 0 | 0 | 2205.2872 | 51357.8368 | 27738.2156 | 4 | 19826.9847 | 17659.4892 | 5 | 0 | 0 | 0 | 0 | 0 | 0 | 13291.208 | 765.65 | 101294.2707 | 758.2021 | 2022.1965 | 191.0218 | 506.0255 | 0 | 22498.4634 | 232.3594 | 0 | 87278.0355 | 70.82% | 29.18% | 3524.3279 | 512.7829 | 376.5992 | 16.8415 | 139.4429 | 165.5214 | 377.2582 | 70.5023 | 4033.9443 | 6208.494 | 99700.7112 | 109943.1495 | 330854.9118 | 445881.2564 | 2.622% | 457885.4142
BUREAU #1646 | TERTIAIRE | BUREAUX | 2187.327 | 2006 | 0 | 0 | 0 | 0 | 0 | 1010.4605 | 25885.0446 | 14903.5876 | 2 | 11976.6065 | 9969.0384 | 3 | 0 | 0 | 0 | 0 | 0 | 0 | 6571.6818 | 491.8174 | 75227.089 | 553.7111 | 914.2612 | 126.5418 | 299.3317 | 0 | 10321.7841 | 119.5278 | 0 | 55901.717 | 82.24% | 17.76% | 2385.7002 | 395.8916 | 187.2803 | 12.5263 | 113.3931 | 84.2456 | 219.3827 | 59.2775 | 2508.7579 | 2389.5503 | 62939.7408 | 67838.049 | 204812.9822 | 275004.0613 | 11.82% | 311855.8813
BUREAU #1647 | TERTIAIRE | BUREAUX | 2526.7394 | 2014 | 0 | 0 | 0 | 0 | 0 | 1044.2866 | 33784.0025 | 20794.2954 | 3 | 18525.3403 | 14197.7344 | 4 | 0 | 0 | 0 | 0 | 0 | 0 | 10055.1378 | 484.9399 | 92467.2716 | 752.8928 | 1047.0145 | 119.2382 | 263.0579 | 0 | 22682.8669 | 190.7818 | 0 | 57171.1513 | 76.46% | 23.54% | 2047.7119 | 430.4927 | 260.0798 | 12.7189 | 139.4246 | 96.7594 | 230.3577 | 65.124 | 3783.5148 | 3905.8098 | 80316.5383 | 88005.8629 | 259210.8205 | 349617.7354 | 6.955% | 375751.5037
BUREAU #1648 | TERTIAIRE | BUREAUX | 2607.5889 | 2022 | 0 | 0 | 0 | 0 | 0 | 1737.6747 | 31097.3664 | 23086.0748 | 3 | 17693.998 | 16808.0633 | 3 | 0 | 0 | 0 | 0 | 0 | 0 | 11275.1449 | 703.8604 | 122464.4769 | 754.5348 | 1646.6153 | 143.6283 | 273.2119 | 0 | 17702.5087 | 142.6899 | 0 | 81820.1505 | 80.42% | 19.58% | 2584.2785 | 476.9864 | 247.9239 | 15.1278 | 150.858 | 153.3057 | 265.7316 | 66.1466 | 3564.879 | 3701.6945 | 80580.9773 | 87847.5508 | 310763.4657 | 401871.713 | 3.15% | 414943.6042
BUREAU #1649 | TERTIAIRE | BUREAUX | 1937.5996 | 2011 | 0 | 0 | 0 | 0 | 0 | 1026.1103 | 19703.5582 | 14629.5927 | 3 | 10653.6122 | 10239.7683 | 3 | 0 | 0 | 0 | 0 | 0 | 0 | 9342.892 | 568.9432 | 63829.626 | 511.5601 | 915.1333 | 113.5344 | 208.2642 | 0 | 16220.8484 | 128.4551 | 0 | 53497.5455 | 64.15% | 35.85% | 1974.2762 | 230.7487 | 203.4282 | 10.3828 | 100.6343 | 110.4397 | 221.4879 | 49.2148 | 2423.6893 | 2286.8464 | 54582.3321 | 59292.8679 | 191368.2049 | 253016.6446 | 1.823% | 257716.0343
BUREAU #1650 | TERTIAIRE | BUREAUX | 1075.594 | 2018 | 0 | 0 | 0 | 0 | 0 | 752.8062 | 14248.4883 | 8651.4395 | 1 | 7680.0156 | 4736.8424 | 1 | 0 | 0 | 0 | 0 | 0 | 0 | 5683.6888 | 315.629 | 39449.6285 | 272.0467 | 451.5882 | 57.1165 | 184.0643 | 0 | 7577.8143 | 51.6539 | 0 | 36875.0779 | 89.19% | 10.81% | 1166.6137 | 145.0856 | 107.1194 | 4.4905 | 43.0465 | 45.9139 | 106.0216 | 20.7263 | 1947.5316 | 1275.0683 | 32315.6188 | 35538.2187 | 123003.4217 | 159746.0486 | 11.47% | 180450.0177
BUREAU #1651 | TERTIAIRE | BUREAUX | 1397.6998 | 2011 | 0 | 0 | 0 | 0 | 0 | 653.7572 | 14293.0912 | 8223.3966 | 2 | 9626.9426 | 8132.3936 | 2 | 0 | 0 | 0 | 0 | 0 | 0 | 4660.0184 | 260.6072 | 49015.8584 | 353.9242 | 742.4582 | 90.3486 | 191.3046 | 0 | 8644.2279 | 80.4213 | 0 | 38781.4832 | 86.59% | 13.41% | 1383.0124 | 215.2245 | 145.8881 | 8.3381 | 72.9875 | 83.1622 | 160.1746 | 31.3731 | 1634.26 | 1521.9229 | 30617.9127 | 33774.0956 | 137440.423 | 172536.1394 | 10.31% | 192374.5137
BUREAU #1652 | TERTIAIRE | BUREAUX | 3405.8576 | 2014 | 0 | 0 | 0 | 0 | 0 | 1689.5129 | 33470.2134 | 30497.6273 | 4 | 26562.7269 | 16415.9899 | 4 | 0 | 0 | 0 | 0 | 0 | 0 | 16097.7918 | 707.3105 | 97555.0777 | 903.2709 | 1982.4398 | 183.3254 | 537.9117 | 0 | 29468.4637 | 219.7578 | 0 | 99739.1746 | 65.03% | 34.97% | 3300.0664 | 605.0843 | 284.0353 | 19.5597 | 208.7815 | 188.195 | 283.8128 | 91.8599 | 5436.3745 | 5824.7034 | 101179.6232 | 112440.701 | 337409.5574 | 453366.2154 | 7.481% | 490024.156
BUREAU #1653 | TERTIAIRE | BUREAUX | 3448.3779 | 2018 | 0 | 0 | 0 | 0 | 0 | 2317.3193 | 40164.9593 | 25433.7557 | 5 | 29621.3806 | 18039.2895 | 4 | 0 | 0 | 0 | 0 | 0 | 0 | 21499.4721 | 656.3021 | 108356.2976 | 876.9856 | 1762.0967 | 198.3685 | 399.1293 | 0 | 21384.5485 | 225.9709 | 0 | 102972.9353 | 72.26% | 27.74% | 2437.697 | 489.8346 | 246.2991 | 14.3659 | 204.1621 | 136.5557 | 324.6221 | 84.5247 | 4585.0504 | 5148.2864 | 96624.2089 | 106357.5456 | 358464.9298 | 468405.3005 | 11.25% | 527769.8845
BUREAU #1654 | TERTIAIRE | BUREAUX | 1621.8482 | 2018 | 0 | 0 | 0 | 0 | 0 | 833.4314 | 24975.9305 | 10381.645 | 2 | 11140.8014 | 10397.9541 | 2 | 0 | 0 | 0 | 0 | 0 | 0 | 7730.5781 | 436.8088 | 59167.5872 | 333.8049 | 675.515 | 79.9982 | 247.2135 | 0 | 9933.0743 | 97.3741 | 0 | 49971.4783 | 65.96% | 34.04% | 1383.5645 | 201.2896 | 151.7279 | 7.2568 | 64.8149 | 81.97 | 136.8984 | 32.1306 | 2038.9252 | 3056.9758 | 36814.7073 | 41910.6083 | 179912.056 | 223643.1825 | 5.836% | 237504.9071
BUREAU #1655 | TERTIAIRE | BUREAUX | 1934.586 | 2012 | 0 | 0 | 0 | 0 | 0 | 1214.8511 | 17982.3279 | 15841.7681 | 2 | 14163.7493 | 8960.4563 | 3 | 0 | 0 | 0 | 0 | 0 | 0 | 10204.8899 | 402.6547 | 79602.7235 | 520.9029 | 1075.4704 | 89.0034 | 239.2844 | 0 | 15437.1811 | 122.0595 | 0 | 47139.6278 | 68.79% | 31.21% | 1349.2661 | 239.9456 | 183.1732 | 10.5061 | 99.9905 | 106.5334 | 237.59 | 39.0833 | 2802.7173 | 2235.7728 | 56896.3391 | 61934.8293 | 204202.6773 | 268756.9358 | 3.037% | 277173.3371
BUREAU #1656 | TERTIAIRE | BUREAUX | 2968.8179 | 2018 | 0 | 0 | 0 | 0 | 0 | 1990.2951 | 46449.9277 | 26740.6062 | 4 | 22016.3269 | 14296.3285 | 3 | 0 | 0 | 0 | 0 | 0 | 0 | 18602.1428 | 636.8783 | 100468.2118 | 676.0854 | 1825.094 | 191.5043 | 363.4147 | 0 | 21708.9194 | 193.4016 | 0 | 109041.5018 | 84.38% | 15.62% | 2389.2485 | 450.1524 | 257.2537 | 11.5651 | 166.4009 | 157.6578 | 354.4773 | 83.5072 | 4853.7851 | 4032.6252 | 90207.2946 | 99093.7049 | 351103.8386 | 453593.3219 | 8.347% | 494905.1274
BUREAU #1657 | TERTIAIRE | BUREAUX | 1708.8143 | 2019 | 0 | 0 | 0 | 0 | 0 | 1197.6346 | 27363.7575 | 18493.6251 | 2 | 9659.6225 | 9661.1817 | 2 | 0 | 0 | 0 | 0 | 0 | 0 | 8095.3528 | 414.4685 | 53053.5525 | 442.058 | 818.4899 | 96.4548 | 221.0232 | 0 | 11572.2115 | 85.1029 | 0 | 49698.855 | 80.25% | 19.75% | 1597.194 | 287.9902 | 129.7471 | 9.704 | 71.9136 | 100.8733 | 199.0335 | 50.2714 | 2910.9811 | 2235.097 | 49585.8627 | 54731.9408 | 176838.1346 | 233381.7919 | 9.028% | 256543.7214
BUREAU #1658 | TERTIAIRE | BUREAUX | 1844.0548 | 2016 | 0 | 0 | 0 | 0 | 0 | 1047.7699 | 21890.2621 | 18023.0513 | 3 | 13629.8556 | 11517.5341 | 3 | 0 | 0 | 0 | 0 | 0 | 0 | 10532.5098 | 505.197 | 77569.9557 | 457.7835 | 1108.4956 | 112.3865 | 283.0009 | 0 | 16167.6686 | 129.5811 | 0 | 48209.6709 | 65.98% | 34.02% | 1904.3928 | 277.1782 | 154.5795 | 10.2965 | 87.7028 | 75.0464 | 176.4863 | 41.9979 | 2135.3702 | 2294.0342 | 51860.6337 | 56290.0381 | 207096.9817 | 266036.648 | 11.88% | 301897.0224
BUREAU #1659 | TERTIAIRE | BUREAUX | 2224.6665 | 2011 | 0 | 0 | 0 | 0 | 0 | 1174.1317 | 26224.1215 | 18828.7591 | 3 | 13420.7489 | 8388.4304 | 2 | 0 | 0 | 0 | 0 | 0 | 0 | 11339.924 | 437.6485 | 71339.9172 | 662.7504 | 1206.1939 | 157.8496 | 276.278 | 0 | 16435.0748 | 152.478 | 0 | 45916.5603 | 53.8% | 46.2% | 2259.6548 | 364.1829 | 166.409 | 9.8869 | 86.1426 | 83.3009 | 244.383 | 46.2754 | 2833.3921 | 2751.0191 | 46708.9497 | 52293.3608 | 205332.6886 | 260539.9074 | 9.54% | 288016.5458
BUREAU #1660 | TERTIAIRE | BUREAUX | 1424.1141 | 2011 | 0 | 0 | 0 | 0 | 0 | 765.1214 | 18091.2327 | 10153.0278 | 2 | 7348.4505 | 5183.6919 | 1 | 0 | 0 | 0 | 0 | 0 | 0 | 5932.2561 | 375.3121 | 55215.3623 | 433.7386 | 758.9432 | 65.9441 | 204.2892 | 0 | 7660.0431 | 107.3852 | 0 | 35019.6003 | 83.56% | 16.44% | 1395.9257 | 234.2052 | 125.4764 | 7.8809 | 77.4213 | 69.8553 | 116.4664 | 32.2296 | 2182.0185 | 2277.6665 | 40982.3641 | 45442.049 | 144000.321 | 191334.8385 | 6.527% | 204695.2166
BUREAU #1661 | TERTIAIRE | BUREAUX | 3252.3254 | 2021 | 0 | 0 | 0 | 0 | 0 | 1702.7264 | 39095.6438 | 26889.9619 | 4 | 21622.9828 | 15978.751 | 5 | 0 | 0 | 0 | 0 | 0 | 0 | 18679.5098 | 939.2218 | 159275.6536 | 1004.6524 | 1471.0843 | 196.3456 | 355.1052 | 0 | 24562.4841 | 249.8716 | 0 | 120003.3948 | 80.21% | 19.79% | 3269.0581 | 486.5992 | 263.6221 | 15.8912 | 170.4356 | 192.6807 | 318.2327 | 68.9828 | 4533.0599 | 5300.5124 | 96119.1185 | 105952.6909 | 421516.987 | 532667.3756 | 2.183% | 544557.0037
BUREAU #1662 | TERTIAIRE | BUREAUX | 2209.0689 | 2018 | 0 | 0 | 0 | 0 | 0 | 1148.9372 | 24883.0847 | 22957.3086 | 2 | 19375.2582 | 9169.2239 | 2 | 0 | 0 | 0 | 0 | 0 | 0 | 11797.0567 | 579.5645 | 95071.8 | 527.156 | 995.8423 | 105.3285 | 299.1945 | 0 | 21478.4598 | 167.8721 | 0 | 68685.0483 | 87.22% | 12.78% | 2120.3801 | 261.6631 | 229.2043 | 10.1283 | 84.4884 | 89.6467 | 164.681 | 42.9327 | 2636.6872 | 3833.8102 | 48229.8781 | 54700.3755 | 265827.6733 | 323791.2767 | 1.748% | 329552.2726
BUREAU #1663 | TERTIAIRE | BUREAUX | 3098.5721 | 2013 | 0 | 0 | 0 | 0 | 0 | 1408.0061 | 40675.4729 | 21431.8612 | 4 | 19551.01 | 17310.9736 | 4 | 0 | 0 | 0 | 0 | 0 | 0 | 16570.1548 | 803.9137 | 82450.6438 | 715.7564 | 1764.0159 | 154.3944 | 456.9544 | 0 | 23484.8247 | 239.1923 | 0 | 79182.1958 | 84.71% | 15.29% | 2603.6969 | 463.288 | 283.0659 | 14.4473 | 164.2898 | 147.5386 | 346.9339 | 79.638 | 3615.1362 | 3849.9058 | 100914.862 | 108379.904 | 289951.5861 | 401924.4918 | 5.046% | 423284.388
BUREAU #1664 | TERTIAIRE | BUREAUX | 2163.8391 | 2021 | 0 | 0 | 0 | 0 | 0 | 1290.9801 | 24912.8001 | 17012.4851 | 2 | 14569.5339 | 15449.3633 | 3 | 0 | 0 | 0 | 0 | 0 | 0 | 13963.9237 | 633.282 | 71282.7204 | 686.4476 | 1167.7524 | 144.4103 | 273.9264 | 0 | 17804.5554 | 139.2177 | 0 | 64532.9206 | 87.44% | 12.56% | 1723.7945 | 300.9119 | 219.0677 | 9.9344 | 93.8199 | 104.1762 | 186.3781 | 59.9844 | 4075.0328 | 3273.4627 | 69586.9732 | 76935.4688 | 230788.6699 | 310649.1896 | 9.446% | 343052.8482
BUREAU #1665 | TERTIAIRE | BUREAUX | 2650.4736 | 2013 | 0 | 0 | 0 | 0 | 0 | 1315.9374 | 33838.1327 | 21900.5154 | 4 | 15963.7296 | 15790.649 | 3 | 0 | 0 | 0 | 0 | 0 | 0 | 11531.885 | 690.128 | 106464.7455 | 679.4941 | 1008.8101 | 180.4197 | 303.0782 | 0 | 21773.5562 | 128.5212 | 0 | 86742.0177 | 76.93% | 23.07% | 2925.2801 | 314.4072 | 280.9277 | 12.8633 | 154.4478 | 158.4361 | 310.3182 | 54.3624 | 3349.1482 | 4043.9149 | 68864.4155 | 76257.4786 | 303121.3128 | 382033.8785 | 6.178% | 407189.2906
BUREAU #1666 | TERTIAIRE | BUREAUX | 3224.5559 | 2018 | 0 | 0 | 0 | 0 | 0 | 1729.2988 | 45190.3451 | 34175.4827 | 4 | 21755.196 | 13774.2776 | 4 | 0 | 0 | 0 | 0 | 0 | 0 | 16743.4931 | 642.6569 | 147989.4217 | 733.8804 | 1734.3179 | 205.9041 | 469.2918 | 0 | 20130.2652 | 220.3774 | 0 | 97888.0149 | 75.3% | 24.7% | 2531.8986 | 359.7549 | 335.1621 | 14.9523 | 135.7023 | 126.413 | 378.1904 | 79.594 | 4548.2073 | 4716.1124 | 90195.1624 | 99459.4821 | 383736.7621 | 486235.155 | 11.6% | 550038.9181
BUREAU #1667 | TERTIAIRE | BUREAUX | 3185.7152 | 2019 | 0 | 0 | 0 | 0 | 0 | 2128.4406 | 36526.9254 | 22065.563 | 3 | 17757.564 | 20684.1669 | 4 | 0 | 0 | 0 | 0 | 0 | 0 | 16879.4851 | 964.9154 | 152849.8913 | 978.915 | 1589.5671 | 172.467 | 371.6976 | 0 | 28065.793 | 174.7966 | 0 | 85899.3103 | 90.83% | 9.167% | 3398.8327 | 434.96 | 218.6003 | 18.4015 | 185.8386 | 161.6768 | 288.036 | 86.8533 | 4594.3408 | 3850.8865 | 99724.7559 | 108169.9832 | 372905.7619 | 486081.8857 | 12.17% | 553450.4603
BUREAU #1668 | TERTIAIRE | BUREAUX | 2191.9617 | 2018 | 0 | 0 | 0 | 0 | 0 | 1411.035 | 26755.7251 | 21078.5213 | 3 | 13778.1593 | 10566.1491 | 3 | 0 | 0 | 0 | 0 | 0 | 0 | 10280.9902 | 660.7532 | 94745.5766 | 619.2744 | 1024.3762 | 106.2065 | 341.4975 | 0 | 13305.7096 | 124.7459 | 0 | 51412.1355 | 77.84% | 22.16% | 2268.4213 | 363.2514 | 207.6562 | 13.3693 | 118.5135 | 92.0727 | 179.1139 | 61.505 | 3410.6841 | 2858.2882 | 64099.3961 | 70368.3683 | 233014.382 | 306318.5297 | 6.233% | 326680.5865
BUREAU #1669 | TERTIAIRE | BUREAUX | 2088.7815 | 2017 | 0 | 0 | 0 | 0 | 0 | 951.6508 | 26412.7943 | 14067.8666 | 3 | 14522.054 | 10753.7603 | 2 | 0 | 0 | 0 | 0 | 0 | 0 | 9876.0969 | 534.0631 | 90939.6246 | 656.2772 | 1165.3156 | 128.1719 | 245.3141 | 0 | 13669.0175 | 128.2332 | 0 | 64039.5229 | 67.55% | 32.45% | 2233.2188 | 360.2528 | 154.7023 | 10.3078 | 108.9228 | 116.3629 | 181.2858 | 48.3602 | 3024.6142 | 2386.9267 | 50061.4219 | 55472.9628 | 241129.7128 | 299262.4037 | 4.015% | 311781.8574
BUREAU #1670 | TERTIAIRE | BUREAUX | 3146.5729 | 2008 | 0 | 0 | 0 | 0 | 0 | 1221.0755 | 32853.06 | 23138.666 | 5 | 20244.3237 | 11875.6482 | 3 | 0 | 0 | 0 | 0 | 0 | 0 | 14374.155 | 726.9213 | 95134.4143 | 796.3514 | 992.0688 | 165.447 | 375.4887 | 0 | 23759.1735 | 238.8591 | 0 | 85254.7759 | 84.25% | 15.75% | 2167.7649 | 522.1944 | 290.9685 | 15.0722 | 147.964 | 117.8664 | 247.5339 | 72.6302 | 4171.3889 | 3827.279 | 92577.5916 | 100576.2595 | 299086.3006 | 402674.9414 | 7.744% | 436473.7089
BUREAU #1671 | TERTIAIRE | BUREAUX | 2317.729 | 2012 | 0 | 0 | 0 | 0 | 0 | 1191.0363 | 22951.1107 | 16073.8487 | 3 | 18328.9254 | 8559.3466 | 3 | 0 | 0 | 0 | 0 | 0 | 0 | 7980.8861 | 475.9104 | 76499.6183 | 622.9595 | 946.4759 | 128.4009 | 284.1108 | 0 | 18336.4822 | 115.9106 | 0 | 47754.3721 | 58.98% | 41.02% | 1984.4038 | 337.4822 | 166.754 | 10.86 | 126.2411 | 108.0748 | 179.2759 | 45.1774 | 2497.7676 | 2526.5383 | 59254.0819 | 64278.3878 | 211191.3376 | 277591.1198 | 4.676% | 291209.0713
BUREAU #1672 | TERTIAIRE | BUREAUX | 548.0739 | 2015 | 0 | 0 | 0 | 0 | 0 | 337.7713 | 7720.5071 | 4830.5848 | 1 | 4160.7541 | 2289.4395 | 1 | 0 | 0 | 0 | 0 | 0 | 0 | 2353.4977 | 134.3351 | 19009.278 | 164.822 | 272.7437 | 25.1314 | 66.7565 | 0 | 4615.6606 | 29.7899 | 0 | 12305.2064 | 80.18% | 19.82% | 588.4911 | 98.6882 | 49.7132 | 2.9603 | 33.3116 | 23.9325 | 40.7739 | 11.685 | 937.6373 | 779.8878 | 17086.7666 | 18804.2918 | 55923.336 | 75495.0037 | 4.74% | 79251.2245
BUREAU #1673 | TERTIAIRE | BUREAUX | 2836.0225 | 2006 | 0 | 0 | 0 | 0 | 0 | 1254.6643 | 25832.4283 | 18611.6208 | 4 | 18020.3122 | 9792.2734 | 4 | 0 | 0 | 0 | 0 | 0 | 0 | 11225.3972 | 673.8614 | 67441.9161 | 850.9446 | 902.9116 | 204.8574 | 385.7648 | 0 | 14188.9448 | 190.5052 | 0 | 71220.4087 | 60.66% | 39.34% | 2224.4936 | 361.2256 | 209.7755 | 16.9224 | 172.3171 | 147.52 | 341.523 | 83.9658 | 3647.0995 | 3500.3547 | 55798.9304 | 62946.3847 | 231364.2777 | 297423.156 | 6.819% | 319187.2443
BUREAU #1674 | TERTIAIRE | BUREAUX | 878.4681 | 2017 | 0 | 0 | 0 | 0 | 0 | 581.4115 | 13925.4525 | 6612.5772 | 1 | 5467.1552 | 5038.1854 | 1 | 0 | 0 | 0 | 0 | 0 | 0 | 3474.376 | 262.9949 | 32044.153 | 192.3844 | 419.5808 | 61.2733 | 125.7817 | 0 | 7530.653 | 48.6798 | 0 | 23083.1422 | 81.44% | 18.56% | 624.6225 | 111.1479 | 62.9762 | 3.4424 | 50.6279 | 39.3704 | 107.9447 | 22.8368 | 1147.4989 | 1365.5633 | 27690.171 | 30203.2332 | 94740.482 | 126133.7593 | 9.853% | 139920.7517
BUREAU #1675 | TERTIAIRE | BUREAUX | 3406.7608 | 2019 | 0 | 0 | 0 | 0 | 0 | 1569.7322 | 40254.1492 | 26073.6182 | 4 | 20689.3207 | 16347.7109 | 4 | 0 | 0 | 0 | 0 | 0 | 0 | 21555.6321 | 758.5718 | 129583.0257 | 703.1709 | 1730.4788 | 153.9988 | 506.2865 | 0 | 28061.3869 | 237.5489 | 0 | 129271.7243 | 70.05% | 29.95% | 2930.7355 | 581.0181 | 263.6277 | 15.333 | 190.1884 | 194.8002 | 412.5862 | 88.0023 | 6327.7453 | 6586.3531 | 106118.7601 | 119032.8585 | 408957.7247 | 531844.5823 | 10.2% | 592228.6444
BUREAU #1676 | TERTIAIRE | BUREAUX | 760.1562 | 2014 | 0 | 0 | 0 | 0 | 0 | 442.8962 | 8615.2247 | 4990.0239 | 1 | 4517.5304 | 4120.6825 | 1 | 0 | 0 | 0 | 0 | 0 | 0 | 3360.0261 | 146.9457 | 32795.7727 | 235.9638 | 443.0096 | 35.8512 | 92.6415 | 0 | 6115.4058 | 44.1272 | 0 | 26615.4258 | 66.36% | 33.64% | 807.4132 | 120.8288 | 64.232 | 4.4257 | 33.5976 | 42.0974 | 75.587 | 14.9519 | 1209.7771 | 1193.2218 | 21874.5235 | 24277.5224 | 90443.8259 | 115550.0351 | 11.01% | 129842.5465
BUREAU #1677 | TERTIAIRE | BUREAUX | 2070.4152 | 2017 | 0 | 0 | 0 | 0 | 0 | 1383.1138 | 20875.7159 | 18118.0507 | 3 | 17034.3836 | 10402.9919 | 2 | 0 | 0 | 0 | 0 | 0 | 0 | 11755.0736 | 408.0997 | 84992.7683 | 505.5093 | 1085.3424 | 124.4252 | 352.0849 | 0 | 16715.6487 | 161.1597 | 0 | 47843.1833 | 82.46% | 17.54% | 1732.7339 | 345.2233 | 185.516 | 12.398 | 120.8289 | 124.6908 | 242.929 | 40.0545 | 3199.9207 | 2967.8104 | 47402.3859 | 53570.1171 | 221380.727 | 277936.6709 | 4.333% | 290526.1874
BUREAU #1678 | TERTIAIRE | BUREAUX | 1961.9455 | 2011 | 0 | 0 | 0 | 0 | 0 | 942.4221 | 23173.6745 | 13546.5332 | 3 | 13280.287 | 11462.4415 | 3 | 0 | 0 | 0 | 0 | 0 | 0 | 6778.6555 | 417.8448 | 72449.6962 | 478.0784 | 949.0357 | 96.6124 | 235.2103 | 0 | 11175.4984 | 145.5138 | 0 | 63791.7393 | 92.41% | 7.586% | 1393.4346 | 297.9936 | 169.0549 | 10.6034 | 77.5582 | 89.2013 | 220.2363 | 57.2462 | 2450.8379 | 2215.2972 | 51869.1044 | 56535.2395 | 209543.2046 | 268436.257 | 10.44% | 299713.6898
BUREAU #1679 | TERTIAIRE | BUREAUX | 1971.8289 | 2016 | 0 | 0 | 0 | 0 | 0 | 1010.3155 | 21883.675 | 16310.3289 | 2 | 11207.5397 | 9683.0875 | 2 | 0 | 0 | 0 | 0 | 0 | 0 | 10876.0206 | 518.3851 | 85148.3833 | 464.9161 | 1092.0501 | 135.9281 | 225.2492 | 0 | 16179.3789 | 114.0042 | 0 | 50583.4355 | 88.61% | 11.39% | 1503.8129 | 342.2275 | 214.0771 | 11.2726 | 95.3084 | 80.4381 | 154.3759 | 39.5811 | 2369.2418 | 3526.0781 | 48755.4739 | 54650.7938 | 216662.8684 | 273783.1327 | 10.2% | 304884.4049
BUREAU #1680 | TERTIAIRE | BUREAUX | 430.1193 | 2012 | 0 | 0 | 0 | 0 | 0 | 260.2839 | 5189.7541 | 3704.0352 | 0 | 3224.7772 | 1682.1346 | 1 | 0 | 0 | 0 | 0 | 0 | 0 | 2094.8792 | 79.7207 | 12785.5978 | 85.2983 | 179.415 | 23.4922 | 64.9681 | 0 | 3695.8574 | 31.97 | 0 | 13959.6483 | 78.52% | 21.48% | 305.5389 | 77.0012 | 38.8136 | 2.2128 | 19.6155 | 24.0794 | 51.9305 | 12.4012 | 434.1458 | 450.1751 | 12615.2042 | 13499.5252 | 44920.2811 | 58926.4925 | 3.57% | 61108.1348
BUREAU #1681 | TERTIAIRE | BUREAUX | 1202.4369 | 2011 | 0 | 0 | 0 | 0 | 0 | 500.1705 | 16810.4926 | 10547.226 | 1 | 6426.621 | 5920.8616 | 1 | 0 | 0 | 0 | 0 | 0 | 0 | 4558.9767 | 275.6689 | 43060.5119 | 269.3531 | 543.3896 | 80.0996 | 177.7326 | 0 | 9539.5978 | 76.287 | 0 | 30572.3016 | 56.24% | 43.76% | 1339.5629 | 201.4649 | 101.9369 | 5.9473 | 59.277 | 45.0716 | 122.3396 | 30.2582 | 1634.5738 | 1419.274 | 35650.5088 | 38704.3567 | 122069.0954 | 161963.8237 | 4.232% | 169120.865
BUREAU #1682 | TERTIAIRE | BUREAUX | 748.5158 | 2020 | 0 | 0 | 0 | 0 | 0 | 389.8947 | 9243.6262 | 6209.0487 | 1 | 4521.4824 | 3791.6269 | 1 | 0 | 0 | 0 | 0 | 0 | 0 | 4261.7803 | 154.3865 | 36139.2482 | 220.5025 | 370.3044 | 33.4715 | 111.0871 | 0 | 6626.5244 | 44.8956 | 0 | 20269.7961 | 72.9% | 27.1% | 713.6438 | 103.4709 | 81.5265 | 4.3277 | 39.6744 | 36.0235 | 59.8394 | 22.9549 | 1471.7583 | 1418.8384 | 19958.4474 | 22849.0441 | 90073.3051 | 113993.1958 | 10.81% | 127815.5121
BUREAU #1683 | TERTIAIRE | BUREAUX | 3236.102 | 2014 | 0 | 0 | 0 | 0 | 0 | 1873.7441 | 41914.9595 | 27488.0501 | 4 | 21221.4628 | 16136.7683 | 3 | 0 | 0 | 0 | 0 | 0 | 0 | 18033.814 | 884.5613 | 132544.5508 | 960.6548 | 1870.499 | 192.9186 | 456.4984 | 0 | 23410.0776 | 206.8192 | 0 | 96767.1736 | 65.73% | 34.27% | 3123.4422 | 386.5083 | 357.1279 | 12.7444 | 146.7857 | 163.8366 | 362.1575 | 72.9644 | 5116.0618 | 4213.3801 | 90320.8858 | 99650.3276 | 367909.8671 | 470984.8211 | 10.35% | 525369.113
BUREAU #1684 | TERTIAIRE | BUREAUX | 399.6988 | 2010 | 0 | 0 | 0 | 0 | 0 | 192.8045 | 3981.4343 | 2423.7418 | 1 | 3022.7606 | 1508.3647 | 0 | 0 | 0 | 0 | 0 | 0 | 0 | 1521.4425 | 118.5222 | 13287.5725 | 95.9925 | 163.106 | 17.5996 | 50.6624 | 0 | 2499.3006 | 20.276 | 0 | 7794.2581 | 89.46% | 10.54% | 332.379 | 64.4551 | 31.1267 | 1.9785 | 21.6359 | 21.0989 | 40.6796 | 11.0041 | 476.9536 | 553.9512 | 12216.8389 | 13247.7437 | 35578.682 | 49217.3007 | 4.661% | 51623.4687
BUREAU #1685 | TERTIAIRE | BUREAUX | 640.9636 | 2020 | 0 | 0 | 0 | 0 | 0 | 446.7347 | 8746.6984 | 6856.9476 | 1 | 5247.6203 | 2878.7136 | 1 | 0 | 0 | 0 | 0 | 0 | 0 | 3113.4877 | 145.1693 | 23003.2836 | 200.5457 | 431.7592 | 43.6453 | 76.6227 | 0 | 6436.0274 | 38.1548 | 0 | 20605.9803 | 78.9% | 21.1% | 668.5803 | 115.5351 | 67.4376 | 3.6189 | 28.5814 | 38.9343 | 48.5919 | 11.8823 | 948.3918 | 934.861 | 19507.2491 | 21390.5019 | 74268.7617 | 96476.573 | 11.94% | 109562.6589
BUREAU #1686 | TERTIAIRE | BUREAUX | 617.3558 | 2008 | 0 | 0 | 0 | 0 | 0 | 248.8218 | 6025.3893 | 3827.3163 | 1 | 3330.6941 | 2161.3778 | 1 | 0 | 0 | 0 | 0 | 0 | 0 | 2058.8658 | 121.9843 | 20650.3793 | 180.8848 | 312.004 | 36.9154 | 73.3903 | 0 | 3866.1551 | 30.2049 | 0 | 15881.3768 | 66.61% | 33.39% | 669.2149 | 95.0923 | 60.5442 | 3.3991 | 26.6364 | 23.2564 | 46.4155 | 12.9394 | 786.015 | 831.2834 | 14263.6689 | 15880.9673 | 57382.9149 | 73923.2927 | 5.663% | 78360.8527
BUREAU #1687 | TERTIAIRE | BUREAUX | 1439.0456 | 2007 | 0 | 0 | 0 | 0 | 0 | 660.1005 | 13491.5443 | 11373.3807 | 1 | 7602.8177 | 5981.1656 | 2 | 0 | 0 | 0 | 0 | 0 | 0 | 5303.6286 | 315.1134 | 47768.1658 | 407.9325 | 488.4631 | 86.8265 | 222.1009 | 0 | 8671.3461 | 86.1524 | 0 | 29673.5091 | 84.25% | 15.75% | 1153.0084 | 201.4043 | 150.5585 | 8.1016 | 53.9242 | 79.8257 | 154.1441 | 32.0967 | 1377.6462 | 1461.1878 | 41253.0765 | 44091.9106 | 124002.2486 | 169693.1296 | 1.867% | 172921.4775
BUREAU #1688 | TERTIAIRE | BUREAUX | 3034.0765 | 2012 | 0 | 0 | 0 | 0 | 0 | 1680.2937 | 40784.3487 | 19105.9668 | 3 | 18291.3136 | 16385.5228 | 3 | 0 | 0 | 0 | 0 | 0 | 0 | 15679.8421 | 913.7446 | 98928.8169 | 851.5914 | 1510.8171 | 132.9377 | 331.2952 | 0 | 17383.8776 | 220.6461 | 0 | 88537.0518 | 82.3% | 17.7% | 3061.83 | 545.6889 | 296.7817 | 17.8108 | 114.295 | 118.9984 | 368.83 | 60.6991 | 4513.0602 | 3136.0839 | 63509.3173 | 71158.4613 | 308972.4204 | 383944.8241 | 8.281% | 418612.0272
BUREAU #1689 | TERTIAIRE | BUREAUX | 1456.8638 | 2021 | 0 | 0 | 0 | 0 | 0 | 943.5525 | 18473.0544 | 12060.5834 | 2 | 9570.8247 | 10402.0945 | 2 | 0 | 0 | 0 | 0 | 0 | 0 | 8981.5964 | 440.0549 | 67974.2661 | 316.3913 | 863.8702 | 91.4614 | 209.4648 | 0 | 10795.4803 | 100.0379 | 0 | 40196.4037 | 88.95% | 11.05% | 1209.7471 | 180.4159 | 103.5752 | 5.9166 | 72.6778 | 57.1441 | 154.6736 | 28.2319 | 2487.9244 | 1911.4452 | 29780.0441 | 34179.4137 | 171976.2544 | 207744.1591 | 4.581% | 217718.569
BUREAU #1690 | TERTIAIRE | BUREAUX | 874.9485 | 2010 | 0 | 0 | 0 | 0 | 0 | 379.587 | 7335.1316 | 5215.59 | 1 | 4042.9771 | 3450.7343 | 1 | 0 | 0 | 0 | 0 | 0 | 0 | 3731.6219 | 194.8109 | 24156.5643 | 194.2212 | 388.9253 | 38.6053 | 147.2553 | 0 | 7350.0094 | 64.8493 | 0 | 17208.4465 | 81.19% | 18.81% | 862.7193 | 160.8175 | 78.2954 | 3.5992 | 47.916 | 39.5872 | 102.8516 | 23.5234 | 1064.6291 | 970.9159 | 19287.0779 | 21322.6229 | 70859.3124 | 93038.1866 | 6.15% | 99135.3387
BUREAU #1691 | TERTIAIRE | BUREAUX | 996.2753 | 2020 | 0 | 0 | 0 | 0 | 0 | 674.7153 | 14892.1128 | 9665.4147 | 1 | 5826.4107 | 6268.883 | 1 | 0 | 0 | 0 | 0 | 0 | 0 | 4261.6217 | 234.0259 | 35439.9936 | 300.657 | 476.8508 | 45.4706 | 145.7374 | 0 | 10168.7913 | 50.1642 | 0 | 37848.025 | 88.24% | 11.76% | 773.2506 | 128.292 | 85.6348 | 4.2119 | 54.2254 | 60.9507 | 80.9953 | 22.2915 | 1464.3543 | 1509.8968 | 27815.3698 | 30789.6208 | 119547.6965 | 151629.4942 | 3.568% | 157240.547
BUREAU #1692 | TERTIAIRE | BUREAUX | 2516.7547 | 2017 | 0 | 0 | 0 | 0 | 0 | 1633.256 | 32769.8891 | 23695.0934 | 4 | 20112.961 | 14266.9443 | 2 | 0 | 0 | 0 | 0 | 0 | 0 | 13810.7644 | 700.7695 | 104665.3556 | 573.3285 | 1301.5676 | 134.6349 | 337.9214 | 0 | 15420.6675 | 147.481 | 0 | 81464.8318 | 80.05% | 19.95% | 1979.3335 | 419.176 | 224.2649 | 14.8655 | 105.3032 | 123.1185 | 229.4606 | 64.8318 | 3939.0779 | 4460.9608 | 59511.3842 | 67911.423 | 297324.7487 | 368823.2672 | 5.979% | 392275.8094
BUREAU #1693 | TERTIAIRE | BUREAUX | 694.7428 | 2012 | 0 | 0 | 0 | 0 | 0 | 376.7773 | 7393.9933 | 3971.537 | 1 | 4173.3761 | 3238.114 | 1 | 0 | 0 | 0 | 0 | 0 | 0 | 2458.7602 | 204.9079 | 24986.8189 | 184.5066 | 253.3786 | 43.7715 | 74.8323 | 0 | 3905.7594 | 53.629 | 0 | 21164.6967 | 69.5% | 30.5% | 728.122 | 77.4145 | 49.6843 | 4.1575 | 40.8266 | 40.6677 | 51.4401 | 17.5151 | 705.613 | 1090.9651 | 18252.5577 | 20049.1358 | 70530.2464 | 91240.9069 | 2.183% | 93276.7984
BUREAU #1694 | TERTIAIRE | BUREAUX | 2822.8847 | 2015 | 0 | 0 | 0 | 0 | 0 | 1869.071 | 29139.3025 | 23113.2958 | 3 | 16288.3789 | 13542.9491 | 3 | 0 | 0 | 0 | 0 | 0 | 0 | 14797.9215 | 653.3159 | 116557.8227 | 857.7858 | 1166.2532 | 190.7645 | 474.6152 | 0 | 22615.0068 | 199.6942 | 0 | 92884.5459 | 78.36% | 21.64% | 2058.6073 | 478.7735 | 268.3949 | 17.3331 | 129.3988 | 127.4237 | 329.5771 | 72.2506 | 4336.2034 | 4061.3025 | 80821.342 | 89218.8479 | 322709.6804 | 415555.2726 | 9.862% | 461019.7351
BUREAU #1695 | TERTIAIRE | BUREAUX | 589.1359 | 2019 | 0 | 0 | 0 | 0 | 0 | 294.6518 | 5921.8514 | 4024.656 | 1 | 4518.0842 | 3834.6832 | 1 | 0 | 0 | 0 | 0 | 0 | 0 | 2895.3418 | 144.3621 | 26908.8667 | 146.687 | 359.6823 | 40.3063 | 99.594 | 0 | 3955.2758 | 28.5505 | 0 | 21400.0032 | 67.55% | 32.45% | 623.5465 | 99.1253 | 44.2308 | 2.4393 | 30.984 | 25.4211 | 45.2879 | 14.4439 | 912.643 | 712.9907 | 14345.4433 | 15971.0769 | 72174.1304 | 89003.0835 | 2.252% | 91053.8255
BUREAU #1696 | TERTIAIRE | BUREAUX | 3566.012 | 2019 | 0 | 0 | 0 | 0 | 0 | 2421.4169 | 42311.4339 | 37644.2384 | 5 | 28477.2981 | 16554.3841 | 4 | 0 | 0 | 0 | 0 | 0 | 0 | 19693.8472 | 785.6759 | 115205.8682 | 729.6801 | 1839.5291 | 212.4918 | 439.1647 | 0 | 36090.9875 | 197.4913 | 0 | 132944.7871 | 78.33% | 21.67% | 2625.471 | 522.2447 | 363.9759 | 18.1268 | 148.0873 | 219.2034 | 436.361 | 91.1527 | 6242.5561 | 5822.3986 | 92099.8352 | 104164.7899 | 416051.7814 | 525406.2403 | 9.385% | 579824.5329
BUREAU #1697 | TERTIAIRE | BUREAUX | 3178.1767 | 2014 | 0 | 0 | 0 | 0 | 0 | 1664.9027 | 43092.5102 | 26128.9561 | 3 | 20135.884 | 13685.7104 | 5 | 0 | 0 | 0 | 0 | 0 | 0 | 16927.3405 | 803.869 | 89024.2151 | 1008.6941 | 1707.3029 | 192.467 | 484.2762 | 0 | 21946.7335 | 226.1017 | 0 | 97526.9471 | 77.06% | 22.94% | 3339.9945 | 503.7209 | 300.7287 | 18.0203 | 167.5046 | 182.6094 | 304.7199 | 63.1108 | 5442.8208 | 4675.0701 | 89131.8583 | 99249.7492 | 321950.2786 | 425675.6139 | 8.818% | 466842.9839
BUREAU #1698 | TERTIAIRE | BUREAUX | 3373.9264 | 2019 | 0 | 0 | 0 | 0 | 0 | 1867.763 | 55849.8944 | 23207.4124 | 4 | 26716.3615 | 15332.0006 | 4 | 0 | 0 | 0 | 0 | 0 | 0 | 13455.8525 | 704.2186 | 120161.2729 | 717.7206 | 2016.7193 | 154.4542 | 388.6991 | 0 | 29950.8058 | 169.5132 | 0 | 107334.897 | 85.03% | 14.97% | 3004.677 | 479.2611 | 242.6365 | 19.9375 | 202.889 | 134.913 | 280.3733 | 99.1245 | 5373.2571 | 4937.7949 | 94439.6946 | 104750.7466 | 389621.9132 | 497776.53 | 4.948% | 523689.8226
BUREAU #1699 | TERTIAIRE | BUREAUX | 1086.8007 | 2022 | 0 | 0 | 0 | 0 | 0 | 543.478 | 12291.7351 | 11145.497 | 2 | 7048.6165 | 5204.4435 | 1 | 0 | 0 | 0 | 0 | 0 | 0 | 4646.9803 | 250.8346 | 42753.5324 | 322.6425 | 733.1332 | 67.9206 | 185.1182 | 0 | 9720.5597 | 75.2954 | 0 | 32942.0751 | 62.96% | 37.04% | 1083.2409 | 121.033 | 106.4815 | 5.2239 | 43.0821 | 53.6896 | 81.7335 | 31.4648 | 1663.6481 | 1614.2354 | 31639.6705 | 34917.554 | 120891.7839 | 156986.3764 | 10.84% | 176066.4199
BUREAU #1700 | TERTIAIRE | BUREAUX | 2979.911 | 2014 | 0 | 0 | 0 | 0 | 0 | 1692.1061 | 26924.2161 | 19178.5076 | 3 | 23291.3749 | 13262.2326 | 3 | 0 | 0 | 0 | 0 | 0 | 0 | 11761.8932 | 678.4597 | 81845.8222 | 658.4263 | 1678.2403 | 163.8982 | 490.0288 | 0 | 25878.1375 | 203.1916 | 0 | 86850.4769 | 56.34% | 43.66% | 3289.2966 | 420.8061 | 319.5163 | 16.2016 | 149.4582 | 133.0281 | 336.8344 | 62.0283 | 3168.9368 | 4868.5095 | 72973.9552 | 81011.4015 | 285581.6291 | 370615.821 | 11.18% | 417288.836
BUREAU #1701 | TERTIAIRE | BUREAUX | 1563.3938 | 2012 | 0 | 0 | 0 | 0 | 0 | 592.2902 | 14300.5171 | 13378.6108 | 2 | 12360.6714 | 6212.837 | 2 | 0 | 0 | 0 | 0 | 0 | 0 | 7383.0756 | 387.8295 | 47663.7648 | 350.489 | 600.1766 | 99.9077 | 243.534 | 0 | 13374.2844 | 114.9517 | 0 | 45795.3405 | 91.56% | 8.44% | 1075.0034 | 261.9017 | 120.7009 | 8.2796 | 60.0664 | 88.3181 | 155.2279 | 29.2712 | 2064.8411 | 2038.3634 | 46225.9892 | 50329.1937 | 155071.4758 | 206914.4642 | 4.503% | 216671.3287
BUREAU #1702 | TERTIAIRE | BUREAUX | 3184.3522 | 2019 | 0 | 0 | 0 | 0 | 0 | 1922.5252 | 32819.9979 | 24738.8904 | 3 | 26309.3212 | 21450.9972 | 4 | 0 | 0 | 0 | 0 | 0 | 0 | 19339.634 | 971.4931 | 142268.5531 | 804.7903 | 1727.7699 | 195.2818 | 386.3767 | 0 | 21890.386 | 183.5011 | 0 | 75577.9475 | 77.98% | 22.02% | 3313.5436 | 426.7745 | 212.0417 | 18.9574 | 182.0183 | 193.4745 | 322.242 | 69.5197 | 3871.2781 | 4169.8063 | 92420.4321 | 100461.5165 | 350934.8361 | 455722.7869 | 10.75% | 510592.2591
BUREAU #1703 | TERTIAIRE | BUREAUX | 542.63 | 2016 | 0 | 0 | 0 | 0 | 0 | 251.0407 | 6705.5743 | 5134.3687 | 1 | 4324.2643 | 2429.9772 | 1 | 0 | 0 | 0 | 0 | 0 | 0 | 2447.3334 | 107.1998 | 22567.3724 | 139.6492 | 270.1089 | 29.1267 | 60.4234 | 0 | 3346.8974 | 32.1478 | 0 | 13276.8688 | 81.88% | 18.12% | 371.5343 | 93.8725 | 37.489 | 3.0546 | 33.076 | 24.8841 | 51.9415 | 15.1146 | 938.2175 | 728.7314 | 12142.015 | 13808.9639 | 58358.0079 | 72889.6179 | 5.589% | 77204.7562
BUREAU #1704 | TERTIAIRE | BUREAUX | 1092.4802 | 2020 | 0 | 0 | 0 | 0 | 0 | 728.3555 | 17124.5196 | 10834.148 | 1 | 6750.8016 | 6111.3002 | 1 | 0 | 0 | 0 | 0 | 0 | 0 | 5888.1699 | 264.9471 | 46294.4753 | 244.0701 | 484.8002 | 64.236 | 136.5856 | 0 | 8481.7078 | 51.4455 | 0 | 29620.1325 | 62.31% | 37.69% | 1158.9049 | 166.4253 | 113.932 | 6.0732 | 60.5161 | 62.32 | 132.5313 | 21.8867 | 2108.2709 | 1306.4688 | 23758.153 | 27172.8927 | 126481.3996 | 155325.0658 | 6.538% | 166191.365
BUREAU #1705 | TERTIAIRE | BUREAUX | 822.187 | 2009 | 0 | 0 | 0 | 0 | 0 | 478.427 | 10773.9418 | 5468.3665 | 1 | 5353.9452 | 4021.028 | 1 | 0 | 0 | 0 | 0 | 0 | 0 | 3895.4441 | 213.6058 | 25096.8911 | 212.4118 | 375.926 | 43.4461 | 114.1386 | 0 | 4201.331 | 56.7818 | 0 | 18714.203 | 66.29% | 33.71% | 598.4578 | 121.7525 | 83.5182 | 4.6163 | 31.6673 | 41.6182 | 84.3126 | 22.9705 | 909.2056 | 1000.5488 | 21107.8378 | 23017.5922 | 75184.5287 | 99006.5702 | 5.309% | 104557.7507
BUREAU #1706 | TERTIAIRE | BUREAUX | 336.7097 | 2012 | 0 | 0 | 0 | 0 | 0 | 209.6741 | 3169.8577 | 2509.9129 | 1 | 1734.2143 | 1804.9101 | 1 | 0 | 0 | 0 | 0 | 0 | 0 | 1857.7983 | 80.81 | 13486.6749 | 104.7091 | 150.2482 | 16.6769 | 53.8332 | 0 | 2456.7249 | 23.6274 | 0 | 10143.5517 | 82.83% | 17.17% | 245.5978 | 56.2124 | 34.4823 | 1.5802 | 14.0203 | 17.2493 | 37.9065 | 9.8376 | 349.625 | 542.5663 | 7924.5168 | 8816.7081 | 36163.544 | 45320.7871 | 9.193% | 49908.9055
BUREAU #1707 | TERTIAIRE | BUREAUX | 2980.6412 | 2009 | 0 | 0 | 0 | 0 | 0 | 1686.855 | 24437.3931 | 23748.1967 | 3 | 16527.2521 | 12169.3224 | 3 | 0 | 0 | 0 | 0 | 0 | 0 | 11575.0041 | 822.3198 | 91788.8646 | 626.3533 | 1457.5646 | 194.3941 | 460.4926 | 0 | 17655.1789 | 173.9567 | 0 | 85649.8751 | 68.85% | 31.15% | 2105.9811 | 491.1281 | 280.4852 | 15.7011 | 157.0713 | 122.504 | 255.4787 | 80.6616 | 3696.0648 | 4594.5403 | 88240.2003 | 96530.8054 | 275674.5793 | 375684.0106 | 5.763% | 398658.1282
BUREAU #1708 | TERTIAIRE | BUREAUX | 328.863 | 2021 | 0 | 0 | 0 | 0 | 0 | 211.4045 | 4082.0393 | 3462.9204 | 0 | 2370.7812 | 2326.0568 | 0 | 0 | 0 | 0 | 0 | 0 | 0 | 1801.795 | 62.7728 | 13262.7371 | 65.6836 | 194.0871 | 17.5759 | 50.231 | 0 | 2172.6796 | 16.1005 | 0 | 12734.1802 | 75% | 25% | 328.1106 | 46.4352 | 34.9282 | 1.4146 | 19.1424 | 15.3621 | 32.7229 | 7.1785 | 612.8903 | 424.2825 | 9967.6433 | 11004.8161 | 40136.928 | 51500.5131 | 5.956% | 54762.075
BUREAU #1709 | TERTIAIRE | BUREAUX | 2091.7928 | 2007 | 0 | 0 | 0 | 0 | 0 | 823.7711 | 18112.6632 | 15818.9914 | 3 | 9738.2358 | 8020.3318 | 2 | 0 | 0 | 0 | 0 | 0 | 0 | 6691.5871 | 406.7139 | 51639.7136 | 465.8004 | 894.3133 | 141.988 | 311.8599 | 0 | 12836.0405 | 144.2347 | 0 | 60601.7913 | 59.97% | 40.03% | 1919.5234 | 251.7871 | 142.8132 | 8.603 | 86.5987 | 117.6711 | 174.0331 | 56.9419 | 2168.674 | 2717.8457 | 63758.1633 | 68644.683 | 176560.4479 | 247133.3028 | 11.24% | 278421.9686
BUREAU #1710 | TERTIAIRE | BUREAUX | 612.2341 | 2012 | 0 | 0 | 0 | 0 | 0 | 340.5704 | 8346.4607 | 3751.5478 | 1 | 3052.121 | 3183.1982 | 1 | 0 | 0 | 0 | 0 | 0 | 0 | 3080.2088 | 134.3302 | 16786.9783 | 131.3315 | 221.0259 | 43.5056 | 101.1365 | 0 | 4831.6335 | 46.5751 | 0 | 18759.2594 | 86.89% | 13.11% | 640.794 | 92.6483 | 42.612 | 2.8822 | 28.1809 | 32.6054 | 45.4915 | 11.5336 | 858.949 | 784.1125 | 13975.8541 | 15618.9156 | 60769.2338 | 77202.2907 | 4.105% | 80506.9199
BUREAU #1711 | TERTIAIRE | BUREAUX | 3531.9891 | 2020 | 0 | 0 | 0 | 0 | 0 | 1780.5877 | 37832.0651 | 33460.7169 | 5 | 28379.5591 | 18705.2254 | 5 | 0 | 0 | 0 | 0 | 0 | 0 | 14630.8593 | 857.9886 | 105058.7299 | 1073.3043 | 2360.3011 | 230.0096 | 557.9692 | 0 | 24209.9081 | 189.2403 | 0 | 115656.6402 | 74.46% | 25.54% | 3162.3903 | 626.4538 | 343.4303 | 15.761 | 192.7913 | 193.264 | 299.3314 | 79.7109 | 6541.6022 | 4585.5949 | 105296.9292 | 116424.1263 | 361880.5262 | 481916.9252 | 11.9% | 547022.8061
BUREAU #1712 | TERTIAIRE | BUREAUX | 2220.7736 | 2019 | 0 | 0 | 0 | 0 | 0 | 1141.8962 | 31890.2311 | 16015.2798 | 3 | 17031.1492 | 12362.3024 | 3 | 0 | 0 | 0 | 0 | 0 | 0 | 11716.3194 | 580.593 | 65551.433 | 540.399 | 1068.3737 | 96.9302 | 332.0079 | 0 | 19729.6165 | 161.9498 | 0 | 57253.0395 | 89.14% | 10.86% | 2325.1674 | 299.6611 | 160.2359 | 11.6971 | 91.6645 | 122.2771 | 178.4608 | 52.2016 | 3572.131 | 3099.3485 | 49348.0869 | 56019.5664 | 225901.2614 | 285011.3483 | 7.401% | 307790.4225
BUREAU #1713 | TERTIAIRE | BUREAUX | 2822.7691 | 2010 | 0 | 0 | 0 | 0 | 0 | 1639.0963 | 30290.2152 | 15870.8281 | 3 | 16308.3922 | 13245.5631 | 4 | 0 | 0 | 0 | 0 | 0 | 0 | 9241.8489 | 683.9648 | 86549.2552 | 609.6715 | 1168.4073 | 125.8834 | 406.0713 | 0 | 17658.888 | 163.7141 | 0 | 57853.8143 | 73.96% | 26.04% | 1947.5866 | 418.0513 | 214.2454 | 14.2099 | 126.2496 | 172.6053 | 302.7789 | 53.4726 | 4191.1273 | 4345.3267 | 88930.1028 | 97466.5568 | 243222.136 | 343082.451 | 12.19% | 390709.0717
BUREAU #1714 | TERTIAIRE | BUREAUX | 1247.4765 | 2020 | 0 | 0 | 0 | 0 | 0 | 662.7926 | 15942.9486 | 13203.0564 | 1 | 11494.9558 | 5470.005 | 2 | 0 | 0 | 0 | 0 | 0 | 0 | 5406.8994 | 278.7 | 40697.4544 | 391.9158 | 509.4715 | 62.482 | 203.5124 | 0 | 12102.4478 | 84.9518 | 0 | 45808.5499 | 82% | 18% | 903.3349 | 211.7111 | 84.1735 | 7.5294 | 60.413 | 74.1346 | 119.794 | 31.0689 | 1686.6817 | 1845.5013 | 32109.7826 | 35641.9656 | 144401.241 | 181410.495 | 7.621% | 196375.833
BUREAU #1715 | TERTIAIRE | BUREAUX | 1807.3009 | 2022 | 0 | 0 | 0 | 0 | 0 | 855.059 | 25589.6312 | 13437.5341 | 2 | 12142.4499 | 9392.8985 | 3 | 0 | 0 | 0 | 0 | 0 | 0 | 9552.3947 | 483.2672 | 90466.9532 | 364.9999 | 816.2799 | 99.921 | 310.303 | 0 | 14696.2857 | 130.197 | 0 | 60495.4167 | 74.86% | 25.14% | 1365.734 | 309.1279 | 192.7085 | 10.1989 | 104.4502 | 89.3148 | 214.2332 | 52.9876 | 2907.7937 | 2524.297 | 52263.0355 | 57695.1261 | 233213.0805 | 292969.3413 | 8.884% | 321536.1448
BUREAU #1716 | TERTIAIRE | BUREAUX | 2106.4387 | 2012 | 0 | 0 | 0 | 0 | 0 | 1307.6996 | 26037.8493 | 17497.9801 | 3 | 12298.0867 | 7849.6821 | 2 | 0 | 0 | 0 | 0 | 0 | 0 | 11400.2619 | 447.6901 | 63973.9725 | 604.4869 | 966.1998 | 132.5775 | 326.9981 | 0 | 12432.1352 | 102.6746 | 0 | 46429.6943 | 73.88% | 26.12% | 1765.8403 | 282.0248 | 192.8922 | 8.586 | 90.6814 | 90.1678 | 256.4545 | 40.2237 | 2418.3362 | 2927.8663 | 49008.9704 | 54355.1729 | 191191.118 | 247440.9681 | 6.18% | 263739.6077
BUREAU #1717 | TERTIAIRE | BUREAUX | 905.1367 | 2019 | 0 | 0 | 0 | 0 | 0 | 658.1534 | 12716.8718 | 8137.3866 | 1 | 5786.7737 | 5936.8604 | 1 | 0 | 0 | 0 | 0 | 0 | 0 | 5535.7968 | 230.5859 | 43756.7972 | 269.1376 | 369.6994 | 56.9462 | 98.2039 | 0 | 8328.4137 | 57.8738 | 0 | 29177.9912 | 78.58% | 21.42% | 896.5609 | 128.7525 | 80.4189 | 4.7097 | 42.7996 | 54.2323 | 73.9308 | 22.3371 | 1401.4713 | 1574.8726 | 20958.7984 | 23935.1423 | 115991.9926 | 141088.858 | 8.709% | 154548.2373
BUREAU #1718 | TERTIAIRE | BUREAUX | 2304.5733 | 2010 | 0 | 0 | 0 | 0 | 0 | 851.7979 | 26851.2979 | 14932.0943 | 3 | 16187.3896 | 8127.5723 | 2 | 0 | 0 | 0 | 0 | 0 | 0 | 8772.7783 | 550.8617 | 85313.7335 | 704.7208 | 1090.8275 | 138.7663 | 381.1147 | 0 | 16012.0414 | 160.1415 | 0 | 49157.5855 | 84.6% | 15.4% | 2054.3733 | 323.614 | 201.9064 | 10.2044 | 128.2383 | 88.8132 | 213.86 | 52.4526 | 3399.0659 | 2419.776 | 59801.1686 | 65620.0105 | 222941.08 | 290829.6351 | 6.372% | 310623.0509
BUREAU #1719 | TERTIAIRE | BUREAUX | 2844.4064 | 2008 | 0 | 0 | 0 | 0 | 0 | 1335.0888 | 32692.3122 | 16163.7925 | 4 | 13940.3105 | 10080.1867 | 4 | 0 | 0 | 0 | 0 | 0 | 0 | 13801.6062 | 549.2436 | 75415.7443 | 659.5755 | 1101.7958 | 150.4244 | 353.2825 | 0 | 21195.2109 | 146.6725 | 0 | 68096.477 | 73.3% | 26.7% | 2182.1569 | 343.3414 | 314.1277 | 10.5438 | 105.4295 | 117.901 | 307.7263 | 73.1458 | 3825.3793 | 4184.6066 | 73745.4696 | 81755.4555 | 250076.4385 | 334411.3989 | 12.37% | 381626.2527
BUREAU #1720 | TERTIAIRE | BUREAUX | 521.7117 | 2015 | 0 | 0 | 0 | 0 | 0 | 227.7875 | 7410.115 | 4434.9365 | 1 | 3526.2031 | 2550.2281 | 1 | 0 | 0 | 0 | 0 | 0 | 0 | 2789.7114 | 134.2309 | 21387.5826 | 124.9845 | 195.0499 | 37.6009 | 55.934 | 0 | 3119.3186 | 25.8618 | 0 | 14129.7209 | 78.92% | 21.08% | 440.916 | 69.1554 | 41.791 | 2.4326 | 21.7088 | 26.4479 | 45.5425 | 11.871 | 632.9071 | 568.8948 | 12982.0744 | 14183.8762 | 57457.3385 | 72375.1985 | 11.35% | 81643.6116
BUREAU #1721 | TERTIAIRE | BUREAUX | 1275.16 | 2013 | 0 | 0 | 0 | 0 | 0 | 756.4454 | 17735.8795 | 10637.5135 | 2 | 7487.4391 | 7063.6197 | 1 | 0 | 0 | 0 | 0 | 0 | 0 | 6619.033 | 354.9634 | 53427.472 | 285.2526 | 462.1552 | 78.0754 | 201.6206 | 0 | 10418.4186 | 87.8116 | 0 | 36005.9067 | 91.55% | 8.453% | 1005.7477 | 203.7922 | 97.7783 | 7.0117 | 72.2193 | 50.0235 | 132.5694 | 31.8508 | 1309.5941 | 1986.5881 | 33257.4805 | 36553.6627 | 144339.0714 | 182149.5848 | 8.039% | 198072.0706
BUREAU #1722 | TERTIAIRE | BUREAUX | 521.5817 | 2013 | 0 | 0 | 0 | 0 | 0 | 239.8818 | 7330.372 | 3500.9634 | 1 | 2985.9876 | 2455.7909 | 1 | 0 | 0 | 0 | 0 | 0 | 0 | 2918.5668 | 122.8448 | 15846.9098 | 160.9555 | 191.8228 | 23.4979 | 80.5678 | 0 | 3128.8046 | 25.1699 | 0 | 15599.677 | 61.52% | 38.48% | 527.5057 | 65.6811 | 53.8931 | 1.9511 | 27.2826 | 21.1516 | 52.9122 | 15.0348 | 886.4638 | 797.5062 | 13348.3031 | 15032.273 | 52989.222 | 68561.4285 | 3.205% | 70831.2494
BUREAU #1723 | TERTIAIRE | BUREAUX | 2961.9843 | 2015 | 0 | 0 | 0 | 0 | 0 | 1416.5957 | 38949.3172 | 26827.8865 | 3 | 22641.807 | 14558.065 | 4 | 0 | 0 | 0 | 0 | 0 | 0 | 12991.6276 | 872.9746 | 85575.7776 | 733.1004 | 1228.6718 | 180.5965 | 430.5025 | 0 | 17114.079 | 150.2051 | 0 | 90812.8987 | 86.37% | 13.63% | 2953.8369 | 439.2587 | 247.5042 | 14.0521 | 176.2222 | 148.9301 | 350.7066 | 57.2964 | 4478.1478 | 4751.963 | 87045.5055 | 96275.6164 | 297952.4701 | 398031.4583 | 3.442% | 412219.3683
BUREAU #1724 | TERTIAIRE | BUREAUX | 3565.6754 | 2018 | 0 | 0 | 0 | 0 | 0 | 2375.3023 | 50814.7617 | 30320.7177 | 5 | 25948.4897 | 21859.0715 | 5 | 0 | 0 | 0 | 0 | 0 | 0 | 16736.7815 | 1070.1395 | 155952.6876 | 1006.354 | 2172.5118 | 253.4512 | 470.254 | 0 | 31816.0692 | 257.5151 | 0 | 112478.9737 | 85.47% | 14.53% | 3340.6857 | 584.4524 | 332.9374 | 19.1004 | 134.1279 | 193.6516 | 319.9119 | 69.6414 | 5097.9644 | 5289.8917 | 115343.5092 | 125731.3653 | 433137.8614 | 562698.0422 | 5.746% | 596999.6055
BUREAU #1725 | TERTIAIRE | BUREAUX | 750.7947 | 2010 | 0 | 0 | 0 | 0 | 0 | 416.7136 | 8059.0087 | 4508.835 | 1 | 3659.6195 | 3713.8956 | 1 | 0 | 0 | 0 | 0 | 0 | 0 | 3758.3226 | 191.951 | 26055.9113 | 182.2365 | 276.9965 | 42.682 | 116.0715 | 0 | 6002.2687 | 56.6751 | 0 | 16597.4984 | 60.38% | 39.62% | 643.3798 | 125.079 | 51.5006 | 2.8534 | 29.9287 | 43.4362 | 75.4795 | 16.6234 | 1093.0285 | 800.5315 | 23463.7358 | 25357.2958 | 70873.8693 | 97010.1889 | 7.387% | 104748.034
BUREAU #1726 | TERTIAIRE | BUREAUX | 3448.2301 | 2022 | 0 | 0 | 0 | 0 | 0 | 1777.5699 | 49718.9815 | 39211.2701 | 4 | 21617.6255 | 22823.9637 | 3 | 0 | 0 | 0 | 0 | 0 | 0 | 23178.7407 | 762.8807 | 161323.2167 | 1014.4956 | 1765.5387 | 239.4566 | 425.1134 | 0 | 27899.0203 | 245.9351 | 0 | 106469.7164 | 87.37% | 12.63% | 2502.787 | 506.5464 | 279.0041 | 15.1111 | 153.9418 | 139.0737 | 390.9103 | 96.1995 | 5151.1897 | 6534.24 | 73669.428 | 85354.8577 | 430151.0569 | 519737.7484 | 1.266% | 526399.4716
BUREAU #1727 | TERTIAIRE | BUREAUX | 610.6634 | 2019 | 0 | 0 | 0 | 0 | 0 | 399.8738 | 10120.2579 | 5841.7119 | 1 | 4316.2705 | 4249.9439 | 1 | 0 | 0 | 0 | 0 | 0 | 0 | 2795.7979 | 165.2727 | 27746.0746 | 162.69 | 402.7654 | 37.341 | 66.5378 | 0 | 5578.1685 | 31.0492 | 0 | 22990.678 | 72.79% | 27.21% | 579.6645 | 68.2445 | 41.8268 | 3.1338 | 29.4372 | 27.2543 | 56.4085 | 11.3806 | 981.4945 | 987.92 | 13217.1188 | 15186.5333 | 81096.6151 | 97198.7189 | 10.76% | 108920.0203
BUREAU #1728 | TERTIAIRE | BUREAUX | 524.679 | 2022 | 0 | 0 | 0 | 0 | 0 | 308.7769 | 7141.7921 | 4263.5464 | 1 | 4802.3109 | 2505.273 | 0 | 0 | 0 | 0 | 0 | 0 | 0 | 2173.6769 | 118.4423 | 21376.5054 | 131.3532 | 349.0765 | 28.9745 | 76.7605 | 0 | 3755.2738 | 25.1201 | 0 | 15405.5476 | 86.81% | 13.19% | 455.9852 | 83.9858 | 36.5808 | 3.0174 | 28.7109 | 25.7038 | 43.1602 | 12.7718 | 776.3632 | 886.1551 | 10325.4814 | 11987.9996 | 60679.1853 | 73481.407 | 9.956% | 81606.1923
BUREAU #1729 | TERTIAIRE | BUREAUX | 2480.647 | 2006 | 0 | 0 | 0 | 0 | 0 | 1290.0114 | 25068.3478 | 17687.0361 | 3 | 11591.5184 | 10528.4108 | 3 | 0 | 0 | 0 | 0 | 0 | 0 | 7853.0857 | 718.8327 | 69555.9582 | 650.587 | 1025.6231 | 116.5708 | 258.015 | 0 | 15295.1355 | 191.7641 | 0 | 67283.3206 | 62.49% | 37.51% | 1960.1416 | 371.182 | 229.521 | 14.2375 | 112.9136 | 97.8022 | 274.2006 | 67.3573 | 2287.8255 | 2671.4104 | 61839.4249 | 66798.6608 | 216838.4745 | 286227.7316 | 5.212% | 301966.0903
BUREAU #1730 | TERTIAIRE | BUREAUX | 2211.4495 | 2009 | 0 | 0 | 0 | 0 | 0 | 914.6703 | 24276.3285 | 13493.9977 | 3 | 10532.2321 | 8744.3732 | 3 | 0 | 0 | 0 | 0 | 0 | 0 | 6962.4582 | 619.4974 | 63302.6192 | 566.5513 | 889.2384 | 155.0136 | 289.2883 | 0 | 14523.5801 | 146.3323 | 0 | 66143.0374 | 66.04% | 33.96% | 2449.5045 | 285.2918 | 239.1032 | 10.1587 | 119.3905 | 122.8715 | 200.1871 | 63.9075 | 3145.1842 | 2114.2062 | 52799.2725 | 58058.663 | 204650.1086 | 264810.0823 | 4.826% | 278236.6447
BUREAU #1731 | TERTIAIRE | BUREAUX | 373.4851 | 2011 | 0 | 0 | 0 | 0 | 0 | 221.9362 | 4009.9991 | 2506.0626 | 0 | 2253.4158 | 1603.2727 | 1 | 0 | 0 | 0 | 0 | 0 | 0 | 1947.4812 | 85.6332 | 13281.9792 | 77.8444 | 186.5418 | 16.7362 | 50.4055 | 0 | 3066.7109 | 22.4262 | 0 | 11884.4221 | 77.54% | 22.46% | 291.6353 | 43.4708 | 33.4035 | 2.2969 | 22.5539 | 20.0683 | 31.5505 | 9.0612 | 544.2562 | 384.4064 | 10897.3593 | 11826.0219 | 40035.191 | 52208.8174 | 4.107% | 54444.6109
BUREAU #1732 | TERTIAIRE | BUREAUX | 3347.0452 | 2013 | 0 | 0 | 0 | 0 | 0 | 1453.3492 | 40445.9179 | 28248.3599 | 4 | 21504.278 | 13672.0462 | 3 | 0 | 0 | 0 | 0 | 0 | 0 | 11513.7257 | 723.0506 | 129870.9016 | 857.9232 | 1771.6232 | 234.5038 | 374.5625 | 0 | 25916.6934 | 239.0517 | 0 | 93312.0929 | 62.41% | 37.59% | 3687.7008 | 483.2721 | 290.2378 | 19.2318 | 125.3201 | 166.224 | 257.4968 | 65.7535 | 5152.8973 | 3517.1305 | 83536.34 | 92206.3678 | 354350.5145 | 449574.9531 | 11.84% | 509962.8371
BUREAU #1733 | TERTIAIRE | BUREAUX | 1046.9943 | 2015 | 0 | 0 | 0 | 0 | 0 | 557.8116 | 15865.8799 | 6420.1628 | 1 | 6641.9737 | 5564.3571 | 1 | 0 | 0 | 0 | 0 | 0 | 0 | 5245.5912 | 264.2042 | 37241.2066 | 298.7772 | 635.5716 | 51.985 | 152.5683 | 0 | 8558.3267 | 55.663 | 0 | 23847.6421 | 88.07% | 11.93% | 1116.4878 | 141.0022 | 75.4719 | 4.4065 | 52.3918 | 62.9338 | 114.722 | 29.3472 | 1588.1569 | 1364.3046 | 32599.6071 | 35552.0686 | 108017.3739 | 144896.6671 | 4.051% | 151014.9786
BUREAU #1734 | TERTIAIRE | BUREAUX | 540.9721 | 2006 | 0 | 0 | 0 | 0 | 0 | 183.7897 | 5956.334 | 4313.5245 | 1 | 2337.4132 | 2053.9871 | 1 | 0 | 0 | 0 | 0 | 0 | 0 | 2268.3109 | 100.8536 | 13482.2942 | 119.9978 | 251.0756 | 38.2507 | 76.5964 | 0 | 3048.5056 | 37.3155 | 0 | 12354.5932 | 69.23% | 30.77% | 475.798 | 81.5061 | 41.2427 | 2.2696 | 32.8884 | 32.5149 | 45.2511 | 15.696 | 740.5646 | 480.3547 | 15642.0933 | 16863.0126 | 43646.26 | 60973.9036 | 4.993% | 64178.4163
BUREAU #1735 | TERTIAIRE | BUREAUX | 2487.7479 | 2012 | 0 | 0 | 0 | 0 | 0 | 1271.4408 | 24600.9783 | 21598.1209 | 2 | 15524.0704 | 14380.9967 | 3 | 0 | 0 | 0 | 0 | 0 | 0 | 13488.383 | 749.1604 | 101135.5817 | 500.7016 | 1420.8041 | 178.0719 | 378.756 | 0 | 13895.9219 | 126.3375 | 0 | 78727.3347 | 86.75% | 13.25% | 1702.404 | 445.451 | 239.7319 | 13.0687 | 128.7204 | 148.2206 | 301.1947 | 65.4965 | 2889.0415 | 4037.0103 | 75293.3431 | 82219.3949 | 272498.8626 | 357250.4172 | 12.88% | 410058.6856
BUREAU #1736 | TERTIAIRE | BUREAUX | 500.8415 | 2007 | 0 | 0 | 0 | 0 | 0 | 208.9664 | 5057.3415 | 2796.9562 | 1 | 3165.5114 | 1958.908 | 1 | 0 | 0 | 0 | 0 | 0 | 0 | 1653.5856 | 113.3316 | 18246.4044 | 109.637 | 246.2023 | 31.6205 | 52.1282 | 0 | 3550.8199 | 27.6851 | 0 | 10899.1195 | 83.58% | 16.42% | 442.7033 | 69.8845 | 50.2026 | 2.957 | 26.1271 | 22.2658 | 41.6795 | 14.8207 | 651.4091 | 541.9548 | 15430.8474 | 16624.2112 | 47046.1333 | 64254.8709 | 6.87% | 68994.8244
BUREAU #1737 | TERTIAIRE | BUREAUX | 2878.4314 | 2020 | 0 | 0 | 0 | 0 | 0 | 1860.7979 | 40439.5172 | 20543.8527 | 4 | 25896.0243 | 12627.0764 | 4 | 0 | 0 | 0 | 0 | 0 | 0 | 17103.4222 | 710.4085 | 87642.5898 | 851.4155 | 1942.0665 | 180.6475 | 331.9952 | 0 | 20350.5738 | 197.0908 | 0 | 110347.486 | 88.14% | 11.86% | 2238.7118 | 372.2185 | 293.0609 | 15.6821 | 171.0701 | 163.239 | 232.576 | 69.0719 | 3855.0354 | 5158.5817 | 61950.7353 | 70964.3524 | 333583.5678 | 407650.4615 | 0.8933% | 411324.8341
BUREAU #1738 | TERTIAIRE | BUREAUX | 693.6113 | 2012 | 0 | 0 | 0 | 0 | 0 | 399.0051 | 6663.8649 | 6201.6248 | 1 | 4257.5813 | 3861.4646 | 1 | 0 | 0 | 0 | 0 | 0 | 0 | 2911.9777 | 136.6401 | 18074.0734 | 135.5652 | 294.1312 | 30.3757 | 73.1012 | 0 | 4953.6669 | 43.2193 | 0 | 15199.2757 | 61.9% | 38.1% | 500.2223 | 105.1496 | 75.5899 | 4.2009 | 40.2884 | 35.4545 | 80.0866 | 14.4943 | 979.5707 | 769.3685 | 21216.6769 | 22965.616 | 57976.1909 | 81654.7116 | 2.997% | 84177.4284
BUREAU #1739 | TERTIAIRE | BUREAUX | 532.8412 | 2006 | 0 | 0 | 0 | 0 | 0 | 189.5632 | 6423.1962 | 3098.544 | 1 | 3604.2915 | 1952.8283 | 1 | 0 | 0 | 0 | 0 | 0 | 0 | 1752.7691 | 105.1128 | 13767.9289 | 127.9772 | 252.4136 | 28.7708 | 59.6408 | 0 | 2515.7486 | 33.2628 | 0 | 13970.3414 | 54.18% | 45.82% | 507.4499 | 87.3918 | 35.8289 | 2.3069 | 31.3359 | 21.2619 | 45.7504 | 15.9358 | 629.6483 | 579.0382 | 15031.5919 | 16240.2783 | 46382.274 | 63111.2077 | 10.42% | 70451.0269
BUREAU #1740 | TERTIAIRE | BUREAUX | 1782.3166 | 2010 | 0 | 0 | 0 | 0 | 0 | 907.3741 | 16629.577 | 9680.625 | 3 | 11397.7978 | 7622.6117 | 2 | 0 | 0 | 0 | 0 | 0 | 0 | 6215.3055 | 533.9263 | 53846.3678 | 512.5502 | 706.4813 | 88.9347 | 197.444 | 0 | 12158.6427 | 122.4863 | 0 | 49063.2465 | 61.33% | 38.67% | 1475.4959 | 320.8872 | 183.3308 | 7.9872 | 70.5611 | 93.8605 | 155.2482 | 47.9894 | 2478.4506 | 2476.3737 | 35998.5045 | 40953.3289 | 165566.1388 | 208321.8875 | 11.28% | 234814.1914
BUREAU #1741 | TERTIAIRE | BUREAUX | 2348.3785 | 2013 | 0 | 0 | 0 | 0 | 0 | 1177.7174 | 21302.8687 | 14029.1354 | 4 | 11950.0777 | 13253.9329 | 4 | 0 | 0 | 0 | 0 | 0 | 0 | 10585.5464 | 486.9072 | 63680.0478 | 678.4307 | 1147.6047 | 151.1006 | 262.4651 | 0 | 19071.2537 | 151.288 | 0 | 62914.5435 | 70.43% | 29.57% | 2421.416 | 293.2116 | 170.9603 | 12.8006 | 142.4094 | 89.5754 | 245.2964 | 67.138 | 3018.7047 | 3849.3361 | 66578.3977 | 73446.4385 | 211957.0571 | 288569.6587 | 3.867% | 300177.8655
BUREAU #1742 | TERTIAIRE | BUREAUX | 588.229 | 2020 | 0 | 0 | 0 | 0 | 0 | 303.2191 | 6690.4767 | 5907.9792 | 1 | 4584.2066 | 3359.1785 | 1 | 0 | 0 | 0 | 0 | 0 | 0 | 2716.1963 | 158.4576 | 22961.5765 | 175.1826 | 295.7512 | 32.7198 | 65.4889 | 0 | 4767.562 | 45.3301 | 0 | 20341.4488 | 75.09% | 24.91% | 531.6102 | 73.7897 | 44.2711 | 2.2713 | 27.7266 | 30.4896 | 68.454 | 11.0475 | 971.1502 | 751.2016 | 18375.5291 | 20097.8809 | 68243.0323 | 88951.4882 | 11.84% | 100899.3017
BUREAU #1743 | TERTIAIRE | BUREAUX | 3120.6499 | 2015 | 0 | 0 | 0 | 0 | 0 | 1687.2856 | 30381.2747 | 25448.5854 | 4 | 21511.8992 | 16448.0995 | 4 | 0 | 0 | 0 | 0 | 0 | 0 | 13334.1695 | 697.6514 | 101616.9397 | 887.8867 | 1773.7683 | 223.5133 | 518.767 | 0 | 26526.6525 | 168.3299 | 0 | 111441.5052 | 85.49% | 14.51% | 3393.3187 | 442.5323 | 215.4513 | 12.824 | 115.5797 | 153.2391 | 279.7371 | 58.8146 | 4071.0784 | 5357.4293 | 93151.6755 | 102580.1831 | 337697.5211 | 444192.3887 | 9.171% | 489045.124
BUREAU #1744 | TERTIAIRE | BUREAUX | 2659.8 | 2020 | 0 | 0 | 0 | 0 | 0 | 1581.1326 | 38938.3363 | 26994.079 | 4 | 19977.4222 | 14868.5276 | 3 | 0 | 0 | 0 | 0 | 0 | 0 | 14241.0154 | 645.62 | 86598.7899 | 656.3507 | 1686.3797 | 167.5642 | 432.8249 | 0 | 20186.8246 | 198.8811 | 0 | 71109.0127 | 79.92% | 20.08% | 2604.3262 | 489.958 | 287.8423 | 13.59 | 128.4953 | 142.0727 | 286.998 | 74.1901 | 5107.5452 | 4211.8239 | 60439.5829 | 69758.9521 | 280948.3387 | 354638.8548 | 0.8927% | 357833.2916
BUREAU #1745 | TERTIAIRE | BUREAUX | 1145.0961 | 2019 | 0 | 0 | 0 | 0 | 0 | 608.4366 | 11693.7032 | 11398.4137 | 1 | 8961.5843 | 5026.0891 | 1 | 0 | 0 | 0 | 0 | 0 | 0 | 7292.7097 | 267.9971 | 50187.7049 | 237.6703 | 682.2033 | 56.0685 | 173.9466 | 0 | 7126.2781 | 89.2068 | 0 | 42205.1876 | 89.51% | 10.49% | 943.4044 | 147.7101 | 94.9955 | 5.3694 | 45.3824 | 50.335 | 93.0273 | 21.8428 | 2003.7616 | 2091.184 | 30390.3358 | 34485.2814 | 141266.0086 | 177437.5924 | 11.43% | 200341.343
BUREAU #1746 | TERTIAIRE | BUREAUX | 2160.3083 | 2019 | 0 | 0 | 0 | 0 | 0 | 1236.9309 | 26468.0851 | 16744.3265 | 3 | 15792.1888 | 13374.4637 | 2 | 0 | 0 | 0 | 0 | 0 | 0 | 8995.9519 | 640.6866 | 95607.2336 | 432.8534 | 899.2965 | 113.8759 | 259.5259 | 0 | 16157.31 | 159.6606 | 0 | 65520.1009 | 82.94% | 17.06% | 1801.1932 | 254.3043 | 223.7532 | 9.5372 | 128.2692 | 124.4929 | 184.4882 | 41.7321 | 3204.5182 | 3721.6821 | 51656.041 | 58582.2413 | 252520.5943 | 313995.3418 | 9.07% | 345315.4211
BUREAU #1747 | TERTIAIRE | BUREAUX | 1276.78 | 2012 | 0 | 0 | 0 | 0 | 0 | 678.8101 | 11877.5781 | 7920.244 | 1 | 9823.586 | 7508.4239 | 2 | 0 | 0 | 0 | 0 | 0 | 0 | 4289.8849 | 281.5416 | 40847.8688 | 284.9064 | 471.2891 | 80.8862 | 168.7011 | 0 | 10444.1095 | 71.63 | 0 | 31754.4619 | 88.49% | 11.51% | 1148.3576 | 211.5191 | 87.0443 | 7.4449 | 63.5105 | 67.9746 | 129.0114 | 27.3699 | 1637.9802 | 2079.3987 | 30305.0987 | 34022.4776 | 121235.4756 | 156815.3434 | 7.992% | 170437.2462
BUREAU #1748 | TERTIAIRE | BUREAUX | 3459.9796 | 2009 | 0 | 0 | 0 | 0 | 0 | 1839.4405 | 33651.3011 | 27027.2362 | 5 | 22906.1418 | 12381.5261 | 5 | 0 | 0 | 0 | 0 | 0 | 0 | 15356.362 | 1017.4022 | 98871.0145 | 896.1041 | 1347.0693 | 183.6819 | 596.0142 | 0 | 24747.6267 | 251.1364 | 0 | 69255.3416 | 83.63% | 16.37% | 2571.7686 | 601.4376 | 274.291 | 19.8973 | 188.3471 | 135.4662 | 262.7185 | 101.6367 | 3815.4624 | 4375.9041 | 102077.7403 | 110269.1068 | 293609.5232 | 407341.0833 | 3.368% | 421539.2306
BUREAU #1749 | TERTIAIRE | BUREAUX | 388.273 | 2012 | 0 | 0 | 0 | 0 | 0 | 209.7648 | 3591.4433 | 3282.4287 | 1 | 2116.3488 | 2042.5603 | 1 | 0 | 0 | 0 | 0 | 0 | 0 | 1522.6022 | 83.8853 | 13405.4572 | 99.6625 | 198.1019 | 17.2226 | 60.4988 | 0 | 2374.5484 | 25.6567 | 0 | 12144.6364 | 73.67% | 26.33% | 311.6842 | 48.9956 | 35.9292 | 1.5525 | 18.4595 | 15.6117 | 41.8313 | 9.3336 | 518.2509 | 598.6303 | 10634.9508 | 11751.8319 | 38906.2812 | 51031.9303 | 4.957% | 53693.7408
BUREAU #1750 | TERTIAIRE | BUREAUX | 3318.5885 | 2017 | 0 | 0 | 0 | 0 | 0 | 1793.2218 | 33856.7988 | 21040.7683 | 4 | 27561.2208 | 18425.2024 | 5 | 0 | 0 | 0 | 0 | 0 | 0 | 18516.2664 | 823.6119 | 134397.2029 | 734.1796 | 1505.5335 | 201.7696 | 375.6493 | 0 | 29244.3083 | 259.9422 | 0 | 84597.3272 | 82.06% | 17.94% | 3132.8269 | 399.5108 | 243.9443 | 18.2914 | 202.5178 | 144.2025 | 328.6875 | 74.2321 | 4037.6716 | 6063.8659 | 90800.5341 | 100902.0716 | 361975.7811 | 466043.2747 | 9.345% | 514084.1598
BUREAU #1751 | TERTIAIRE | BUREAUX | 1133.3746 | 2008 | 0 | 0 | 0 | 0 | 0 | 593.1379 | 13965.9574 | 6052.4265 | 1 | 8118.6216 | 5106.4785 | 2 | 0 | 0 | 0 | 0 | 0 | 0 | 4044.7237 | 306.1169 | 39952.9316 | 351.7059 | 575.5601 | 59.2106 | 170.248 | 0 | 5714.6527 | 81.8954 | 0 | 23938.1456 | 68.05% | 31.95% | 834.1127 | 197.9777 | 101.2473 | 6.7652 | 59.9025 | 51.0543 | 108.041 | 27.108 | 1159.9136 | 1162.0448 | 35502.108 | 37824.0664 | 105290.8919 | 144166.3091 | 1.918% | 146985.5944
BUREAU #1752 | TERTIAIRE | BUREAUX | 334.7686 | 2008 | 0 | 0 | 0 | 0 | 0 | 190.717 | 2861.8801 | 2285.3682 | 0 | 1587.8292 | 1262.8099 | 0 | 0 | 0 | 0 | 0 | 0 | 0 | 1038.8136 | 77.646 | 9619.1347 | 84.4009 | 141.7357 | 20.8658 | 50.3231 | 0 | 1803.0767 | 24.7349 | 0 | 10075.2698 | 85.15% | 14.85% | 355.1339 | 47.6095 | 31.669 | 1.7178 | 15.8336 | 15.6024 | 25.9304 | 8.1091 | 404.9115 | 321.0398 | 7828.855 | 8554.8063 | 29814.1926 | 38719.0601 | 2.397% | 39670.0082
BUREAU #1753 | TERTIAIRE | BUREAUX | 1163.5273 | 2007 | 0 | 0 | 0 | 0 | 0 | 542.0853 | 11613.2571 | 7712.8775 | 1 | 7494.3424 | 5845.4155 | 2 | 0 | 0 | 0 | 0 | 0 | 0 | 5186.2117 | 242.2413 | 32707.1358 | 325.9421 | 400.7261 | 74.5618 | 146.1381 | 0 | 6205.1744 | 60.3752 | 0 | 22912.9241 | 69.2% | 30.8% | 956.2877 | 202.3458 | 89.2086 | 5.288 | 63.0593 | 66.1244 | 106.1197 | 28.2916 | 1546.1211 | 1394.9107 | 28488.1507 | 31429.1825 | 95651.1476 | 128173.7726 | 6.35% | 136864.5288
BUREAU #1754 | TERTIAIRE | BUREAUX | 412.0252 | 2008 | 0 | 0 | 0 | 0 | 0 | 172.7541 | 3803.0313 | 3387.8507 | 1 | 2590.8256 | 2238.7462 | 1 | 0 | 0 | 0 | 0 | 0 | 0 | 1317.5156 | 80.3009 | 11085.8518 | 111.9473 | 146.763 | 19.8797 | 58.3688 | 0 | 2318.538 | 22.0898 | 0 | 12049.9572 | 85.13% | 14.87% | 375.9825 | 64.255 | 33.4048 | 2.473 | 24.0165 | 21.6074 | 49.5877 | 8.2382 | 463.7048 | 417.8999 | 9830.3804 | 10711.985 | 36450.3825 | 47510.1763 | 9.799% | 52671.202
BUREAU #1755 | TERTIAIRE | BUREAUX | 2308.572 | 2015 | 0 | 0 | 0 | 0 | 0 | 1526.0179 | 24333.6712 | 21591.3641 | 4 | 13364.3739 | 9302.2188 | 3 | 0 | 0 | 0 | 0 | 0 | 0 | 13661.9 | 484.3577 | 79871.3206 | 612.5315 | 1241.0424 | 119.1692 | 299.6737 | 0 | 15972.1783 | 166.0328 | 0 | 60471.9281 | 74.92% | 25.08% | 2138.4932 | 330.3379 | 251.7762 | 13.5205 | 113.0337 | 110.4723 | 220.5668 | 50.633 | 2625.6657 | 3500.5572 | 74298.816 | 80425.0389 | 230192.2535 | 313279.3547 | 12.91% | 359713.4756
BUREAU #1756 | TERTIAIRE | BUREAUX | 797.8631 | 2015 | 0 | 0 | 0 | 0 | 0 | 364.1508 | 7622.2477 | 5306.0585 | 1 | 4852.7486 | 4254.8173 | 1 | 0 | 0 | 0 | 0 | 0 | 0 | 3379.5213 | 206.5994 | 33976.7109 | 252.9392 | 369.446 | 39.1544 | 115.535 | 0 | 7443.6999 | 56.4861 | 0 | 23793.4477 | 87.06% | 12.94% | 577.7883 | 133.9766 | 56.7948 | 4.2446 | 38.9739 | 36.9717 | 79.5374 | 18.3429 | 1204.8136 | 1064.1349 | 20162.7977 | 22431.7462 | 89021.4121 | 112164.5342 | 6.158% | 119525.1989
BUREAU #1757 | TERTIAIRE | BUREAUX | 1748.1156 | 2012 | 0 | 0 | 0 | 0 | 0 | 775.0754 | 20350.5307 | 12771.9821 | 2 | 9289.3345 | 9958.0886 | 2 | 0 | 0 | 0 | 0 | 0 | 0 | 9399.1346 | 454.7616 | 44159.4216 | 363.9656 | 718.6867 | 91.1684 | 254.7167 | 0 | 9555.0164 | 124.6822 | 0 | 57087.8712 | 65.29% | 34.71% | 1418.4082 | 318.3273 | 129.0552 | 6.832 | 106.2641 | 67.5735 | 214.3834 | 42.7651 | 1792.098 | 2557.1025 | 34848.7455 | 39197.9459 | 164978.8806 | 205615.2984 | 3.031% | 212043.3211
BUREAU #1758 | TERTIAIRE | BUREAUX | 1786.0768 | 2011 | 0 | 0 | 0 | 0 | 0 | 932.3973 | 22761.6349 | 15405.2997 | 2 | 13114.6209 | 7976.0392 | 3 | 0 | 0 | 0 | 0 | 0 | 0 | 7729.3113 | 365.6973 | 70573.9679 | 433.4715 | 874.7689 | 98.2234 | 274.5981 | 0 | 12681.151 | 118.9055 | 0 | 58791.3772 | 67.5% | 32.5% | 1871.9741 | 291.1946 | 179.8796 | 10.6827 | 100.9164 | 70.7512 | 204.1669 | 45.3014 | 2113.9971 | 1882.9213 | 46639.3306 | 50636.249 | 203515.8233 | 256520.5179 | 0.9083% | 258871.8853
BUREAU #1759 | TERTIAIRE | BUREAUX | 1758.2643 | 2022 | 0 | 0 | 0 | 0 | 0 | 1042.0177 | 22117.8924 | 17030.6532 | 3 | 12463.4423 | 8407.4883 | 2 | 0 | 0 | 0 | 0 | 0 | 0 | 11640.009 | 371.1756 | 58921.1095 | 415.9684 | 1006.1204 | 76.6725 | 279.3938 | 0 | 12568.8651 | 128.7564 | 0 | 46098.0303 | 76.44% | 23.56% | 1460.6192 | 211.277 | 193.191 | 9.5186 | 91.0025 | 96.2534 | 196.0249 | 35.6557 | 3342.0232 | 3447.7865 | 39348.9209 | 46138.7306 | 183688.2212 | 232120.8184 | 11.89% | 263450.1055
BUREAU #1760 | TERTIAIRE | BUREAUX | 1396.9207 | 2006 | 0 | 0 | 0 | 0 | 0 | 736.5964 | 10890.9605 | 10657.1641 | 2 | 6449.6957 | 5643.4491 | 1 | 0 | 0 | 0 | 0 | 0 | 0 | 4306.8885 | 363.533 | 44640.1742 | 299.397 | 511.1478 | 64.4305 | 185.1914 | 0 | 8998.9416 | 101.5664 | 0 | 27740.6488 | 73.98% | 26.02% | 1183.1371 | 170.1562 | 147.818 | 5.708 | 66.9902 | 62.9621 | 165.8848 | 35.1233 | 1339.9419 | 1815.7821 | 36909.2013 | 40064.9254 | 114124.4507 | 155448.5515 | 9.847% | 172426.9822
BUREAU #1761 | TERTIAIRE | BUREAUX | 2710.8664 | 2006 | 0 | 0 | 0 | 0 | 0 | 1154.7635 | 27186.0927 | 13693.849 | 4 | 14057.4769 | 13109.8908 | 3 | 0 | 0 | 0 | 0 | 0 | 0 | 10402.378 | 700.0396 | 67817.3652 | 583.0642 | 1103.415 | 133.672 | 466.8632 | 0 | 14870.3403 | 142.3861 | 0 | 71597.7337 | 60.64% | 39.36% | 2049.8033 | 338.0933 | 259.6857 | 10.59 | 113.1215 | 140.6611 | 285.419 | 80.7639 | 2990.9048 | 2840.91 | 83305.1198 | 89136.9346 | 226892.0531 | 318095.2773 | 8.993% | 349528.1604
BUREAU #1762 | TERTIAIRE | BUREAUX | 2319.6282 | 2007 | 0 | 0 | 0 | 0 | 0 | 1042.4095 | 18520.4342 | 19161.7084 | 3 | 10141.7982 | 11549.6671 | 2 | 0 | 0 | 0 | 0 | 0 | 0 | 11145.3512 | 653.9023 | 76313.2264 | 690.179 | 1114.9068 | 114.5702 | 240.9228 | 0 | 14475.7829 | 123.7002 | 0 | 68622.4933 | 79.3% | 20.7% | 1758.313 | 263.4072 | 246.9935 | 10.3838 | 137.8517 | 129.7919 | 225.0151 | 64.7207 | 2781.724 | 3356.7741 | 47354.2133 | 53492.7115 | 220572.6389 | 276619.6298 | 10.66% | 309632.2662
BUREAU #1763 | TERTIAIRE | BUREAUX | 1905.6575 | 2017 | 0 | 0 | 0 | 0 | 0 | 1027.1243 | 25373.501 | 14751.4879 | 2 | 13837.7595 | 9447.9906 | 2 | 0 | 0 | 0 | 0 | 0 | 0 | 10643.2738 | 439.0321 | 65576.9378 | 516.6495 | 1052.4681 | 112.9678 | 205.7076 | 0 | 12210.3498 | 124.776 | 0 | 58539.9846 | 86.39% | 13.61% | 1444.2492 | 302.9767 | 152.5412 | 9.3581 | 91.0213 | 70.3687 | 189.2411 | 47.2979 | 3423.5648 | 2437.0216 | 48141.5481 | 54002.1345 | 205769.3376 | 261620.2844 | 5.176% | 275900.0461
BUREAU #1764 | TERTIAIRE | BUREAUX | 1749.9265 | 2011 | 0 | 0 | 0 | 0 | 0 | 1012.2485 | 23944.5386 | 12105.9351 | 2 | 12573.6041 | 9297.7003 | 2 | 0 | 0 | 0 | 0 | 0 | 0 | 9368.1329 | 518.8724 | 67359.8233 | 552.8846 | 838.6724 | 77.5507 | 240.7142 | 0 | 13664.449 | 99.7402 | 0 | 38336.8757 | 85.84% | 14.16% | 1446.6779 | 317.6824 | 153.4941 | 9.3455 | 79.1741 | 97.9231 | 183.6318 | 32.7359 | 2852.7919 | 1866.2261 | 51264.8719 | 55983.8898 | 182636.3518 | 240742.2619 | 10.46% | 268864.7185
BUREAU #1765 | TERTIAIRE | BUREAUX | 2289.4885 | 2008 | 0 | 0 | 0 | 0 | 0 | 839.2354 | 26631.4977 | 15000.2896 | 3 | 16120.2999 | 8409.1057 | 3 | 0 | 0 | 0 | 0 | 0 | 0 | 9936.2012 | 634.9873 | 79973.394 | 507.6509 | 803.9187 | 159.7091 | 292.7288 | 0 | 11909.7042 | 128.5117 | 0 | 50017.5119 | 56.62% | 43.38% | 2490.5733 | 348.8316 | 166.5913 | 11.0658 | 131.0534 | 131.1927 | 202.6386 | 57.9111 | 2416.6277 | 2803.9532 | 67764.4563 | 72985.0372 | 214092.3347 | 289522.4898 | 3.792% | 300932.423
BUREAU #1766 | TERTIAIRE | BUREAUX | 2202.7485 | 2015 | 0 | 0 | 0 | 0 | 0 | 1400.8066 | 28055.8661 | 18428.9755 | 2 | 18140.1377 | 8687.7385 | 3 | 0 | 0 | 0 | 0 | 0 | 0 | 11845.9094 | 494.0142 | 87493.5826 | 530.6944 | 857.8476 | 125.2041 | 250.5699 | 0 | 18356.1375 | 134.3274 | 0 | 71879.0748 | 90.78% | 9.216% | 1633.2172 | 321.5671 | 174.04 | 9.4278 | 133.4299 | 128.6267 | 218.6766 | 58.2782 | 2763.6938 | 3184.1064 | 66137.3003 | 72085.1005 | 258399.6871 | 332602.5653 | 4.681% | 348935.0523
BUREAU #1767 | TERTIAIRE | BUREAUX | 2792.3821 | 2018 | 0 | 0 | 0 | 0 | 0 | 1653.7929 | 44354.6789 | 24302.3714 | 3 | 16364.3852 | 15467.8315 | 3 | 0 | 0 | 0 | 0 | 0 | 0 | 14791.897 | 818.1886 | 128457.612 | 809.1999 | 1683.1917 | 141.9905 | 424.7223 | 0 | 26466.2518 | 152.8172 | 0 | 89854.5396 | 80.97% | 19.03% | 3140.5224 | 448.0539 | 214.9668 | 15.7103 | 139.0031 | 145.7195 | 212.4492 | 53.6571 | 3488.4339 | 3884.7708 | 76116.9578 | 83490.1625 | 350578.3204 | 436953.0437 | 11.51% | 493803.3783
BUREAU #1768 | TERTIAIRE | BUREAUX | 1355.195 | 2012 | 0 | 0 | 0 | 0 | 0 | 680.5392 | 13897.6591 | 12494.7653 | 2 | 10272.184 | 6068.6373 | 1 | 0 | 0 | 0 | 0 | 0 | 0 | 7513.8429 | 381.806 | 56484.3449 | 410.6234 | 715.2492 | 59.8053 | 209.9444 | 0 | 10702.858 | 70.3929 | 0 | 28230.8363 | 62% | 38% | 1277.0556 | 206.8605 | 134.8322 | 7.5878 | 74.1684 | 76.5668 | 119.7069 | 36.4219 | 1901.3623 | 1467.3148 | 31579.5726 | 34948.2497 | 139776.4965 | 175979.0284 | 11.53% | 198913.0628
BUREAU #1769 | TERTIAIRE | BUREAUX | 1619.4334 | 2010 | 0 | 0 | 0 | 0 | 0 | 633.5691 | 22139.3414 | 8737.7526 | 2 | 10673.4025 | 5924.3905 | 2 | 0 | 0 | 0 | 0 | 0 | 0 | 5938.0211 | 495.8934 | 56411.0103 | 334.4748 | 546.0932 | 107.6256 | 237.1116 | 0 | 12569.9433 | 105.1793 | 0 | 32544.1403 | 59.15% | 40.85% | 1530.8374 | 295.6245 | 174.6722 | 9.1203 | 90.7239 | 66.0797 | 145.3826 | 38.2996 | 2220.7023 | 1988.9162 | 32343.9981 | 36553.6167 | 154847.1847 | 193209.1707 | 7.456% | 208775.072
BUREAU #1770 | TERTIAIRE | BUREAUX | 2942.9022 | 2010 | 0 | 0 | 0 | 0 | 0 | 1107.9874 | 31651.3439 | 18757.9773 | 4 | 18428.9304 | 15732.7873 | 4 | 0 | 0 | 0 | 0 | 0 | 0 | 11268.1144 | 572.1889 | 97426.2665 | 589.2022 | 1184.267 | 198.4942 | 434.6538 | 0 | 20096.357 | 197.3034 | 0 | 75044.2237 | 64.61% | 35.39% | 3142.2357 | 392.5486 | 304.9591 | 11.7017 | 140.2073 | 123.6006 | 307.6405 | 61.7708 | 4530.1448 | 4078.0367 | 77458.4791 | 86066.6605 | 280721.4652 | 369326.2303 | 11.9% | 419227.2551
BUREAU #1771 | TERTIAIRE | BUREAUX | 1151.0501 | 2016 | 0 | 0 | 0 | 0 | 0 | 757.0861 | 13526.62 | 7708.5394 | 2 | 7508.592 | 5754.9648 | 1 | 0 | 0 | 0 | 0 | 0 | 0 | 4920.4848 | 334.0747 | 40781.6011 | 269.347 | 665.3885 | 50.5058 | 144.439 | 0 | 7988.3446 | 73.8181 | 0 | 41378.9455 | 82.61% | 17.39% | 893.4009 | 179.1199 | 80.3374 | 5.4585 | 44.2681 | 57.4767 | 94.92 | 27.9304 | 1875.4888 | 1756.7679 | 24911.0552 | 28543.3119 | 128952.7119 | 159148.8111 | 1.32% | 161277.7745
BUREAU #1772 | TERTIAIRE | BUREAUX | 348.3993 | 2011 | 0 | 0 | 0 | 0 | 0 | 173.0248 | 4527.1327 | 2523.4293 | 1 | 2617.2592 | 1312.2475 | 0 | 0 | 0 | 0 | 0 | 0 | 0 | 1601.6191 | 69.6868 | 13441.7888 | 70.4494 | 177.3617 | 16.7021 | 48.933 | 0 | 1902.7233 | 26.1589 | 0 | 8566.8924 | 68.94% | 31.06% | 381.6927 | 45.9076 | 24.6069 | 1.8757 | 19.2999 | 13.6357 | 33.2184 | 8.2967 | 447.3181 | 424.4013 | 9916.0105 | 10787.7298 | 35986.5775 | 47167.7168 | 2.799% | 48526.1867
BUREAU #1773 | TERTIAIRE | BUREAUX | 2470.0769 | 2019 | 0 | 0 | 0 | 0 | 0 | 1708.8286 | 27735.2359 | 18132.0137 | 3 | 21636.6102 | 12310.3143 | 4 | 0 | 0 | 0 | 0 | 0 | 0 | 12166.5766 | 527.1202 | 76493.866 | 664.6252 | 1218.0625 | 128.8597 | 322.5431 | 0 | 20564.8208 | 152.4943 | 0 | 58508.8703 | 83.64% | 16.36% | 2186.4727 | 426.4317 | 229.1406 | 14.8824 | 141.8834 | 101.034 | 280.7337 | 69.1616 | 3800.5851 | 4580.9777 | 53423.0665 | 61804.6294 | 243620.158 | 309029.5517 | 8.851% | 339038.3911
BUREAU #1774 | TERTIAIRE | BUREAUX | 2476.0594 | 2012 | 0 | 0 | 0 | 0 | 0 | 1411.3593 | 28974.6467 | 21052.613 | 3 | 15966.3076 | 11496.8558 | 2 | 0 | 0 | 0 | 0 | 0 | 0 | 12598.489 | 747.9842 | 74510.3133 | 641.8352 | 1177.1947 | 173.8995 | 381.9889 | 0 | 17899.8235 | 182.4413 | 0 | 72845.3909 | 79.81% | 20.19% | 2061.2475 | 378.2606 | 183.3084 | 10.6127 | 115.9008 | 147.6083 | 220.4911 | 54.6039 | 2765.527 | 3364.3221 | 56233.0984 | 62362.9476 | 245588.3991 | 310331.6859 | 7.871% | 336844.2016
BUREAU #1775 | TERTIAIRE | BUREAUX | 405.4328 | 2020 | 0 | 0 | 0 | 0 | 0 | 195.4174 | 6758.0124 | 2902.1274 | 0 | 2861.1994 | 2414.7988 | 1 | 0 | 0 | 0 | 0 | 0 | 0 | 2096.8886 | 96.8263 | 19985.8516 | 93.3684 | 217.6148 | 27.2467 | 62.2057 | 0 | 2880.6684 | 29.8022 | 0 | 10168.2406 | 69.54% | 30.46% | 452.9861 | 65.9289 | 27.7126 | 1.6176 | 19.3258 | 16.8166 | 43.4881 | 8.705 | 675.7415 | 491.4052 | 10029.0181 | 11196.1649 | 49181.5594 | 60886.2648 | 11.14% | 68516.0172
BUREAU #1776 | TERTIAIRE | BUREAUX | 2928.5217 | 2015 | 0 | 0 | 0 | 0 | 0 | 1390.7434 | 31775.0633 | 19324.7945 | 3 | 17778.4601 | 14838.1774 | 4 | 0 | 0 | 0 | 0 | 0 | 0 | 17114.0532 | 819.0606 | 110774.7441 | 592.6014 | 1227.8496 | 142.8116 | 353.9838 | 0 | 17973.5417 | 194.4415 | 0 | 64826.6524 | 58.51% | 41.49% | 3153.6831 | 511.0015 | 287.0682 | 11.6511 | 145.2689 | 111.938 | 359.1183 | 61.181 | 3653.245 | 4970.3301 | 88541.515 | 97165.0901 | 288626.8057 | 389189.885 | 7.384% | 420217.9529
BUREAU #1777 | TERTIAIRE | BUREAUX | 2947.7914 | 2011 | 0 | 0 | 0 | 0 | 0 | 1585.3961 | 39647.8074 | 19935.1963 | 3 | 16697.2753 | 14940.4997 | 4 | 0 | 0 | 0 | 0 | 0 | 0 | 15886.2428 | 558.974 | 92295.9615 | 864.8631 | 1173.8479 | 193.3738 | 474.1357 | 0 | 16139.3029 | 189.6299 | 0 | 72661.9735 | 69.37% | 30.63% | 3075.9906 | 372.3383 | 326.3216 | 16.5619 | 149.4937 | 146.5374 | 283.3718 | 83.935 | 4524.2592 | 3987.7749 | 74116.0294 | 82628.0635 | 281247.6449 | 367130.7667 | 1.362% | 372201.5682
BUREAU #1778 | TERTIAIRE | BUREAUX | 2695.7343 | 2007 | 0 | 0 | 0 | 0 | 0 | 984.9468 | 23729.9032 | 16290.3498 | 4 | 18641.1815 | 10144.9414 | 4 | 0 | 0 | 0 | 0 | 0 | 0 | 9843.9623 | 593.2192 | 95023.9934 | 572.709 | 1118.0348 | 183.9093 | 368.9842 | 0 | 18397.3205 | 136.219 | 0 | 67360.9222 | 75.16% | 24.84% | 2337.6252 | 365.5084 | 251.3782 | 11.9344 | 155.4373 | 141.6399 | 207.6485 | 53.0412 | 3549.2006 | 3971.9551 | 71009.9475 | 78531.1032 | 257346.6856 | 338348.4497 | 2.524% | 347110.197
BUREAU #1779 | TERTIAIRE | BUREAUX | 2165.3991 | 2012 | 0 | 0 | 0 | 0 | 0 | 1058.6877 | 22792.2138 | 20026.7087 | 3 | 14515.7121 | 10363.2983 | 3 | 0 | 0 | 0 | 0 | 0 | 0 | 11778.2061 | 545.564 | 84333.4854 | 455.6152 | 868.6155 | 128.7892 | 279.7363 | 0 | 18300.3893 | 169.2356 | 0 | 56762.8471 | 79.41% | 20.59% | 1555.6464 | 245.5223 | 198.5804 | 10.8679 | 85.6491 | 106.9701 | 233.3769 | 61.2774 | 2868.9877 | 2975.0179 | 59179.1066 | 65023.1122 | 229069.6477 | 296000.1665 | 3.502% | 306741.4594
BUREAU #1780 | TERTIAIRE | BUREAUX | 3441.3547 | 2020 | 0 | 0 | 0 | 0 | 0 | 2556.3088 | 48659.0484 | 31797.1374 | 4 | 23264.4963 | 19566.0172 | 4 | 0 | 0 | 0 | 0 | 0 | 0 | 13852.9274 | 719.4193 | 125260.7832 | 1039.5986 | 1836.9761 | 211.4482 | 483.2999 | 0 | 25412.0031 | 204.5839 | 0 | 102291.5281 | 73.22% | 26.78% | 2848.2785 | 592.9757 | 270.6607 | 13.8866 | 207.0375 | 156.6793 | 317.0389 | 78.2086 | 4616.8638 | 4630.4056 | 68166.4872 | 77413.7565 | 374102.2897 | 455422.6004 | 8.329% | 496799.3215
BUREAU #1781 | TERTIAIRE | BUREAUX | 2434.0159 | 2006 | 0 | 0 | 0 | 0 | 0 | 1011.7759 | 26414.6746 | 16819.8476 | 3 | 14288.2461 | 9352.3205 | 3 | 0 | 0 | 0 | 0 | 0 | 0 | 9874.9134 | 601.6924 | 85247.0045 | 711.4402 | 1094.5244 | 171.5465 | 289.6853 | 0 | 13972.9375 | 154.3314 | 0 | 64273.6532 | 72% | 28% | 1658.8788 | 307.6694 | 225.5852 | 9.183 | 104.2012 | 140.6549 | 190.7913 | 65.8939 | 3412.8984 | 2493.191 | 57352.2738 | 63258.3632 | 235334.7285 | 300637.5856 | 2.125% | 307165.3343
BUREAU #1782 | TERTIAIRE | BUREAUX | 3184.2577 | 2022 | 0 | 0 | 0 | 0 | 0 | 1532.6215 | 42814.1799 | 28758.8882 | 4 | 19525.6731 | 21412.497 | 4 | 0 | 0 | 0 | 0 | 0 | 0 | 19198.5492 | 964.9111 | 119607.7806 | 919.1304 | 1644.8094 | 140.9062 | 403.7852 | 0 | 21952.0626 | 162.2772 | 0 | 110320.7294 | 92.14% | 7.862% | 2485.3943 | 377.6976 | 306.034 | 18.9489 | 180.0677 | 127.9456 | 326.0026 | 78.715 | 4437.7832 | 5374.9722 | 91121.6226 | 100934.378 | 367224.3425 | 471487.0286 | 4.267% | 492503.5373
BUREAU #1783 | TERTIAIRE | BUREAUX | 1093.8937 | 2014 | 0 | 0 | 0 | 0 | 0 | 439.5445 | 11575.331 | 10439.7622 | 1 | 8247.8173 | 6459.8601 | 1 | 0 | 0 | 0 | 0 | 0 | 0 | 5185.1971 | 299.9085 | 46669.4928 | 335.583 | 465.226 | 55.7636 | 184.5792 | 0 | 7176.0279 | 75.7745 | 0 | 37048.5533 | 77.93% | 22.07% | 867.5194 | 170.0225 | 88.4589 | 5.1413 | 62.6536 | 65.6381 | 123.365 | 23.0778 | 1732.5954 | 1896.8159 | 35599.524 | 39228.9352 | 127806.1346 | 168318.597 | 10.23% | 187497.8555
BUREAU #1784 | TERTIAIRE | BUREAUX | 419.3332 | 2017 | 0 | 0 | 0 | 0 | 0 | 199.4621 | 4599.5092 | 2760.2123 | 1 | 3663.327 | 2201.9768 | 0 | 0 | 0 | 0 | 0 | 0 | 0 | 2479.7719 | 109.6139 | 15709.5287 | 94.5395 | 211.8136 | 21.3242 | 59.5599 | 0 | 3472.5009 | 26.1627 | 0 | 12603.1309 | 90.65% | 9.346% | 439.1408 | 56.4694 | 34.005 | 2.5771 | 23.759 | 19.4817 | 44.1638 | 9.5119 | 772.1172 | 591.2171 | 11149.2758 | 12512.6101 | 46945.5616 | 59865.8517 | 4.485% | 62677.0659
BUREAU #1785 | TERTIAIRE | BUREAUX | 1517.9222 | 2018 | 0 | 0 | 0 | 0 | 0 | 714.1386 | 23142.6165 | 9703.5557 | 2 | 9935.1493 | 8595.9629 | 2 | 0 | 0 | 0 | 0 | 0 | 0 | 8273.4503 | 319.0853 | 67148.0666 | 314.6025 | 813.9928 | 71.215 | 206.7286 | 0 | 11048.8549 | 81.6943 | 0 | 39402.295 | 88.27% | 11.73% | 1476.9289 | 207.6405 | 110.698 | 8.9264 | 75.972 | 59.709 | 139.061 | 32.5316 | 2550.0684 | 2454.8737 | 38419.2351 | 43424.1772 | 176050.6602 | 221658.6267 | 4.134% | 231216.1941
BUREAU #1786 | TERTIAIRE | BUREAUX | 556.9093 | 2018 | 0 | 0 | 0 | 0 | 0 | 333.485 | 8083.2125 | 3790.1318 | 1 | 4726.3028 | 3490.5916 | 1 | 0 | 0 | 0 | 0 | 0 | 0 | 2941.2176 | 127.2077 | 19441.2511 | 173.6245 | 228.9356 | 28.1525 | 85.2645 | 0 | 3381.6112 | 31.0375 | 0 | 20002.9785 | 71.2% | 28.8% | 422.6684 | 89.3243 | 57.0933 | 2.9437 | 21.2412 | 25.7528 | 46.0475 | 11.8501 | 969.2136 | 790.4334 | 14434.7466 | 16194.3937 | 64700.1722 | 81615.1362 | 4.415% | 85385.2689
BUREAU #1787 | TERTIAIRE | BUREAUX | 3344.0403 | 2021 | 0 | 0 | 0 | 0 | 0 | 1990.7797 | 40968.2023 | 26367.8139 | 5 | 23735.7182 | 17697.4566 | 4 | 0 | 0 | 0 | 0 | 0 | 0 | 15612.7058 | 929.0277 | 111808.7015 | 707.5026 | 2189.5882 | 221.9131 | 545.7181 | 0 | 27990.5259 | 184.1955 | 0 | 111544.2003 | 86.36% | 13.64% | 3383.7874 | 539.6895 | 354.5811 | 16.2107 | 128.8296 | 149.3829 | 386.8443 | 101.1614 | 4852.2563 | 6624.9514 | 69680.3345 | 81157.5422 | 368188.2451 | 452683.6293 | 8.825% | 496499.0934
BUREAU #1788 | TERTIAIRE | BUREAUX | 2589.0743 | 2017 | 0 | 0 | 0 | 0 | 0 | 1728.2074 | 27328.7119 | 23714.9356 | 2 | 21135.5624 | 11664.5445 | 3 | 0 | 0 | 0 | 0 | 0 | 0 | 9955.0417 | 719.6941 | 75924.289 | 724.6907 | 1188.0545 | 137.566 | 301.5355 | 0 | 20172.3063 | 129.4592 | 0 | 79662.8302 | 80.8% | 19.2% | 1991.8657 | 390.5863 | 212.4539 | 15.3004 | 99.3764 | 99.2126 | 235.4253 | 49.2779 | 4668.3618 | 4024.7575 | 57683.91 | 66377.0293 | 261083.4826 | 330323.325 | 9.874% | 366514.1934
BUREAU #1789 | TERTIAIRE | BUREAUX | 2976.8724 | 2019 | 0 | 0 | 0 | 0 | 0 | 1710.3067 | 39834.3296 | 25156.8501 | 4 | 27136.4665 | 17616.4762 | 4 | 0 | 0 | 0 | 0 | 0 | 0 | 12891.2782 | 751.2791 | 100672.8211 | 666.0359 | 1822.5972 | 149.0425 | 412.3753 | 0 | 29949.8798 | 182.0211 | 0 | 110393.1115 | 71.89% | 28.11% | 2998.2888 | 397.9653 | 290.9192 | 11.8071 | 136.1041 | 153.5608 | 312.2817 | 84.1818 | 4146.3396 | 4900.7568 | 88132.0648 | 97179.1612 | 353207.6457 | 453317.154 | 6.474% | 484693.9799
BUREAU #1790 | TERTIAIRE | BUREAUX | 2457.0914 | 2010 | 0 | 0 | 0 | 0 | 0 | 1309.6248 | 24084.4814 | 20945.2322 | 3 | 14362.0708 | 10851.2605 | 3 | 0 | 0 | 0 | 0 | 0 | 0 | 9751.1484 | 502.5302 | 80718.5003 | 527.4986 | 1093.2157 | 177.5926 | 323.9843 | 0 | 17279.4426 | 176.738 | 0 | 76738.8346 | 82.08% | 17.92% | 2674.7996 | 422.1536 | 222.4507 | 14.1216 | 137.8082 | 150.9489 | 209.4834 | 47.4093 | 3354.2721 | 2871.4042 | 54925.3663 | 61151.0427 | 246141.021 | 310149.0887 | 4.302% | 324090.236
BUREAU #1791 | TERTIAIRE | BUREAUX | 793.69 | 2016 | 0 | 0 | 0 | 0 | 0 | 485.4171 | 9133.4234 | 7914.8479 | 1 | 5864.6296 | 4420.819 | 1 | 0 | 0 | 0 | 0 | 0 | 0 | 4754.5169 | 200.8835 | 30770.477 | 248.9329 | 312.0831 | 42.086 | 88.4449 | 0 | 5127.4803 | 50.0869 | 0 | 19683.0471 | 83.72% | 16.28% | 606.0808 | 94.6327 | 54.4303 | 4.1558 | 29.8953 | 39.4909 | 62.2317 | 20.4159 | 1266.2989 | 1236.5298 | 25590.5382 | 28093.3669 | 83603.3 | 112684.9543 | 7.291% | 121546.2957
BUREAU #1792 | TERTIAIRE | BUREAUX | 1317.0689 | 2007 | 0 | 0 | 0 | 0 | 0 | 447.9203 | 14782.6016 | 9500.4702 | 1 | 8865.2501 | 5472.0517 | 2 | 0 | 0 | 0 | 0 | 0 | 0 | 6046.6321 | 380.4051 | 37044.2069 | 366.8199 | 643.397 | 62.947 | 182.4537 | 0 | 7040.4175 | 96.5699 | 0 | 26845.6049 | 76.38% | 23.62% | 917.166 | 188.1267 | 91.3955 | 8.0243 | 55.7278 | 62.1991 | 106.8058 | 32.1731 | 1390.3632 | 1645.2663 | 33058.0502 | 36093.6797 | 111519.6377 | 149070.8363 | 10.12% | 165847.9252
BUREAU #1793 | TERTIAIRE | BUREAUX | 1620.0205 | 2021 | 0 | 0 | 0 | 0 | 0 | 1100.7365 | 24155.8666 | 13817.8428 | 2 | 13496.9575 | 9502.2672 | 2 | 0 | 0 | 0 | 0 | 0 | 0 | 9053.9603 | 489.4867 | 65807.8982 | 423.9732 | 742.8424 | 84.8213 | 178.1115 | 0 | 14783.9975 | 106.1848 | 0 | 44721.6453 | 75.48% | 24.52% | 1685.5758 | 253.9933 | 131.7878 | 6.9593 | 74.6135 | 89.6218 | 136.56 | 30.834 | 3203.4412 | 2356.5132 | 39215.0806 | 44775.0351 | 190677.5158 | 237626.3263 | 7.043% | 255629.565
BUREAU #1794 | TERTIAIRE | BUREAUX | 825.8367 | 2016 | 0 | 0 | 0 | 0 | 0 | 539.3188 | 11917.28 | 8309.1658 | 1 | 4496.7626 | 4349.768 | 1 | 0 | 0 | 0 | 0 | 0 | 0 | 4944.9655 | 164.2139 | 34068.3621 | 213.4984 | 407.2514 | 45.8057 | 133.2667 | 0 | 6230.2757 | 62.0134 | 0 | 24109.7741 | 79.32% | 20.68% | 723.717 | 100.0566 | 84.3302 | 3.3176 | 37.1118 | 35.0549 | 83.5725 | 21.6151 | 917.2022 | 957.2046 | 22130.8592 | 24005.266 | 94187.3703 | 119306.4967 | 5.999% | 126921.0509
BUREAU #1795 | TERTIAIRE | BUREAUX | 1271.6097 | 2019 | 0 | 0 | 0 | 0 | 0 | 731.0309 | 20878.016 | 11504.1283 | 1 | 10329.1538 | 7787.3846 | 1 | 0 | 0 | 0 | 0 | 0 | 0 | 8120.13 | 370.6262 | 38761.8662 | 322.5721 | 721.307 | 62.3524 | 139.8228 | 0 | 8215.2641 | 61.7631 | 0 | 36419.7511 | 80.15% | 19.85% | 992.4799 | 155.1357 | 108.2055 | 5.0282 | 49.1234 | 55.1645 | 98.6546 | 28.1242 | 2164.5407 | 1989.7691 | 36451.6433 | 40605.953 | 136610.7281 | 178991.3076 | 10.94% | 200979.946
BUREAU #1796 | TERTIAIRE | BUREAUX | 912.8056 | 2015 | 0 | 0 | 0 | 0 | 0 | 612.3901 | 12850.5683 | 5531.4982 | 1 | 7257.8322 | 4458.779 | 1 | 0 | 0 | 0 | 0 | 0 | 0 | 3904.537 | 207.5744 | 40345.1905 | 267.9337 | 558.9936 | 40.5167 | 120.9473 | 0 | 6263.2823 | 58.5946 | 0 | 29690.8666 | 79.49% | 20.51% | 875.7202 | 152.0619 | 61.1362 | 5.5621 | 55.795 | 47.0821 | 89.56 | 27.8061 | 1300.0467 | 1035.299 | 21083.5264 | 23418.8721 | 110184.9985 | 134722.9582 | 10.05% | 149772.2072
BUREAU #1797 | TERTIAIRE | BUREAUX | 405.414 | 2016 | 0 | 0 | 0 | 0 | 0 | 247.5433 | 5856.5837 | 2833.6287 | 0 | 2832.2668 | 2157.2272 | 1 | 0 | 0 | 0 | 0 | 0 | 0 | 1875.9494 | 115.1855 | 16393.2074 | 104.6724 | 247.1296 | 22.5469 | 57.3819 | 0 | 3722.832 | 27.0906 | 0 | 14539.9654 | 89.95% | 10.05% | 327.7374 | 54.2147 | 35.088 | 1.7824 | 23.1177 | 15.4191 | 30.6796 | 12.259 | 577.4935 | 713.2067 | 10767.5425 | 12058.2427 | 49862.9166 | 62403.4735 | 12% | 70915.6757
BUREAU #1798 | TERTIAIRE | BUREAUX | 924.3478 | 2017 | 0 | 0 | 0 | 0 | 0 | 526.6738 | 10611.395 | 7461.8719 | 1 | 7579.9719 | 5619.1632 | 1 | 0 | 0 | 0 | 0 | 0 | 0 | 3799.6859 | 259.5094 | 29019.0247 | 189.9215 | 489.133 | 62.6235 | 122.6972 | 0 | 6638.0185 | 67.3405 | 0 | 22366.1266 | 79.38% | 20.62% | 943.9945 | 153.0986 | 76.9509 | 4.9608 | 55.1395 | 47.7689 | 85.3961 | 23.478 | 1042.235 | 1410.9411 | 22255.1241 | 24708.3002 | 88862.6089 | 114718.7598 | 3.739% | 119174.8595
BUREAU #1799 | TERTIAIRE | BUREAUX | 3498.9034 | 2019 | 0 | 0 | 0 | 0 | 0 | 2018.5261 | 39207.785 | 29768.3408 | 5 | 23430.5118 | 15535.0018 | 4 | 0 | 0 | 0 | 0 | 0 | 0 | 14342.4997 | 882.2707 | 148307.5201 | 824.0418 | 2032.2277 | 155.8171 | 486.4295 | 0 | 25530.3901 | 217.9513 | 0 | 93973.003 | 60.78% | 39.22% | 3779.0022 | 534.1446 | 297.2198 | 19.2352 | 198.1145 | 167.5326 | 262.9767 | 76.173 | 6036.6232 | 6086.9509 | 109222.0334 | 121345.6075 | 382799.1896 | 507749.4163 | 11.72% | 575186.7081
BUREAU #1800 | TERTIAIRE | BUREAUX | 2063.6138 | 2008 | 0 | 0 | 0 | 0 | 0 | 1062.1196 | 25555.3193 | 13592.7441 | 2 | 14781.2021 | 9280.8954 | 3 | 0 | 0 | 0 | 0 | 0 | 0 | 9098.9928 | 618.8703 | 66950.3656 | 449.2096 | 747.4129 | 124.7822 | 222.6051 | 0 | 16151.3427 | 153.0952 | 0 | 58298.158 | 67.11% | 32.89% | 1572.7084 | 306.402 | 169.8069 | 11.1383 | 111.4403 | 80.6016 | 157.5476 | 53.5142 | 2880.7066 | 2127.8952 | 47710.5619 | 52719.1637 | 209908.5891 | 264887.1799 | 11% | 297624.3077
BUREAU #1801 | TERTIAIRE | BUREAUX | 3543.6911 | 2015 | 0 | 0 | 0 | 0 | 0 | 2058.4608 | 36966.3275 | 32847.9638 | 4 | 24243.4732 | 20464.3856 | 5 | 0 | 0 | 0 | 0 | 0 | 0 | 15880.5123 | 858.9573 | 103961.3425 | 1070.9072 | 1583.136 | 243.1776 | 478.6985 | 0 | 27568.1142 | 166.9988 | 0 | 122675.7339 | 77.59% | 22.41% | 2571.0158 | 526.5913 | 255.213 | 21.292 | 173.5565 | 187.5395 | 421.5192 | 73.3215 | 5493.8976 | 3873.474 | 99544.0104 | 108911.3821 | 365272.8543 | 477758.6731 | 7.883% | 518640.5937
BUREAU #1802 | TERTIAIRE | BUREAUX | 3403.3474 | 2006 | 0 | 0 | 0 | 0 | 0 | 1553.6118 | 32639.3297 | 16603.7889 | 5 | 22404.6722 | 11441.5969 | 3 | 0 | 0 | 0 | 0 | 0 | 0 | 15279.4223 | 778.2059 | 95156.1679 | 693.7501 | 1333.3174 | 204.2611 | 491.3391 | 0 | 21220.6165 | 239.6383 | 0 | 86425.0856 | 80.29% | 19.71% | 3774.9589 | 420.7332 | 308.3612 | 16.5051 | 203.1214 | 134.7354 | 333.434 | 79.7857 | 3870.5445 | 3492.3473 | 73938.8629 | 81301.7548 | 301071.3221 | 385732.554 | 10.35% | 430261.1234
BUREAU #1803 | TERTIAIRE | BUREAUX | 924.2211 | 2017 | 0 | 0 | 0 | 0 | 0 | 400.094 | 14074.75 | 6585.1694 | 1 | 7417.2862 | 5753.9111 | 1 | 0 | 0 | 0 | 0 | 0 | 0 | 4853.4465 | 247.9817 | 27813.0388 | 185.132 | 386.2016 | 49.402 | 150.2917 | 0 | 8631.4943 | 70.422 | 0 | 27882.6229 | 72.11% | 27.89% | 841.2551 | 168.7405 | 99.0561 | 4.0304 | 37.3614 | 40.1054 | 102.4489 | 25.7658 | 1481.0159 | 1247.5034 | 30091.6345 | 32820.1538 | 99790.4525 | 133461.6791 | 5.988% | 141962.7785
BUREAU #1804 | TERTIAIRE | BUREAUX | 1797.8647 | 2019 | 0 | 0 | 0 | 0 | 0 | 1291.3307 | 29324.4616 | 19460.605 | 2 | 14522.4432 | 8216.8084 | 2 | 0 | 0 | 0 | 0 | 0 | 0 | 11328.3201 | 379.2601 | 86588.0093 | 377.8243 | 971.8957 | 107.3392 | 272.721 | 0 | 16122.7771 | 102.327 | 0 | 55416.3556 | 73.97% | 26.03% | 1776.7899 | 282.5953 | 145.2459 | 8.3975 | 105.3488 | 73.5237 | 164.1162 | 49.9602 | 3057.4708 | 2678.6893 | 41466.0029 | 47202.163 | 235320.0548 | 285334.8024 | 7.117% | 307197.9477
BUREAU #1805 | TERTIAIRE | BUREAUX | 2393.486 | 2022 | 0 | 0 | 0 | 0 | 0 | 1615.1615 | 33067.3355 | 24603.7567 | 4 | 16792.9531 | 14112.4651 | 3 | 0 | 0 | 0 | 0 | 0 | 0 | 16283.035 | 619.7212 | 113026.8704 | 608.3547 | 1389.3224 | 149.4338 | 325.9769 | 0 | 21035.436 | 144.4543 | 0 | 74314.6579 | 77.28% | 22.72% | 2377.415 | 309.7731 | 210.5102 | 10.3864 | 104.5292 | 129.3747 | 266.3898 | 63.0797 | 4575.1177 | 3403.4001 | 74117.3669 | 82095.8846 | 303016.655 | 388196.5404 | 3.132% | 400748.036
BUREAU #1806 | TERTIAIRE | BUREAUX | 932.1125 | 2016 | 0 | 0 | 0 | 0 | 0 | 459.2534 | 10337.1906 | 7432.636 | 1 | 6573.6367 | 5185.7509 | 1 | 0 | 0 | 0 | 0 | 0 | 0 | 5667.8807 | 277.5604 | 31426.8452 | 249.3154 | 464.6415 | 46.6997 | 98.6565 | 0 | 7222.8715 | 69.2345 | 0 | 30224.9928 | 84.03% | 15.97% | 642.861 | 162.0469 | 77.0377 | 3.5366 | 47.9551 | 56.5819 | 100.5418 | 27.3579 | 1336.5343 | 1252.9012 | 21542.2031 | 24131.6386 | 100846.39 | 126055.4615 | 5.339% | 133165.4325
BUREAU #1807 | TERTIAIRE | BUREAUX | 1057.5636 | 2013 | 0 | 0 | 0 | 0 | 0 | 447.579 | 11713.5296 | 7991.0938 | 2 | 8067.6016 | 5311.126 | 1 | 0 | 0 | 0 | 0 | 0 | 0 | 4550.8966 | 280.3198 | 34898.4525 | 261.9572 | 555.783 | 71.1457 | 177.3664 | 0 | 9167.9612 | 74.0266 | 0 | 25597.3409 | 80.13% | 19.87% | 789.4409 | 174.1827 | 101.3431 | 5.7922 | 45.0851 | 56.7545 | 120.1296 | 27.5261 | 1450.0619 | 1672.2587 | 25968.0016 | 29090.3222 | 104218.36 | 134442.7981 | 4.308% | 140495.5318
BUREAU #1808 | TERTIAIRE | BUREAUX | 1149.3379 | 2012 | 0 | 0 | 0 | 0 | 0 | 547.9358 | 11707.4534 | 8615.0933 | 1 | 7266.8874 | 4610.0584 | 2 | 0 | 0 | 0 | 0 | 0 | 0 | 6098.3357 | 300.0875 | 46844.294 | 221.1432 | 582.693 | 64.7884 | 142.9888 | 0 | 6787.8969 | 58.0876 | 0 | 32427.3936 | 65.62% | 34.38% | 1254.5247 | 158.3428 | 127.2155 | 6.5411 | 62.0812 | 65.8026 | 111.5708 | 24.2483 | 1206.5189 | 1504.9327 | 32529.7492 | 35241.2007 | 121904.3178 | 158270.5276 | 7.069% | 170309.8223
BUREAU #1809 | TERTIAIRE | BUREAUX | 1579.2157 | 2008 | 0 | 0 | 0 | 0 | 0 | 635.7557 | 17439.6506 | 11364.1137 | 2 | 10270.0402 | 8109.3402 | 2 | 0 | 0 | 0 | 0 | 0 | 0 | 5670.5011 | 372.5779 | 59026.5094 | 447.7088 | 613.4077 | 85.02 | 210.1706 | 0 | 10586.2586 | 97.9123 | 0 | 40579.3573 | 63.16% | 36.84% | 1358.4052 | 285.2464 | 134.976 | 7.7759 | 95.3802 | 76.7748 | 185.6661 | 48.435 | 1595.6902 | 1823.7384 | 44571.5343 | 47990.9629 | 157718.2312 | 207676.1243 | 12.43% | 237155.4673
BUREAU #1810 | TERTIAIRE | BUREAUX | 2686.3497 | 2019 | 0 | 0 | 0 | 0 | 0 | 1459.1119 | 31035.8135 | 22688.8682 | 3 | 15522.4249 | 17472.0604 | 4 | 0 | 0 | 0 | 0 | 0 | 0 | 11795.8613 | 746.0263 | 104366.9051 | 517.0472 | 1225.3605 | 157.0828 | 319.5096 | 0 | 18306.9303 | 137.3883 | 0 | 63561.78 | 82.4% | 17.6% | 2135.4984 | 416.068 | 257.7084 | 14.3264 | 139.1273 | 121.3313 | 320.8906 | 71.6464 | 3184.8222 | 4526.2412 | 65429.0849 | 73140.1483 | 271577.542 | 348377.7176 | 4.868% | 366205.6843
BUREAU #1811 | TERTIAIRE | BUREAUX | 1319.5602 | 2017 | 0 | 0 | 0 | 0 | 0 | 873.3178 | 12803.8521 | 8501.0743 | 2 | 10228.051 | 8666.3995 | 2 | 0 | 0 | 0 | 0 | 0 | 0 | 6870.4429 | 375.9073 | 47879.3754 | 284.2406 | 707.1406 | 90.883 | 205.9453 | 0 | 12006.0063 | 82.761 | 0 | 29869.4214 | 82.03% | 17.97% | 1401.7377 | 201.4186 | 132.9553 | 7.5319 | 66.5227 | 66.8127 | 138.0283 | 31.2833 | 1765.4627 | 1533.4391 | 32504.3597 | 35803.2614 | 132568.3763 | 170090.725 | 6.666% | 182238.5149
BUREAU #1812 | TERTIAIRE | BUREAUX | 1567.4261 | 2007 | 0 | 0 | 0 | 0 | 0 | 551.7953 | 15241.0146 | 12045.7571 | 1 | 8578.8726 | 7683.5005 | 2 | 0 | 0 | 0 | 0 | 0 | 0 | 7153.8061 | 447.4946 | 43895.157 | 340.7008 | 649.1688 | 101.631 | 232.335 | 0 | 11082.9454 | 103.1905 | 0 | 28761.2394 | 73.31% | 26.69% | 1259.4759 | 271.0372 | 120.0773 | 6.8553 | 84.4361 | 85.2588 | 190.4301 | 43.1569 | 2173.9098 | 2004.4403 | 49172.5931 | 53350.9432 | 128072.5841 | 183305.0677 | 2.114% | 187263.3309
BUREAU #1813 | TERTIAIRE | BUREAUX | 2879.6962 | 2020 | 0 | 0 | 0 | 0 | 0 | 1943.8444 | 45228.0796 | 24149.1552 | 3 | 26520.3243 | 12462.4016 | 4 | 0 | 0 | 0 | 0 | 0 | 0 | 13798.8997 | 792.9119 | 116426.1853 | 581.4409 | 1243.4472 | 159.2765 | 485.8767 | 0 | 25435.323 | 190.5241 | 0 | 112580.5692 | 73.41% | 26.59% | 2697.5565 | 413.0047 | 299.3598 | 11.0336 | 171.7635 | 132.1152 | 277.7503 | 71.3239 | 5429.5637 | 3479.812 | 73679.246 | 82588.6218 | 372707.9119 | 458170.4014 | 11.26% | 516285.4184
BUREAU #1814 | TERTIAIRE | BUREAUX | 2626.2519 | 2016 | 0 | 0 | 0 | 0 | 0 | 1091.1383 | 29853.025 | 17234.8409 | 4 | 13750.5891 | 13297.018 | 4 | 0 | 0 | 0 | 0 | 0 | 0 | 11371.0543 | 502.0415 | 96245.7017 | 589.6042 | 996.1367 | 131.6676 | 435.6848 | 0 | 20482.1918 | 127.6557 | 0 | 75629.0994 | 62.27% | 37.73% | 2779.726 | 394.0339 | 179.6293 | 11.3986 | 130.9588 | 121.2747 | 322.972 | 56.6334 | 3405.0863 | 4637.1721 | 62867.428 | 70909.6864 | 272853.6217 | 346162.7054 | 2.218% | 354015.1228
BUREAU #1815 | TERTIAIRE | BUREAUX | 2464.3466 | 2012 | 0 | 0 | 0 | 0 | 0 | 1338.4593 | 34641.9406 | 21119.4041 | 3 | 17485.2114 | 12796.2744 | 4 | 0 | 0 | 0 | 0 | 0 | 0 | 11658.9661 | 615.5553 | 75090.591 | 772.6714 | 1143.8107 | 114.6063 | 295.0334 | 0 | 14495.9267 | 143.2515 | 0 | 56256.9751 | 60.53% | 39.47% | 2585.7624 | 434.9156 | 182.038 | 12.351 | 117.9659 | 121.1677 | 188.3758 | 72.3489 | 4096.8122 | 3795.7335 | 54121.7277 | 62014.2734 | 233478.9726 | 297849.7458 | 12.39% | 339972.578
BUREAU #1816 | TERTIAIRE | BUREAUX | 3110.0675 | 2016 | 0 | 0 | 0 | 0 | 0 | 1520.9879 | 34071.7591 | 30602.7533 | 4 | 25285.2598 | 17465.0375 | 4 | 0 | 0 | 0 | 0 | 0 | 0 | 11541.6669 | 706.1557 | 107038.5579 | 849.0732 | 1765.175 | 169.472 | 385.4756 | 0 | 28743.2815 | 162.2276 | 0 | 112313.9319 | 73.42% | 26.58% | 3115.9211 | 513.5577 | 270.0349 | 12.0635 | 122.8176 | 186.0877 | 277.3916 | 95.2677 | 5147.4351 | 5219.9534 | 76493.0724 | 86860.461 | 352216.127 | 441872.5099 | 5.875% | 469451.1873
BUREAU #1817 | TERTIAIRE | BUREAUX | 2680.1185 | 2020 | 0 | 0 | 0 | 0 | 0 | 1386.5837 | 29292.4157 | 25798.4015 | 3 | 22070.6225 | 11972.505 | 3 | 0 | 0 | 0 | 0 | 0 | 0 | 11370.8159 | 617.5772 | 103781.7241 | 610.5814 | 1223.5835 | 167.3658 | 426.5855 | 0 | 17392.8604 | 207.0485 | 0 | 83500.5416 | 68.58% | 31.42% | 2278.9079 | 355.1344 | 199.3763 | 14.5631 | 129.1019 | 120.6529 | 303.0695 | 65.3909 | 4345.3478 | 4049.8499 | 59506.641 | 67901.8387 | 296182.3125 | 367748.199 | 6.18% | 391971.8522
BUREAU #1818 | TERTIAIRE | BUREAUX | 1248.4029 | 2009 | 0 | 0 | 0 | 0 | 0 | 686.7066 | 16357.8542 | 6620.9423 | 1 | 7848.0781 | 5256.5524 | 2 | 0 | 0 | 0 | 0 | 0 | 0 | 6052.0726 | 362.7962 | 41102.4616 | 375.9581 | 422.1675 | 66.5226 | 146.7688 | 0 | 8799.551 | 96.2099 | 0 | 39264.1674 | 69.39% | 30.61% | 1242.4825 | 196.3744 | 83.3493 | 6.1218 | 58.6165 | 55.3644 | 142.9884 | 30.2805 | 1704.9707 | 1955.4348 | 35970.3341 | 39630.7396 | 132000.2653 | 173152.0787 | 7.387% | 186962.4672
BUREAU #1819 | TERTIAIRE | BUREAUX | 3373.5259 | 2010 | 0 | 0 | 0 | 0 | 0 | 1257.7908 | 27935.4625 | 22107.0273 | 4 | 16486.2541 | 16597.9766 | 3 | 0 | 0 | 0 | 0 | 0 | 0 | 15087.2714 | 808.3678 | 126325.3435 | 818.3755 | 1374.4157 | 195.0776 | 576.7751 | 0 | 17599.8213 | 177.8202 | 0 | 71723.4787 | 87.5% | 12.5% | 3530.9592 | 399.3389 | 343.3183 | 20.0494 | 192.6023 | 174.2733 | 408.237 | 68.7409 | 3282.5161 | 4682.9028 | 73162.6832 | 81128.102 | 304264.2421 | 389412.556 | 4.01% | 405681.2838
BUREAU #1820 | TERTIAIRE | BUREAUX | 2625.5924 | 2015 | 0 | 0 | 0 | 0 | 0 | 1122.0871 | 28142.4968 | 19722.8647 | 3 | 17651.3506 | 12792.6106 | 3 | 0 | 0 | 0 | 0 | 0 | 0 | 11467.9375 | 763.679 | 102723.2236 | 796.5367 | 1294.7883 | 128.6072 | 325.3978 | 0 | 19713.9984 | 147.1553 | 0 | 70913.1577 | 89.78% | 10.22% | 2739.3128 | 331.1117 | 208.6535 | 12.1731 | 135.4006 | 140.4126 | 237.7218 | 63.4703 | 3536.9685 | 4376.2234 | 69699.7336 | 77612.9255 | 277522.9215 | 358501.1593 | 2.427% | 367420.0522
BUREAU #1821 | TERTIAIRE | BUREAUX | 1458.552 | 2014 | 0 | 0 | 0 | 0 | 0 | 672.863 | 16805.3837 | 9456.7726 | 2 | 7329.8448 | 6128.3675 | 2 | 0 | 0 | 0 | 0 | 0 | 0 | 5154.1558 | 335.1155 | 44183.2221 | 447.5357 | 696.4454 | 97.8403 | 244.8469 | 0 | 13065.3056 | 98.6866 | 0 | 33372.1556 | 88.26% | 11.74% | 1141.5245 | 244.6766 | 113.2058 | 7.993 | 61.9891 | 67.2766 | 164.6249 | 43.3651 | 1594.6847 | 2063.6856 | 32895.3258 | 36553.6961 | 132904.0388 | 171095.2637 | 6.058% | 182128.4261
BUREAU #1822 | TERTIAIRE | BUREAUX | 1340.2341 | 2017 | 0 | 0 | 0 | 0 | 0 | 761.7323 | 19721.2294 | 10095.3093 | 1 | 7346.5512 | 7912.6041 | 2 | 0 | 0 | 0 | 0 | 0 | 0 | 6734.5798 | 408.9841 | 60678.6434 | 377.0616 | 785.9567 | 60.5519 | 143.6738 | 0 | 8597.9834 | 65.9672 | 0 | 47049.4513 | 87.21% | 12.79% | 1419.267 | 215.488 | 138.671 | 5.9433 | 51.1045 | 74.4916 | 110.3535 | 26.2201 | 1716.3382 | 2185.4146 | 30421.4428 | 34323.1957 | 165161.9713 | 201204.402 | 1.954% | 205213.3294
BUREAU #1823 | TERTIAIRE | BUREAUX | 964.2314 | 2010 | 0 | 0 | 0 | 0 | 0 | 454.1597 | 12821.2923 | 7668.3756 | 1 | 6549.2048 | 5097.0068 | 1 | 0 | 0 | 0 | 0 | 0 | 0 | 5078.129 | 281.5917 | 30661.2648 | 198.1784 | 352.3537 | 62.0706 | 119.7544 | 0 | 4917.8881 | 66.4536 | 0 | 27287.365 | 68.61% | 31.39% | 907.9448 | 176.9867 | 102.7509 | 5.8537 | 55.9165 | 43.334 | 100.8554 | 29.3421 | 1246.9284 | 956.8889 | 19679.843 | 21883.6604 | 95752.0896 | 118502.7416 | 5.933% | 125976.8864
BUREAU #1824 | TERTIAIRE | BUREAUX | 750.4067 | 2017 | 0 | 0 | 0 | 0 | 0 | 329.7279 | 8015.6119 | 5419.6633 | 1 | 4062.2754 | 4207.5516 | 1 | 0 | 0 | 0 | 0 | 0 | 0 | 3882.7161 | 214.3667 | 30479.284 | 161.5066 | 405.5264 | 51.0772 | 117.7483 | 0 | 7119.1714 | 49.8169 | 0 | 27059.9968 | 87.38% | 12.62% | 777.3412 | 120.2932 | 66.2249 | 4.5342 | 28.5785 | 43.2871 | 58.5008 | 18.1378 | 1381.7437 | 1207.5071 | 15859.206 | 18448.4568 | 89303.6624 | 108859.6655 | 10.41% | 121514.6612
BUREAU #1825 | TERTIAIRE | BUREAUX | 2303.5746 | 2006 | 0 | 0 | 0 | 0 | 0 | 891.6766 | 17800.796 | 17898.4287 | 2 | 9953.907 | 11774.2324 | 3 | 0 | 0 | 0 | 0 | 0 | 0 | 10288.441 | 590.5115 | 62788.0361 | 686.7988 | 1119.2639 | 144.8831 | 303.481 | 0 | 14228.0059 | 169.832 | 0 | 58627.6413 | 78.79% | 21.21% | 2469.8255 | 289.5003 | 200.4522 | 13.7122 | 99.1646 | 123.8613 | 215.8099 | 53.0433 | 2096.785 | 2254.1385 | 47761.3455 | 52112.269 | 191286.1061 | 245526.9278 | 6.565% | 262777.315
BUREAU #1826 | TERTIAIRE | BUREAUX | 2746.8468 | 2018 | 0 | 0 | 0 | 0 | 0 | 1405.8167 | 42532.1756 | 27068.1773 | 4 | 18140.8244 | 13249.9687 | 3 | 0 | 0 | 0 | 0 | 0 | 0 | 17427.5979 | 621.6948 | 127577.4057 | 723.652 | 1583.9382 | 144.9754 | 301.5218 | 0 | 20716.2849 | 156.6133 | 0 | 72415.6681 | 91.18% | 8.818% | 2392.6391 | 502.6181 | 277.6724 | 10.36 | 119.284 | 137.0422 | 218.5679 | 64.5581 | 4914.7497 | 4758.3437 | 54477.1921 | 64150.2854 | 329980.2071 | 396924.5516 | 10.21% | 442066.9884
BUREAU #1827 | TERTIAIRE | BUREAUX | 3288.8409 | 2016 | 0 | 0 | 0 | 0 | 0 | 1954.8648 | 39337.0435 | 27319.514 | 4 | 26295.5183 | 17635.0427 | 4 | 0 | 0 | 0 | 0 | 0 | 0 | 16307.455 | 702.684 | 144681.5983 | 874.4329 | 1541.6747 | 198.314 | 547.4386 | 0 | 28719.7546 | 180.3011 | 0 | 79685.6276 | 76.01% | 23.99% | 3448.6551 | 589.2401 | 302.8839 | 16.4178 | 175.0085 | 161.9765 | 306.5249 | 76.9865 | 3624.3533 | 4366.317 | 77076.3602 | 85067.0305 | 366941.2488 | 454961.9282 | 10.93% | 510790.8673
BUREAU #1828 | TERTIAIRE | BUREAUX | 2115.6325 | 2021 | 0 | 0 | 0 | 0 | 0 | 1126.1561 | 36109.7211 | 15844.9001 | 2 | 18395.3088 | 10999.0107 | 2 | 0 | 0 | 0 | 0 | 0 | 0 | 13741.0194 | 632.6679 | 87234.0664 | 477.8836 | 946.641 | 101.1547 | 334.6269 | 0 | 17108.419 | 161.0617 | 0 | 55806.8704 | 82.33% | 17.67% | 1469.1823 | 297.7817 | 205.8103 | 8.7626 | 86.4948 | 122.7785 | 210.6605 | 55.2729 | 3567.9845 | 3002.1298 | 58887.0889 | 65457.2032 | 251818.8162 | 320065.1471 | 2.098% | 326922.697
BUREAU #1829 | TERTIAIRE | BUREAUX | 1849.9188 | 2020 | 0 | 0 | 0 | 0 | 0 | 1115.2271 | 30877.4766 | 14596.2757 | 3 | 15043.3346 | 8766.7356 | 2 | 0 | 0 | 0 | 0 | 0 | 0 | 7512.5052 | 504.3112 | 91026.06 | 503.6719 | 788.0807 | 92.5116 | 199.1222 | 0 | 15648.8683 | 112.6095 | 0 | 60233.668 | 76.26% | 23.74% | 1737.9324 | 271.265 | 164.3597 | 10.0229 | 83.2778 | 80.0523 | 222.9173 | 48.7559 | 2860.1596 | 2294.731 | 55429.4292 | 60584.3199 | 241209.9253 | 304117.8725 | 8.933% | 333950.6093
BUREAU #1830 | TERTIAIRE | BUREAUX | 3018.8063 | 2016 | 0 | 0 | 0 | 0 | 0 | 1401.6426 | 38151.2327 | 23073.3967 | 3 | 25150.51 | 17603.2108 | 4 | 0 | 0 | 0 | 0 | 0 | 0 | 15528.7323 | 570.739 | 110141.4663 | 903.4945 | 1349.967 | 184.5373 | 318.8352 | 0 | 25841.3584 | 210.3175 | 0 | 85252.1079 | 72.74% | 27.26% | 2234.393 | 490.435 | 223.9565 | 11.4352 | 138.0513 | 180.1937 | 235.5155 | 71.0247 | 5247.8537 | 4233.3553 | 82811.3279 | 92292.5369 | 332491.9035 | 429145.1699 | 3.619% | 445259.271
BUREAU #1831 | TERTIAIRE | BUREAUX | 1505.8903 | 2008 | 0 | 0 | 0 | 0 | 0 | 858.1975 | 13908.9473 | 8258.2903 | 1 | 6691.0901 | 6907.6255 | 2 | 0 | 0 | 0 | 0 | 0 | 0 | 7504.6404 | 303.9186 | 47326.2065 | 339.5245 | 777.8575 | 105.3144 | 186.8649 | 0 | 10806.8609 | 117.8278 | 0 | 38294.4608 | 88.76% | 11.24% | 1303.7878 | 249.5503 | 156.7068 | 5.9549 | 74.0222 | 65.3533 | 155.5345 | 35.2017 | 1683.2567 | 1786.6264 | 46587.0319 | 50056.915 | 137475.5306 | 188823.3783 | 4.382% | 197477.2029
BUREAU #1832 | TERTIAIRE | BUREAUX | 2072.992 | 2011 | 0 | 0 | 0 | 0 | 0 | 941.3657 | 22248.8882 | 12339.2364 | 3 | 10657.1859 | 8250.6203 | 3 | 0 | 0 | 0 | 0 | 0 | 0 | 7865.0214 | 412.9878 | 82318.9633 | 565.1263 | 1091.9474 | 119.9062 | 338.8302 | 0 | 14434.7688 | 103.5636 | 0 | 64315.3363 | 60.6% | 39.4% | 2025.9989 | 266.3057 | 182.7807 | 9.0007 | 120.5299 | 79.2387 | 203.5259 | 62.1844 | 2062.6916 | 2222.9742 | 41652.6872 | 45938.353 | 220320.5642 | 267928.8832 | 7.476% | 289577.99
BUREAU #1833 | TERTIAIRE | BUREAUX | 3016.7051 | 2013 | 0 | 0 | 0 | 0 | 0 | 1587.6096 | 28957.6798 | 25938.2974 | 3 | 22161.3213 | 11175.1981 | 3 | 0 | 0 | 0 | 0 | 0 | 0 | 16050.7612 | 640.3524 | 127149.1619 | 810.7844 | 1066.4746 | 133.4618 | 488.8284 | 0 | 25393.2988 | 234.6515 | 0 | 87024.3612 | 75.46% | 24.54% | 2805.5988 | 522.4962 | 313.4691 | 11.7861 | 130.746 | 157.1347 | 226.9599 | 85.3081 | 4039.0407 | 3544.3764 | 71423.2033 | 79006.6204 | 336691.9519 | 419383.4885 | 10.51% | 468612.1564
BUREAU #1834 | TERTIAIRE | BUREAUX | 2888.2544 | 2017 | 0 | 0 | 0 | 0 | 0 | 1331.8139 | 41339.3586 | 24979.8816 | 4 | 21580.4764 | 16301.1249 | 3 | 0 | 0 | 0 | 0 | 0 | 0 | 15094.9857 | 872.7302 | 106010.2223 | 585.9861 | 1300.044 | 174.9512 | 437.0576 | 0 | 17568.0108 | 146.5085 | 0 | 79353.8155 | 73.3% | 26.7% | 3007.2347 | 381.0539 | 304.5656 | 12.1677 | 109.1183 | 174.2008 | 267.621 | 61.671 | 4200.9956 | 4367.0778 | 62825.4197 | 71393.4932 | 309656.3186 | 383813.7907 | 10.24% | 427580.3443
BUREAU #1835 | TERTIAIRE | BUREAUX | 1855.2967 | 2015 | 0 | 0 | 0 | 0 | 0 | 854.8039 | 27002.5464 | 11265.9631 | 3 | 13790.5815 | 11570.5556 | 3 | 0 | 0 | 0 | 0 | 0 | 0 | 7944.4982 | 457.2781 | 79031.9633 | 540.1383 | 926.8727 | 101.5761 | 296.4903 | 0 | 12898.765 | 138.5773 | 0 | 47997.0052 | 84.73% | 15.27% | 1806.4951 | 325.2801 | 192.9883 | 11.0299 | 112.9147 | 99.4781 | 216.2603 | 48.5717 | 2453.9907 | 2599.8441 | 47830.159 | 52883.9938 | 208099.4835 | 263672.5906 | 12.86% | 302574.1099
BUREAU #1836 | TERTIAIRE | BUREAUX | 2513.1277 | 2018 | 0 | 0 | 0 | 0 | 0 | 1792.1065 | 30698.0374 | 16546.6084 | 3 | 18488.3559 | 12421.9263 | 4 | 0 | 0 | 0 | 0 | 0 | 0 | 11670.4861 | 723.0036 | 96525.6761 | 607.1185 | 1485.7945 | 113.2139 | 284.7844 | 0 | 21462.2537 | 121.8596 | 0 | 90950.8027 | 85.59% | 14.41% | 1995.9796 | 323.8384 | 264.5745 | 11.0377 | 145.6727 | 97.7805 | 271.9318 | 57.7583 | 4623.059 | 3539.1104 | 81398.275 | 89560.4444 | 299113.5798 | 392308.4178 | 7.894% | 425933.0324
BUREAU #1837 | TERTIAIRE | BUREAUX | 2984.8089 | 2018 | 0 | 0 | 0 | 0 | 0 | 1402.3353 | 44791.0097 | 19167.3574 | 4 | 17676.661 | 12351.6613 | 3 | 0 | 0 | 0 | 0 | 0 | 0 | 12222.0317 | 779.5405 | 85372.5247 | 634.8107 | 1620.3506 | 176.361 | 396.3593 | 0 | 29630.8673 | 180.8752 | 0 | 76726.6412 | 65.32% | 34.68% | 2471.6922 | 351.2909 | 260.4666 | 11.3538 | 165.6906 | 150.0341 | 345.2653 | 75.6504 | 4214.7772 | 5442.2346 | 94589.2765 | 104246.2883 | 296930.7115 | 404868.7204 | 12.23% | 461284.3767
BUREAU #1838 | TERTIAIRE | BUREAUX | 1269.5066 | 2010 | 0 | 0 | 0 | 0 | 0 | 572.5259 | 11587.5341 | 8386.4569 | 1 | 8006.6118 | 4821.5056 | 1 | 0 | 0 | 0 | 0 | 0 | 0 | 5262.1661 | 385.7683 | 39719.4032 | 327.6801 | 569.893 | 73.4757 | 154.0528 | 0 | 10211.2016 | 66.6275 | 0 | 29802.5394 | 83.51% | 16.49% | 1228.9949 | 210.2314 | 135.4837 | 6.5269 | 54.5765 | 57.0829 | 105.3698 | 29.5624 | 1647.1751 | 1835.0717 | 39871.1372 | 43353.384 | 115850.7093 | 160323.9803 | 11.68% | 181518.3098
BUREAU #1839 | TERTIAIRE | BUREAUX | 2517.3294 | 2019 | 0 | 0 | 0 | 0 | 0 | 1804.934 | 38979.6939 | 27244.8912 | 3 | 18497.7744 | 13408.1544 | 3 | 0 | 0 | 0 | 0 | 0 | 0 | 15685.7828 | 473.1413 | 103896.8995 | 787.2667 | 1082.6709 | 148.7381 | 312.1174 | 0 | 19304.0623 | 126.4082 | 0 | 91868.1206 | 90.82% | 9.183% | 2604.2592 | 391.1563 | 224.7676 | 12.2256 | 101.0031 | 119.7225 | 278.5249 | 62.4415 | 4386.9784 | 3931.7496 | 73565.4841 | 81884.2121 | 318428.318 | 404138.9285 | 5.38% | 427116.9383
BUREAU #1840 | TERTIAIRE | BUREAUX | 3225.7326 | 2011 | 0 | 0 | 0 | 0 | 0 | 1226.7746 | 39669.13 | 22109.1493 | 4 | 19440.7465 | 17514.3952 | 4 | 0 | 0 | 0 | 0 | 0 | 0 | 16249.471 | 871.7248 | 128407.7467 | 986.46 | 1310.1408 | 223.7155 | 445.9898 | 0 | 20682.7417 | 221.9197 | 0 | 100953.1222 | 90.39% | 9.614% | 2660.3481 | 568.3477 | 249.7971 | 12.1082 | 155.6263 | 166.0698 | 287.5781 | 61.7034 | 3713.6829 | 3292.6526 | 72773.1004 | 79779.4359 | 354692.3158 | 437327.7484 | 3.108% | 451355.7742
BUREAU #1841 | TERTIAIRE | BUREAUX | 1409.6278 | 2010 | 0 | 0 | 0 | 0 | 0 | 560.8278 | 15083.7447 | 9168.8058 | 2 | 7129.4232 | 7160.8204 | 2 | 0 | 0 | 0 | 0 | 0 | 0 | 5146.4636 | 318.0235 | 44037.018 | 368.279 | 602.4126 | 96.8204 | 215.8219 | 0 | 11113.3324 | 75.8237 | 0 | 29784.3347 | 84.76% | 15.24% | 1145.2232 | 245.1238 | 115.2794 | 8.0458 | 66.3805 | 58.5544 | 150.5669 | 41.2131 | 1825.8801 | 2110.2986 | 45642.2939 | 49578.4726 | 124623.6253 | 175497.5291 | 1.779% | 178676.9252
BUREAU #1842 | TERTIAIRE | BUREAUX | 2767.9218 | 2009 | 0 | 0 | 0 | 0 | 0 | 1193.9336 | 33466.9448 | 16778.7001 | 3 | 16437.0634 | 13459.6072 | 3 | 0 | 0 | 0 | 0 | 0 | 0 | 10966.9614 | 811.837 | 82294.939 | 541.753 | 1175.8686 | 150.8222 | 308.5702 | 0 | 13965.5515 | 189.5549 | 0 | 82170.8132 | 86.38% | 13.62% | 2397.8113 | 401.8522 | 213.98 | 11.0198 | 169.4204 | 145.3798 | 328.1512 | 54.8295 | 2805.9651 | 3866.2674 | 74621.5035 | 81293.7359 | 264250.5922 | 348867.2507 | 3.56% | 361743.6381
BUREAU #1843 | TERTIAIRE | BUREAUX | 1752.8859 | 2006 | 0 | 0 | 0 | 0 | 0 | 621.8493 | 15302.2022 | 9150.6284 | 2 | 11487.324 | 7737.1964 | 2 | 0 | 0 | 0 | 0 | 0 | 0 | 5521.7468 | 345.8838 | 56100.4025 | 376.7122 | 785.1565 | 96.2875 | 227.3458 | 0 | 10521.146 | 120.5932 | 0 | 51056.9273 | 81.97% | 18.03% | 1592.0049 | 266.0744 | 155.1679 | 6.9492 | 90.2503 | 101.6061 | 208.3881 | 38.034 | 2460.8855 | 2523.3533 | 35341.1752 | 40325.4141 | 165775.4756 | 207601.3015 | 4.658% | 217744.6935
BUREAU #1844 | TERTIAIRE | BUREAUX | 2442.8187 | 2021 | 0 | 0 | 0 | 0 | 0 | 1311.2359 | 29885.635 | 17873.9007 | 2 | 20712.7607 | 15521.9781 | 3 | 0 | 0 | 0 | 0 | 0 | 0 | 14330.2297 | 685.4929 | 120116.1473 | 746.1488 | 1326.918 | 107.989 | 260.2558 | 0 | 22076.3099 | 179.3144 | 0 | 91983.5123 | 85.63% | 14.37% | 2034.462 | 341.2276 | 233.3835 | 11.126 | 145.831 | 125.8582 | 271.9557 | 55.1939 | 4514.3627 | 4772.9971 | 62924.3064 | 72211.6662 | 330333.213 | 406117.8307 | 10.78% | 455163.0801
BUREAU #1845 | TERTIAIRE | BUREAUX | 3479.4085 | 2021 | 0 | 0 | 0 | 0 | 0 | 2642.0656 | 38478.6592 | 28636.0078 | 4 | 25695.8795 | 18464.4765 | 5 | 0 | 0 | 0 | 0 | 0 | 0 | 22558.8097 | 1052.9905 | 132153.2083 | 1102.1882 | 2014.4781 | 175.1613 | 489.2822 | 0 | 26497.9227 | 221.2779 | 0 | 123305.4742 | 69.93% | 30.07% | 2709.5247 | 471.3711 | 311.9838 | 17.7216 | 204.1449 | 190.4993 | 390.5336 | 99.394 | 4502.6762 | 6602.1381 | 73409.4023 | 84514.2167 | 408517.6271 | 497644.9392 | 12.42% | 568227.548
BUREAU #1846 | TERTIAIRE | BUREAUX | 2833.4006 | 2017 | 0 | 0 | 0 | 0 | 0 | 1751.3537 | 32330.5665 | 24014.1853 | 3 | 19872.9346 | 12354.2034 | 3 | 0 | 0 | 0 | 0 | 0 | 0 | 17399.9243 | 786.1931 | 120218.0862 | 734.7904 | 1808.5551 | 181.2109 | 363.2747 | 0 | 22945.7973 | 171.2188 | 0 | 97970.2237 | 84.43% | 15.57% | 2561.4799 | 429.6257 | 293.6112 | 10.7325 | 163.1587 | 124.2332 | 235.3964 | 80.5264 | 4367.741 | 4040.3507 | 60491.5103 | 68899.602 | 342633.605 | 415145.3929 | 9.488% | 458663.6483
BUREAU #1847 | TERTIAIRE | BUREAUX | 541.2264 | 2017 | 0 | 0 | 0 | 0 | 0 | 249.5278 | 6217.2009 | 5059.1998 | 1 | 3031.3627 | 2287.1086 | 1 | 0 | 0 | 0 | 0 | 0 | 0 | 3160.4982 | 108.792 | 24767.5771 | 169.185 | 322.0398 | 31.5662 | 89.2539 | 0 | 3345.0513 | 39.4792 | 0 | 18327.3083 | 91.13% | 8.873% | 405.2533 | 66.2023 | 47.3913 | 3.2405 | 29.9521 | 30.0791 | 64.7969 | 13.9515 | 807.4489 | 753.6674 | 14646.9368 | 16208.0531 | 64619.9689 | 81389.1673 | 9.828% | 90259.7647
BUREAU #1848 | TERTIAIRE | BUREAUX | 2822.7034 | 2019 | 0 | 0 | 0 | 0 | 0 | 1337.1908 | 40601.227 | 18821.894 | 3 | 21264.9397 | 18103.8992 | 4 | 0 | 0 | 0 | 0 | 0 | 0 | 14454.724 | 758.8512 | 102332.1158 | 886.8913 | 1360.4561 | 166.0175 | 457.2728 | 0 | 20630.4762 | 177.4252 | 0 | 103032.3464 | 74.81% | 25.19% | 2193.4115 | 342.2778 | 250.9613 | 15.5267 | 109.4904 | 142.8929 | 219.5689 | 86.5726 | 4187.5684 | 3712.0098 | 60069.8728 | 67969.451 | 332227.6266 | 403691.2871 | 6.638% | 432392.9143
BUREAU #1849 | TERTIAIRE | BUREAUX | 1795.6582 | 2011 | 0 | 0 | 0 | 0 | 0 | 678.5714 | 16334.0919 | 14209.724 | 2 | 8829.3657 | 8658.7658 | 3 | 0 | 0 | 0 | 0 | 0 | 0 | 9274.5081 | 530.6889 | 63319.1855 | 455.0809 | 703.7799 | 126.017 | 203.8456 | 0 | 14821.7167 | 129.6142 | 0 | 39518.3356 | 69.8% | 30.2% | 1813.9067 | 261.4817 | 163.8388 | 7.0751 | 67.0921 | 103.075 | 220.5297 | 54.4491 | 1781.6738 | 2068.7513 | 42420.9148 | 46271.3399 | 167716.8078 | 216388.461 | 1.833% | 220428.2948
BUREAU #1850 | TERTIAIRE | BUREAUX | 1586.5769 | 2018 | 0 | 0 | 0 | 0 | 0 | 714.0844 | 15789.7728 | 14805.0027 | 2 | 11908.2996 | 8940.2201 | 1 | 0 | 0 | 0 | 0 | 0 | 0 | 6660.9768 | 337.1167 | 53932.0093 | 407.8807 | 836.4206 | 102.2917 | 247.0512 | 0 | 10036.3913 | 111.7195 | 0 | 41655.5745 | 88.42% | 11.58% | 1236.2632 | 190.5768 | 106.4239 | 5.878 | 81.0993 | 87.8783 | 166.8665 | 44.8761 | 2155.2879 | 2262.9093 | 42361.7463 | 46779.9435 | 155028.6715 | 203503.2422 | 8.624% | 222709.8084
BUREAU #1851 | TERTIAIRE | BUREAUX | 2320.4384 | 2009 | 0 | 0 | 0 | 0 | 0 | 968.615 | 23743.2538 | 16688.7142 | 3 | 14113.882 | 10946.7009 | 3 | 0 | 0 | 0 | 0 | 0 | 0 | 10501.6251 | 518.2967 | 75007.731 | 638.3897 | 875.3855 | 131.9202 | 252.8709 | 0 | 17916.0078 | 158.6487 | 0 | 55258.0863 | 69.37% | 30.63% | 1993.1637 | 405.8324 | 213.7875 | 10.9738 | 119.038 | 120.7291 | 250.7343 | 62.0968 | 3048.1083 | 3463.704 | 68567.3926 | 75079.2049 | 217710.8086 | 295237.2419 | 12.02% | 335584.4146
BUREAU #1852 | TERTIAIRE | BUREAUX | 748.7145 | 2011 | 0 | 0 | 0 | 0 | 0 | 422.8115 | 8561.2857 | 6772.136 | 1 | 4072.8901 | 2825.4004 | 1 | 0 | 0 | 0 | 0 | 0 | 0 | 2783.8066 | 157.6586 | 25615.4152 | 146.8854 | 326.1725 | 44.8657 | 102.8365 | 0 | 3875.9158 | 54.2021 | 0 | 20772.9028 | 63.05% | 36.95% | 691.8962 | 105.4758 | 69.8227 | 4.2971 | 31.0516 | 36.1488 | 57.475 | 18.4217 | 1207.0533 | 1168.2892 | 16904.8052 | 19280.1477 | 73193.5453 | 93375.2886 | 9.545% | 103228.7396
BUREAU #1853 | TERTIAIRE | BUREAUX | 600.7743 | 2019 | 0 | 0 | 0 | 0 | 0 | 317.5325 | 8104.4574 | 5483.8131 | 1 | 5001.0503 | 2779.2191 | 1 | 0 | 0 | 0 | 0 | 0 | 0 | 3576.2731 | 166.1891 | 20898.9465 | 118.4235 | 344.9055 | 37.5625 | 87.4119 | 0 | 5554.8587 | 43.3309 | 0 | 19301.9287 | 65.15% | 34.85% | 530.6369 | 98.1304 | 58.3989 | 2.8389 | 29.2715 | 25.3377 | 70.9782 | 14.9724 | 1069.1766 | 1163.0557 | 12790.7906 | 15023.0229 | 69351.564 | 85091.5106 | 5.998% | 90520.6571
BUREAU #1854 | TERTIAIRE | BUREAUX | 982.8141 | 2008 | 0 | 0 | 0 | 0 | 0 | 354.0682 | 11979.0129 | 7624.6089 | 1 | 5564.9811 | 4191.3308 | 1 | 0 | 0 | 0 | 0 | 0 | 0 | 3336.719 | 266.1672 | 26073.4011 | 229.9146 | 509.3805 | 62.3344 | 157.0856 | 0 | 7456.6713 | 63.4516 | 0 | 26838.089 | 62.55% | 37.45% | 818.6214 | 133.4422 | 96.4089 | 5.7897 | 41.2295 | 47.0288 | 76.0832 | 24.7103 | 950.4272 | 1291.1836 | 21378.5712 | 23620.182 | 89848.3267 | 114684.4097 | 6.16% | 122212.9798
BUREAU #1855 | TERTIAIRE | BUREAUX | 1808.0052 | 2017 | 0 | 0 | 0 | 0 | 0 | 919.0791 | 23948.9388 | 17035.0843 | 2 | 12984.6843 | 10227.7109 | 2 | 0 | 0 | 0 | 0 | 0 | 0 | 10167.9272 | 549.0864 | 78337.2184 | 515.5243 | 980.4017 | 130.6152 | 305.4181 | 0 | 14072.9365 | 135.1621 | 0 | 46464.3252 | 91.56% | 8.437% | 1618.5413 | 290.1406 | 134.6792 | 6.7613 | 71.5243 | 87.175 | 143.0333 | 43.6465 | 3230.3786 | 3170.1084 | 45440.5914 | 51841.0784 | 206030.1348 | 259814.3911 | 11.72% | 294292.8821
BUREAU #1856 | TERTIAIRE | BUREAUX | 811.8046 | 2007 | 0 | 0 | 0 | 0 | 0 | 323.6955 | 9115.7021 | 5132.8902 | 1 | 4137.8116 | 4219.2598 | 1 | 0 | 0 | 0 | 0 | 0 | 0 | 3091.697 | 224.5365 | 26039.8836 | 233.2006 | 411.3285 | 37.9181 | 95.2249 | 0 | 4487.9661 | 61.4739 | 0 | 16872.0445 | 80.05% | 19.95% | 681.9594 | 116.8508 | 69.156 | 4.7888 | 31.3098 | 42.6851 | 99.8767 | 18.5574 | 1038.5899 | 880.0124 | 25471.6255 | 27390.2277 | 70350.1541 | 98341.7974 | 3.055% | 101441.2197
BUREAU #1857 | TERTIAIRE | BUREAUX | 1305.0555 | 2010 | 0 | 0 | 0 | 0 | 0 | 608.9944 | 15368.9447 | 8847.313 | 1 | 7518.1972 | 7413.6622 | 2 | 0 | 0 | 0 | 0 | 0 | 0 | 4452.6958 | 309.8381 | 41211.2546 | 402.3242 | 591.2566 | 72.1205 | 204.5176 | 0 | 8086.4904 | 83.3658 | 0 | 41479.8702 | 88.78% | 11.22% | 941.3253 | 174.1912 | 98.8301 | 5.8469 | 61.039 | 61.5038 | 146.8276 | 26.3782 | 1961.4445 | 1307.8522 | 25551.8547 | 28821.1513 | 130290.3036 | 160610.4576 | 4.097% | 167471.7149
BUREAU #1858 | TERTIAIRE | BUREAUX | 691.1462 | 2019 | 0 | 0 | 0 | 0 | 0 | 373.7231 | 11273.3498 | 4845.1355 | 1 | 5281.9263 | 4300.804 | 1 | 0 | 0 | 0 | 0 | 0 | 0 | 2852.9367 | 200.0985 | 31097.5256 | 190.712 | 354.1757 | 42.4814 | 94.0791 | 0 | 5004.8325 | 50.227 | 0 | 19939.3708 | 77.8% | 22.2% | 478.9886 | 96.0265 | 48.254 | 3.3973 | 40.0617 | 39.0626 | 70.2178 | 20.1479 | 1075.1649 | 894.1065 | 16021.474 | 17990.7454 | 83032.9503 | 101955.5842 | 7.713% | 110477.1091
BUREAU #1859 | TERTIAIRE | BUREAUX | 2164.5577 | 2016 | 0 | 0 | 0 | 0 | 0 | 1153.9569 | 31625.4575 | 13533.0216 | 2 | 18263.524 | 11505.081 | 2 | 0 | 0 | 0 | 0 | 0 | 0 | 12533.0372 | 607.441 | 78651.2786 | 506.2457 | 883.3103 | 156.3605 | 242.8714 | 0 | 15475.8122 | 116.0521 | 0 | 60110.9717 | 74.65% | 25.35% | 2173.9246 | 270.6531 | 161.4239 | 11.3367 | 87.4032 | 93.8183 | 160.0726 | 66.1582 | 3850.0331 | 3684.4662 | 68136.5289 | 75671.0283 | 239784.2207 | 317589.3257 | 0.9527% | 320643.9878
BUREAU #1860 | TERTIAIRE | BUREAUX | 392.4002 | 2016 | 0 | 0 | 0 | 0 | 0 | 252.7044 | 4539.1885 | 2532.8939 | 1 | 2565.5767 | 2453.7312 | 0 | 0 | 0 | 0 | 0 | 0 | 0 | 1584.0462 | 113.7782 | 12673.0289 | 93.9098 | 168.0801 | 22.0038 | 45.6554 | 0 | 3662.5395 | 25.9853 | 0 | 11211.5858 | 70.32% | 29.68% | 353.7587 | 63.8754 | 32.5875 | 2.2935 | 16.0146 | 23.3331 | 38.8492 | 8.2072 | 613.7696 | 546.4195 | 10593.8174 | 11754.0065 | 40309.6498 | 52636.8599 | 5.343% | 55608.0391
BUREAU #1861 | TERTIAIRE | BUREAUX | 3148.2164 | 2012 | 0 | 0 | 0 | 0 | 0 | 1334.1382 | 39754.3222 | 24586.0872 | 4 | 24346.0444 | 14013.8382 | 5 | 0 | 0 | 0 | 0 | 0 | 0 | 14474.9684 | 871.9764 | 84599.579 | 959.3296 | 1148.6327 | 152.2941 | 411.4932 | 0 | 27059.0835 | 221.0714 | 0 | 78991.9874 | 64.32% | 35.68% | 3540.2773 | 384.353 | 315.9102 | 14.8874 | 167.605 | 178.3853 | 262.8455 | 75.2135 | 4141.8289 | 3447.1116 | 99502.1804 | 107091.1208 | 296622.0182 | 406912.6029 | 8.583% | 445115.4396
BUREAU #1862 | TERTIAIRE | BUREAUX | 2714.149 | 2008 | 0 | 0 | 0 | 0 | 0 | 1041.7599 | 22039.1482 | 13960.8841 | 3 | 19177.6523 | 13585.0059 | 3 | 0 | 0 | 0 | 0 | 0 | 0 | 12455.9326 | 811.9796 | 92531.5044 | 787.5144 | 1203.7485 | 136.4687 | 391.4397 | 0 | 17514.6663 | 131.4796 | 0 | 81453.0765 | 69.83% | 30.17% | 1921.402 | 305.4239 | 191.4929 | 10.5801 | 164.4963 | 126.494 | 284.1305 | 53.6559 | 3311.2857 | 3443.8794 | 69022.8903 | 75778.0553 | 269038.3255 | 346870.7037 | 3.987% | 361276.3972
BUREAU #1863 | TERTIAIRE | BUREAUX | 2267.5549 | 2008 | 0 | 0 | 0 | 0 | 0 | 903.8373 | 20014.3612 | 14439.4168 | 2 | 15069.4759 | 11239.0141 | 2 | 0 | 0 | 0 | 0 | 0 | 0 | 7940.1026 | 446.4436 | 77516.4299 | 501.6227 | 1043.6342 | 141.8892 | 241.9558 | 0 | 15765.7388 | 119.4556 | 0 | 44375.2126 | 59.53% | 40.47% | 1905.9626 | 387.2514 | 216.6788 | 10.1562 | 113.3948 | 86.3944 | 248.631 | 56.4311 | 3145.1145 | 2343.8559 | 71763.0963 | 77252.0667 | 199906.4123 | 279427.7753 | 9.284% | 308024.0856
BUREAU #1864 | TERTIAIRE | BUREAUX | 3046.0411 | 2008 | 0 | 0 | 0 | 0 | 0 | 1073.4719 | 27357.2814 | 18694.0258 | 4 | 15937.2846 | 14762.9124 | 3 | 0 | 0 | 0 | 0 | 0 | 0 | 14963.4905 | 868.8742 | 76696.2098 | 869.1162 | 1453.364 | 133.5769 | 473.1924 | 0 | 21796.4808 | 211.1144 | 0 | 64134.2704 | 70.09% | 29.91% | 2679.0352 | 367.3999 | 216.4534 | 12.9898 | 122.6912 | 148.2902 | 329.1502 | 93.2497 | 3697.2121 | 3348.6955 | 94127.6095 | 101173.5171 | 245055.296 | 349157.0484 | 9.166% | 384390.4929
BUREAU #1865 | TERTIAIRE | BUREAUX | 1877.3428 | 2011 | 0 | 0 | 0 | 0 | 0 | 796.1455 | 23144.6171 | 15248.171 | 3 | 11691.8159 | 6973.6954 | 3 | 0 | 0 | 0 | 0 | 0 | 0 | 7852.1847 | 404.2821 | 70420.4151 | 395.6058 | 980.2451 | 98.8329 | 239.4032 | 0 | 10243.2153 | 95.6625 | 0 | 46016.1949 | 75.13% | 24.87% | 1305.3964 | 249.7295 | 203.9012 | 9.6367 | 91.8504 | 113.2312 | 182.6551 | 56.848 | 2194.9691 | 2179.1545 | 42337.5615 | 46711.6851 | 186699.2125 | 235700.7142 | 2.617% | 242034.0253
BUREAU #1866 | TERTIAIRE | BUREAUX | 558.5744 | 2020 | 0 | 0 | 0 | 0 | 0 | 331.5974 | 7996.4254 | 5712.2814 | 1 | 5223.3969 | 2585.7155 | 1 | 0 | 0 | 0 | 0 | 0 | 0 | 3617.8695 | 140.1214 | 23885.5874 | 153.7468 | 282.3386 | 36.845 | 84.2626 | 0 | 4143.4986 | 34.8705 | 0 | 16997.4324 | 90.98% | 9.021% | 582.8729 | 99.9774 | 49.7846 | 3.0891 | 30.1419 | 31.5591 | 51.0361 | 17.1502 | 758.3562 | 776.3705 | 15279.9494 | 16814.676 | 67917.8211 | 85403.2635 | 11.96% | 97004.7078
BUREAU #1867 | TERTIAIRE | BUREAUX | 3405.1023 | 2008 | 0 | 0 | 0 | 0 | 0 | 1744.3011 | 37879.5994 | 28305.8364 | 3 | 18543.9426 | 16698.9634 | 3 | 0 | 0 | 0 | 0 | 0 | 0 | 10833.2987 | 821.547 | 96342.5209 | 779.7726 | 1681.7367 | 148.0369 | 399.1621 | 0 | 24891.3453 | 231.8846 | 0 | 100163.3751 | 69.03% | 30.97% | 2834.0981 | 616.5564 | 256.9129 | 13.2986 | 195.7639 | 176.1257 | 372.7486 | 76.7229 | 5121.7028 | 3210.8768 | 88164.1574 | 96496.737 | 319317.3123 | 419513.076 | 5.929% | 445954.5274
BUREAU #1868 | TERTIAIRE | BUREAUX | 3387.2488 | 2011 | 0 | 0 | 0 | 0 | 0 | 1394.8318 | 29152.9065 | 19615.9235 | 4 | 18771.2114 | 16252.1196 | 4 | 0 | 0 | 0 | 0 | 0 | 0 | 16675.0119 | 702.3419 | 103336.0645 | 854.0426 | 1718.8258 | 180.9683 | 514.1406 | 0 | 23057.0225 | 234.1358 | 0 | 93202.8012 | 75.99% | 24.01% | 3259.4846 | 376.3864 | 345.7572 | 18.1661 | 149.2354 | 183.7248 | 302.0772 | 65.1014 | 3747.5617 | 5473.2751 | 86673.3845 | 95894.2213 | 314522.297 | 413432.0506 | 12.89% | 474629.5023
BUREAU #1869 | TERTIAIRE | BUREAUX | 1810.5765 | 2017 | 0 | 0 | 0 | 0 | 0 | 1159.3625 | 20901.0606 | 11990.3234 | 2 | 12068.7198 | 9076.8774 | 2 | 0 | 0 | 0 | 0 | 0 | 0 | 10077.4366 | 341.6645 | 69818.0833 | 521.5938 | 885.2939 | 111.2386 | 310.9568 | 0 | 14403.7858 | 122.3604 | 0 | 57641.6948 | 74.81% | 25.19% | 1955.6474 | 270.5381 | 196.6347 | 8.2953 | 76.8866 | 86.4738 | 207.6421 | 36.5552 | 3151.1656 | 2198.4704 | 46591.7388 | 51941.3748 | 204578.8798 | 259052.2097 | 1.166% | 262107.9212
BUREAU #1870 | TERTIAIRE | BUREAUX | 3225.9311 | 2014 | 0 | 0 | 0 | 0 | 0 | 1701.5588 | 33188.2347 | 24602.8073 | 5 | 17840.8432 | 13147.7759 | 3 | 0 | 0 | 0 | 0 | 0 | 0 | 12974.635 | 819.4838 | 118729.7255 | 929.6122 | 1194.3038 | 142.1082 | 360.103 | 0 | 18393.7869 | 202.7502 | 0 | 83607.1797 | 53.58% | 46.42% | 3392.7272 | 505.1336 | 354.8193 | 16.052 | 163.2365 | 168.2743 | 346.8606 | 62.4183 | 4765.6789 | 4910.1092 | 89806.6951 | 99482.4832 | 316826.3398 | 420742.1386 | 4.256% | 439443.7906
BUREAU #1871 | TERTIAIRE | BUREAUX | 1947.751 | 2019 | 0 | 0 | 0 | 0 | 0 | 1333.8712 | 24361.2059 | 13539.0258 | 2 | 13182.8399 | 10914.8905 | 2 | 0 | 0 | 0 | 0 | 0 | 0 | 8829.9015 | 396.7661 | 93535.5639 | 570.3368 | 968.1478 | 92.652 | 289.9703 | 0 | 18158.1148 | 132.9586 | 0 | 60040.9024 | 76.12% | 23.88% | 1668.8269 | 256.6607 | 150.4056 | 10.2974 | 110.0003 | 112.1576 | 210.1786 | 52.4208 | 3166.5276 | 3431.5236 | 41747.8414 | 48345.8926 | 240861.8166 | 291591.317 | 11.5% | 329477.3656
BUREAU #1872 | TERTIAIRE | BUREAUX | 1795.8758 | 2016 | 0 | 0 | 0 | 0 | 0 | 1155.4642 | 20111.6285 | 16157.2109 | 2 | 9396.6223 | 10163.2434 | 2 | 0 | 0 | 0 | 0 | 0 | 0 | 7103.8761 | 499.0522 | 73679.5103 | 560.4989 | 815.7083 | 95.7053 | 246.6797 | 0 | 11377.2849 | 140.2076 | 0 | 59193.0473 | 84.01% | 15.99% | 1465.6483 | 329.3007 | 156.5103 | 7.8091 | 94.4192 | 98.5388 | 190.0797 | 36.0492 | 3050.408 | 3014.1836 | 39098.7112 | 45163.3028 | 200599.6246 | 247912.4554 | 7.679% | 268532.7678
BUREAU #1873 | TERTIAIRE | BUREAUX | 2962.7089 | 2017 | 0 | 0 | 0 | 0 | 0 | 1789.428 | 30209.2978 | 21550.9588 | 3 | 23338.4468 | 15111.0944 | 3 | 0 | 0 | 0 | 0 | 0 | 0 | 12206.9749 | 631.6668 | 120029.8155 | 857.4438 | 1282.9231 | 193.0884 | 334.7171 | 0 | 21176.4342 | 205.9845 | 0 | 83715.1217 | 71.61% | 28.39% | 3241.7193 | 374.8487 | 225.4252 | 12.708 | 132.6753 | 176.5211 | 251.7127 | 79.8531 | 5388.3087 | 4502.5124 | 86978.2614 | 96869.0824 | 323437.4883 | 424703.0108 | 1.078% | 429333.0088
BUREAU #1874 | TERTIAIRE | BUREAUX | 939.9845 | 2012 | 0 | 0 | 0 | 0 | 0 | 532.8941 | 9997.9341 | 5909.9698 | 1 | 5042.1499 | 4642.4882 | 1 | 0 | 0 | 0 | 0 | 0 | 0 | 4481.5956 | 240.0819 | 36704.9881 | 258.161 | 359.3673 | 65.0644 | 133.1217 | 0 | 6982.5901 | 59.1335 | 0 | 19484.5186 | 90.85% | 9.152% | 780.3263 | 117.3396 | 102.6615 | 5.2657 | 52.7218 | 40.3165 | 111.9855 | 23.648 | 957.9503 | 1156.2113 | 21059.4489 | 23173.6105 | 91255.4195 | 115638.7541 | 2.113% | 118135.2225
BUREAU #1875 | TERTIAIRE | BUREAUX | 2720.3237 | 2009 | 0 | 0 | 0 | 0 | 0 | 1369.0952 | 30651.1746 | 22196.3739 | 3 | 12440.63 | 13285.0522 | 4 | 0 | 0 | 0 | 0 | 0 | 0 | 13990.9412 | 622.2591 | 83608.7398 | 595.2068 | 964.682 | 159.1309 | 405.2906 | 0 | 15701.6932 | 174.5249 | 0 | 69873.9517 | 77.47% | 22.53% | 3025.7859 | 462.27 | 256.7414 | 14.3609 | 158.3032 | 162.4161 | 297.8332 | 54.7506 | 3991.796 | 3731.7003 | 80513.5312 | 88237.0276 | 250771.7328 | 341514.5781 | 8.002% | 371218.5268
BUREAU #1876 | TERTIAIRE | BUREAUX | 2826.5954 | 2009 | 0 | 0 | 0 | 0 | 0 | 1279.4321 | 23554.703 | 18113.1412 | 4 | 15186.6312 | 15457.5908 | 3 | 0 | 0 | 0 | 0 | 0 | 0 | 12448.6878 | 619.6978 | 71950.0782 | 698.0398 | 1504.6038 | 196.0436 | 413.3392 | 0 | 20375.1379 | 152.6213 | 0 | 55564.4623 | 73.32% | 26.68% | 2525.1939 | 501.7868 | 249.014 | 13.9422 | 154.8071 | 120.0825 | 214.0309 | 83.2017 | 3588.9837 | 3389.6166 | 58545.8231 | 65524.4234 | 222035.7291 | 290180.4152 | 10.74% | 325077.7491
BUREAU #1877 | TERTIAIRE | BUREAUX | 447.966 | 2006 | 0 | 0 | 0 | 0 | 0 | 211.4416 | 4856.867 | 2204.5453 | 0 | 1996.0889 | 1504.9236 | 1 | 0 | 0 | 0 | 0 | 0 | 0 | 1980.6707 | 113.4752 | 11703.2831 | 140.9367 | 160.4501 | 23.384 | 66.3637 | 0 | 2680.4792 | 21.803 | 0 | 12044.5079 | 61.1% | 38.9% | 386.8431 | 51.591 | 32.4311 | 2.6361 | 25.2704 | 27.5459 | 39.7987 | 12.0903 | 634.0217 | 609.9544 | 11690.1283 | 12934.1043 | 39058.0586 | 52312.5494 | 9.264% | 57653.8738
BUREAU #1878 | TERTIAIRE | BUREAUX | 1341.5548 | 2022 | 0 | 0 | 0 | 0 | 0 | 961.6365 | 16941.705 | 12882.3398 | 2 | 9211.4232 | 7242.3045 | 2 | 0 | 0 | 0 | 0 | 0 | 0 | 7093.1039 | 332.2363 | 52939.2032 | 296.1338 | 739.1742 | 83.6111 | 192.9964 | 0 | 10649.1274 | 97.3376 | 0 | 50079.737 | 75.01% | 24.99% | 1112.9773 | 225.2482 | 132.7785 | 7.1258 | 78.6525 | 75.6409 | 121.3999 | 39.1106 | 2394.2839 | 2576.8727 | 39145.9627 | 44117.1193 | 163293.4454 | 209341.8647 | 7.435% | 226157.5518
BUREAU #1879 | TERTIAIRE | BUREAUX | 1114.7938 | 2015 | 0 | 0 | 0 | 0 | 0 | 671.2955 | 13788.2111 | 8928.7366 | 2 | 8091.2982 | 5032.5899 | 1 | 0 | 0 | 0 | 0 | 0 | 0 | 4233.7636 | 237.1293 | 31712.2021 | 274.4067 | 521.2129 | 51.283 | 156.6526 | 0 | 8969.4845 | 61.4002 | 0 | 36330.5728 | 67.8% | 32.2% | 957.9856 | 200.2281 | 97.1345 | 5.9634 | 43.2983 | 44.4752 | 99.3496 | 26.6886 | 1339.8204 | 1877.7508 | 33692.9304 | 36910.5017 | 114204.2114 | 152345.0168 | 9.232% | 167839.172
BUREAU #1880 | TERTIAIRE | BUREAUX | 2595.1925 | 2016 | 0 | 0 | 0 | 0 | 0 | 1119.3398 | 38436.8634 | 23104.6063 | 4 | 17701.6389 | 11725.744 | 4 | 0 | 0 | 0 | 0 | 0 | 0 | 12621.7021 | 740.8898 | 104499.8133 | 792.4316 | 987.9265 | 146.9704 | 396.3243 | 0 | 24035.1245 | 158.2153 | 0 | 77899.4767 | 88.09% | 11.91% | 2055.3486 | 290.3524 | 206.0863 | 14.4109 | 112.6202 | 153.7497 | 317.5696 | 59.6545 | 4535.2002 | 3448.4334 | 75850.7427 | 83834.3763 | 302968.6761 | 390059.13 | 7.64% | 422325.1011
BUREAU #1881 | TERTIAIRE | BUREAUX | 750.1439 | 2008 | 0 | 0 | 0 | 0 | 0 | 395.4003 | 7076.9787 | 5570.4921 | 1 | 5110.1738 | 3995.4547 | 1 | 0 | 0 | 0 | 0 | 0 | 0 | 2478.0622 | 159.9309 | 20364.4783 | 163.7956 | 236.4182 | 33.2065 | 100.2306 | 0 | 5734.531 | 58.1321 | 0 | 17752.9888 | 62.57% | 37.43% | 654.2467 | 135.9105 | 81.5327 | 3.1522 | 42.4763 | 45.7973 | 68.0441 | 14.0414 | 996.6869 | 804.7494 | 19931.0235 | 21732.4598 | 64947.2452 | 87583.7567 | 1.45% | 88872.4207
BUREAU #1882 | TERTIAIRE | BUREAUX | 2813.8468 | 2008 | 0 | 0 | 0 | 0 | 0 | 1048.6466 | 22578.5309 | 16162.3134 | 4 | 16596.0413 | 10643.4259 | 3 | 0 | 0 | 0 | 0 | 0 | 0 | 13885.1399 | 749.6142 | 64848.9394 | 556.7116 | 1436.4702 | 195.1368 | 478.7792 | 0 | 15955.8758 | 175.6715 | 0 | 78985.6286 | 64.21% | 35.79% | 2550.3278 | 384.5529 | 256.8501 | 12.647 | 157.4808 | 113.2562 | 234.5531 | 64.8959 | 4092.6669 | 3840.3863 | 64855.7231 | 72788.7764 | 237989.7966 | 314167.196 | 3.704% | 326252.347
BUREAU #1883 | TERTIAIRE | BUREAUX | 1489.558 | 2012 | 0 | 0 | 0 | 0 | 0 | 755.6102 | 15978.1658 | 10221.4318 | 2 | 7241.4553 | 6032.6798 | 2 | 0 | 0 | 0 | 0 | 0 | 0 | 5121.1039 | 436.5314 | 53292.0408 | 334.3771 | 583.8678 | 104.6151 | 174.5768 | 0 | 9995.3761 | 101.5154 | 0 | 36522.9041 | 60.08% | 39.92% | 1300.987 | 193.8587 | 100.2525 | 9.1578 | 80.4476 | 88.966 | 166.5319 | 31.4692 | 1869.436 | 2008.306 | 43060.3422 | 46938.0842 | 142137.798 | 191076.9479 | 5.826% | 202897.0067
BUREAU #1884 | TERTIAIRE | BUREAUX | 2646.5511 | 2019 | 0 | 0 | 0 | 0 | 0 | 1249.236 | 35486.5397 | 28029.551 | 3 | 21739.6082 | 12546.471 | 3 | 0 | 0 | 0 | 0 | 0 | 0 | 15230.6248 | 577.1232 | 121532.0348 | 538.3926 | 1384.0603 | 141.7037 | 414.2537 | 0 | 21306.5292 | 180.0829 | 0 | 86785.687 | 91.82% | 8.178% | 1807.4933 | 405.0336 | 245.7693 | 11.7814 | 133.8116 | 109.1384 | 265.2786 | 74.3616 | 3770.5397 | 5017.8023 | 62495.3506 | 71283.6927 | 332674.4805 | 407288.3499 | 8.452% | 444891.2169
BUREAU #1885 | TERTIAIRE | BUREAUX | 1920.9743 | 2020 | 0 | 0 | 0 | 0 | 0 | 1057.0883 | 22819.223 | 19935.2776 | 2 | 15016.7496 | 10066.4494 | 2 | 0 | 0 | 0 | 0 | 0 | 0 | 8843.6728 | 524.4428 | 58074.5018 | 600.1534 | 1127.9104 | 90.0252 | 254.6775 | 0 | 19912.8917 | 119.485 | 0 | 48652.7033 | 66.89% | 33.11% | 1963.9416 | 255.935 | 127.7496 | 7.4468 | 88.1553 | 99.0661 | 211.1284 | 43.8702 | 3577.057 | 2310.5794 | 46294.8122 | 52182.4486 | 193489.7767 | 248555.826 | 12.46% | 283936.7356
BUREAU #1886 | TERTIAIRE | BUREAUX | 1932.921 | 2007 | 0 | 0 | 0 | 0 | 0 | 933.0851 | 20720.1962 | 15393.6617 | 3 | 10780.463 | 9461.7669 | 3 | 0 | 0 | 0 | 0 | 0 | 0 | 7789.3019 | 442.4926 | 59503.9264 | 440.4288 | 967.468 | 87.5313 | 271.9609 | 0 | 13396.1319 | 127.3876 | 0 | 49442.1966 | 88.56% | 11.44% | 1549.6121 | 236.7656 | 160.9913 | 7.4988 | 104.8644 | 117.5045 | 228.8735 | 55.4948 | 2691.9241 | 2514.3207 | 55222.5878 | 60428.8326 | 179363.7786 | 241876.2439 | 10.04% | 268880.6418
BUREAU #1887 | TERTIAIRE | BUREAUX | 1270.4962 | 2011 | 0 | 0 | 0 | 0 | 0 | 523.7817 | 17715.0343 | 8489.0094 | 2 | 6577.1002 | 6420.4963 | 2 | 0 | 0 | 0 | 0 | 0 | 0 | 4276.8551 | 281.6699 | 40108.415 | 310.0396 | 432.4954 | 74.5477 | 210.421 | 0 | 8815.0635 | 72.0533 | 0 | 39000.666 | 87.44% | 12.56% | 961.945 | 183.089 | 136.1537 | 7.8064 | 71.9459 | 62.5331 | 93.9593 | 36.8102 | 1304.3026 | 1523.2716 | 25001.9888 | 27829.563 | 127890.6309 | 157243.8095 | 10.06% | 174839.5174
BUREAU #1888 | TERTIAIRE | BUREAUX | 2708.8369 | 2016 | 0 | 0 | 0 | 0 | 0 | 1852.723 | 27038.5789 | 17371.2836 | 4 | 19009.9928 | 16631.2075 | 4 | 0 | 0 | 0 | 0 | 0 | 0 | 13989.0022 | 539.9193 | 104368.0631 | 619.3886 | 1216.7249 | 145.0715 | 422.5116 | 0 | 22541.5876 | 177.9358 | 0 | 63119.3551 | 68.57% | 31.43% | 2688.5428 | 484.6931 | 184.6986 | 12.4877 | 104.2441 | 158.5555 | 303.5724 | 57.8715 | 4280.3023 | 3448.3936 | 78804.2188 | 86532.9147 | 276472.5157 | 365447.8646 | 9.442% | 403552.0674
BUREAU #1889 | TERTIAIRE | BUREAUX | 2822.7998 | 2020 | 0 | 0 | 0 | 0 | 0 | 1440.5011 | 39472.6849 | 19539.2065 | 4 | 22729.9666 | 15438.1297 | 4 | 0 | 0 | 0 | 0 | 0 | 0 | 11335.428 | 601.7965 | 86700.3063 | 825.4338 | 1223.1658 | 197.8727 | 471.8446 | 0 | 27130.0528 | 186.5261 | 0 | 94475.8179 | 71.1% | 28.9% | 2859.7537 | 455.0452 | 250.4284 | 11.2588 | 106.8452 | 153.1005 | 242.217 | 84.8237 | 4944.498 | 3725.823 | 89045.4066 | 97715.7276 | 311607.7285 | 412914.4769 | 12.12% | 469879.0493
BUREAU #1890 | TERTIAIRE | BUREAUX | 2228.014 | 2022 | 0 | 0 | 0 | 0 | 0 | 1584.7256 | 25681.6047 | 24394.8403 | 3 | 14780.5725 | 14220.6941 | 3 | 0 | 0 | 0 | 0 | 0 | 0 | 12903.9031 | 458.9077 | 85874.7596 | 533.4679 | 1415.0727 | 102.9953 | 290.7024 | 0 | 22544.5213 | 126.2291 | 0 | 64025.3424 | 80.24% | 19.76% | 2028.2741 | 260.0794 | 162.9523 | 8.61 | 86.1404 | 102.542 | 245.5886 | 65.0442 | 2885.3029 | 4052.0766 | 53575.8453 | 60513.2248 | 250540.7598 | 313916.3507 | 11.12% | 353204.8689
BUREAU #1891 | TERTIAIRE | BUREAUX | 1813.6024 | 2020 | 0 | 0 | 0 | 0 | 0 | 1284.8339 | 25748.7695 | 15446.069 | 2 | 16056.7832 | 12527.0977 | 2 | 0 | 0 | 0 | 0 | 0 | 0 | 10611.2205 | 411.1911 | 54917.7671 | 537.4724 | 1096.5081 | 92.6494 | 275.4269 | 0 | 17266.4529 | 114.4361 | 0 | 48885.6953 | 83.85% | 16.15% | 1384.8312 | 248.9366 | 159.2905 | 8.5177 | 111.4905 | 109.2042 | 208.7786 | 43.4145 | 3281.068 | 2277.8037 | 56082.0998 | 61640.9715 | 193087.8412 | 257195.0926 | 7.679% | 278588.7435
BUREAU #1892 | TERTIAIRE | BUREAUX | 3138.3668 | 2017 | 0 | 0 | 0 | 0 | 0 | 1614.2966 | 36477.0917 | 25824.3136 | 3 | 25592.0012 | 16521.3906 | 5 | 0 | 0 | 0 | 0 | 0 | 0 | 12707.617 | 826.2797 | 90151.5248 | 902.08 | 1691.8597 | 197.8089 | 432.1042 | 0 | 29742.4824 | 154.6683 | 0 | 87727.8425 | 82.57% | 17.43% | 2422.7929 | 533.4367 | 335.5826 | 17.2186 | 131.8037 | 187.7451 | 294.6841 | 73.8174 | 4678.0252 | 5591.2848 | 95760.1624 | 106029.4724 | 315081.2094 | 425213.9981 | 11.21% | 478878.6879
BUREAU #1893 | TERTIAIRE | BUREAUX | 2942.617 | 2016 | 0 | 0 | 0 | 0 | 0 | 1651.5714 | 36815.9861 | 20741.6536 | 4 | 24116.247 | 13404.8835 | 3 | 0 | 0 | 0 | 0 | 0 | 0 | 13594.8944 | 606.7749 | 126151.3454 | 628.8148 | 1191.756 | 169.5624 | 373.8711 | 0 | 21676.2077 | 170.3671 | 0 | 73848.3765 | 62.59% | 37.41% | 2782.4163 | 484.5939 | 255.1479 | 17.1247 | 152.6406 | 158.4708 | 317.0358 | 87.9987 | 5112.6427 | 4674.4907 | 84546.0197 | 94333.1531 | 328307.2078 | 426480.3744 | 5.388% | 450766.7516
BUREAU #1894 | TERTIAIRE | BUREAUX | 401.9772 | 2009 | 0 | 0 | 0 | 0 | 0 | 224.1973 | 4440.404 | 2271.8544 | 0 | 2159.1463 | 1382.0259 | 1 | 0 | 0 | 0 | 0 | 0 | 0 | 1451.4322 | 87.4462 | 13154.1277 | 118.2479 | 209.617 | 24.7973 | 68.4741 | 0 | 3219.7383 | 25.9896 | 0 | 11216.6912 | 90.03% | 9.967% | 287.1397 | 68.0345 | 42.3609 | 2.0033 | 24.1819 | 21.3437 | 46.5953 | 10.2904 | 499.2103 | 440.8875 | 11597.0752 | 12537.173 | 39303.5511 | 52257.2257 | 10.12% | 58142.5698
BUREAU #1895 | TERTIAIRE | BUREAUX | 3498.3455 | 2010 | 0 | 0 | 0 | 0 | 0 | 1627.4061 | 41052.7062 | 29799.704 | 4 | 26521.3787 | 15318.5051 | 4 | 0 | 0 | 0 | 0 | 0 | 0 | 14416.7226 | 1046.101 | 87597.4531 | 796.7467 | 1651.5021 | 208.6361 | 460.7886 | 0 | 18323.5899 | 196.8204 | 0 | 89153.7887 | 58.55% | 41.45% | 3422.1042 | 473.586 | 277.3157 | 15.6376 | 194.8522 | 156.6997 | 408.7761 | 99.1671 | 4769.7173 | 5179.3818 | 112936.5617 | 122885.6608 | 307885.1096 | 433701.0377 | 10.33% | 483679.9901
BUREAU #1896 | TERTIAIRE | BUREAUX | 1513.4557 | 2014 | 0 | 0 | 0 | 0 | 0 | 906.9336 | 15357.9875 | 13695.024 | 2 | 8102.3569 | 8807.5523 | 2 | 0 | 0 | 0 | 0 | 0 | 0 | 7236.5899 | 457.9855 | 61842.0127 | 348.2674 | 553.7405 | 67.2329 | 220.5879 | 0 | 10956.256 | 92.1311 | 0 | 42079.6526 | 74.75% | 25.25% | 1546.7227 | 269.6986 | 164.6557 | 6.3262 | 66.1492 | 74.6871 | 128.7194 | 34.976 | 1824.933 | 2174.5712 | 43870.1173 | 47869.6215 | 160285.4494 | 209772.8459 | 5.17% | 221209.6048
BUREAU #1897 | TERTIAIRE | BUREAUX | 860.7007 | 2009 | 0 | 0 | 0 | 0 | 0 | 429.0812 | 11098.2995 | 5784.6336 | 1 | 5461.2555 | 3311.0912 | 1 | 0 | 0 | 0 | 0 | 0 | 0 | 3382.1886 | 200.611 | 26966.7305 | 168.018 | 313.8233 | 55.4014 | 92.5827 | 0 | 5637.5224 | 49.9271 | 0 | 21374.7239 | 73.29% | 26.71% | 916.504 | 139.1739 | 89.9335 | 3.8931 | 42.7833 | 37.2638 | 89.008 | 21.9316 | 1142.063 | 1110.8412 | 20950.6063 | 23203.5105 | 81727.3674 | 105849.9367 | 1.07% | 106995.0562
BUREAU #1898 | TERTIAIRE | BUREAUX | 2870.646 | 2022 | 0 | 0 | 0 | 0 | 0 | 1695.8134 | 49749.9254 | 29428.2593 | 3 | 20068.3656 | 14385.4563 | 4 | 0 | 0 | 0 | 0 | 0 | 0 | 17248.2849 | 662.3625 | 105119.3037 | 607.8441 | 1392.711 | 163.2536 | 345.9862 | 0 | 25774.0956 | 200.7341 | 0 | 98032.1171 | 74.27% | 25.73% | 2111.6543 | 365.7449 | 224.405 | 15.2438 | 143.8568 | 125.887 | 249.7748 | 78.4319 | 4976.4059 | 3966.5919 | 81546.808 | 90489.8058 | 347682.8671 | 441275.5985 | 10.36% | 492294.5749
BUREAU #1899 | TERTIAIRE | BUREAUX | 1482.7078 | 2013 | 0 | 0 | 0 | 0 | 0 | 677.923 | 15096.1213 | 9359.9746 | 2 | 7503.2183 | 8229.4938 | 2 | 0 | 0 | 0 | 0 | 0 | 0 | 5958.8667 | 287.4005 | 49210.8785 | 452.4413 | 813.9363 | 74.3578 | 219.4405 | 0 | 11406.3186 | 91.787 | 0 | 34051.8193 | 72.84% | 27.16% | 1427.7686 | 197.6161 | 111.8896 | 7.5016 | 63.1071 | 64.9546 | 151.0127 | 37.8119 | 2516.1118 | 2382.7268 | 48054.9139 | 52953.7526 | 137912.0931 | 192592.7757 | 5.946% | 204769.269
BUREAU #1900 | TERTIAIRE | BUREAUX | 2411.4112 | 2018 | 0 | 0 | 0 | 0 | 0 | 1094.5669 | 37406.2609 | 22489.5177 | 2 | 19075.3344 | 15870.5154 | 3 | 0 | 0 | 0 | 0 | 0 | 0 | 11268.0593 | 679.7249 | 113692.917 | 569.1555 | 1117.2759 | 111.3114 | 259.0637 | 0 | 20782.0175 | 118.4379 | 0 | 87327.5293 | 78.6% | 21.4% | 1747.3489 | 424.9305 | 240.5028 | 10.882 | 94.5545 | 110.2617 | 217.0688 | 50.4506 | 3148.0743 | 3379.0845 | 65371.0363 | 71898.1952 | 315600.5026 | 389779.485 | 5.696% | 413321.3683
BUREAU #1901 | TERTIAIRE | BUREAUX | 671.9536 | 2019 | 0 | 0 | 0 | 0 | 0 | 305.6398 | 11014.0513 | 6553.4506 | 1 | 6160.1712 | 3212.978 | 1 | 0 | 0 | 0 | 0 | 0 | 0 | 2703.4086 | 151.4634 | 29528.5792 | 154.9655 | 391.1633 | 38.7852 | 98.4197 | 0 | 5666.4484 | 39.729 | 0 | 17305.3963 | 81.84% | 18.16% | 636.9764 | 99.5217 | 65.2677 | 3.2512 | 25.827 | 36.4103 | 69.7211 | 16.6726 | 1284.1813 | 835.0308 | 18303.2142 | 20422.4263 | 79871.2903 | 101167.5418 | 12.55% | 115685.0509
BUREAU #1902 | TERTIAIRE | BUREAUX | 2391.47 | 2009 | 0 | 0 | 0 | 0 | 0 | 1182.8538 | 28233.3313 | 14802.2359 | 3 | 12473.0223 | 11018.9074 | 2 | 0 | 0 | 0 | 0 | 0 | 0 | 12435.6618 | 529.3964 | 67581.2953 | 687.2175 | 1209.5217 | 156.519 | 254.5254 | 0 | 18225.6006 | 152.2219 | 0 | 50420.0689 | 83.86% | 16.14% | 2408.9858 | 268.7113 | 190.7146 | 13.5116 | 107.2501 | 140.4906 | 283.0408 | 65.3744 | 3044.9496 | 3044.4645 | 72548.5386 | 78637.9528 | 210806.3951 | 292361.5735 | 12.1% | 332592.4744
BUREAU #1903 | TERTIAIRE | BUREAUX | 2706.9828 | 2011 | 0 | 0 | 0 | 0 | 0 | 1409.4288 | 37379.5381 | 21125.732 | 4 | 17011.9488 | 9667.9724 | 3 | 0 | 0 | 0 | 0 | 0 | 0 | 11087.3722 | 518.5621 | 70504.6253 | 554.6941 | 1124.8404 | 148.9667 | 318.0303 | 0 | 14609.781 | 184.3912 | 0 | 55630.9659 | 81.26% | 18.74% | 2000.4379 | 403.269 | 250.1228 | 11.2545 | 164.2954 | 138.1604 | 269.5274 | 50.773 | 3232.9399 | 3156.2617 | 53468.9337 | 59858.1353 | 228676.9823 | 291175.0175 | 8.457% | 318074.053
BUREAU #1904 | TERTIAIRE | BUREAUX | 2814.5475 | 2018 | 0 | 0 | 0 | 0 | 0 | 1839.315 | 40122.5692 | 29652.7525 | 3 | 16818.9396 | 12506.8716 | 3 | 0 | 0 | 0 | 0 | 0 | 0 | 16966.7568 | 762.655 | 83658.4851 | 694.572 | 1657.7263 | 169.8304 | 385.9159 | 0 | 23698.2374 | 146.2305 | 0 | 91480.283 | 82.04% | 17.96% | 1935.5871 | 352.3732 | 309.081 | 12.815 | 145.9977 | 145.3367 | 338.6629 | 61.4261 | 3474.1275 | 3731.3994 | 56004.5687 | 63210.0956 | 302168.5799 | 369710.4358 | 12.73% | 423661.6357
BUREAU #1905 | TERTIAIRE | BUREAUX | 1964.0286 | 2020 | 0 | 0 | 0 | 0 | 0 | 1375.6632 | 32126.0893 | 13950.0191 | 2 | 15138.1934 | 12423.7866 | 3 | 0 | 0 | 0 | 0 | 0 | 0 | 8235.6617 | 562.2631 | 91917.2814 | 568.924 | 1094.1917 | 135.2301 | 314.6176 | 0 | 19908.8218 | 127.5558 | 0 | 55759.2473 | 82.89% | 17.11% | 1870.5036 | 345.0784 | 149.8967 | 8.6526 | 114.762 | 113.2156 | 147.7839 | 56.2724 | 3616.351 | 2534.3478 | 40345.6552 | 46496.354 | 245305.2112 | 293719.7274 | 3.932% | 305740.7044
BUREAU #1906 | TERTIAIRE | BUREAUX | 2135.9581 | 2017 | 0 | 0 | 0 | 0 | 0 | 993.3621 | 28223.3915 | 21022.9119 | 2 | 18685.7377 | 9081.2338 | 2 | 0 | 0 | 0 | 0 | 0 | 0 | 9392.1206 | 446.5814 | 75397.8614 | 591.69 | 955.5926 | 114.8539 | 228.4344 | 0 | 16795.2207 | 148.301 | 0 | 51731.5678 | 64.98% | 35.02% | 1575.8502 | 367.028 | 233.724 | 9.6026 | 119.4284 | 123.8729 | 193.7741 | 53.2136 | 3521.2692 | 3761.8448 | 44543.9543 | 51827.0684 | 222833.1733 | 277424.3429 | 11.63% | 313917.6064
BUREAU #1907 | TERTIAIRE | BUREAUX | 3231.0424 | 2012 | 0 | 0 | 0 | 0 | 0 | 1613.8114 | 40500.693 | 23222.3985 | 4 | 21358.0812 | 17870.8529 | 4 | 0 | 0 | 0 | 0 | 0 | 0 | 11849.7136 | 715.6684 | 127816.7922 | 911.115 | 1253.8418 | 187.9685 | 467.2008 | 0 | 27551.5361 | 153.9953 | 0 | 105837.9961 | 68.42% | 31.58% | 2823.6527 | 538.8124 | 356.7671 | 15.5939 | 175.7299 | 149.277 | 274.0662 | 70.5859 | 5310.1592 | 3366.9419 | 75045.5365 | 83722.6375 | 367020.3969 | 453826.7031 | 6.762% | 486741.8042
BUREAU #1908 | TERTIAIRE | BUREAUX | 3263.8391 | 2011 | 0 | 0 | 0 | 0 | 0 | 1262.3192 | 43596.6819 | 18547.773 | 5 | 21114.83 | 15750.585 | 3 | 0 | 0 | 0 | 0 | 0 | 0 | 12974.9888 | 670.3463 | 103888.8467 | 1004.138 | 1223.4988 | 227.7633 | 495.3101 | 0 | 23159.2644 | 179.2734 | 0 | 102537.0292 | 72.03% | 27.97% | 2719.5758 | 591.763 | 324.1598 | 13.7603 | 135.7806 | 188.1479 | 326.4803 | 77.3734 | 3410.3988 | 4588.7611 | 64828.5554 | 72827.7153 | 337488.7387 | 413977.6816 | 6.609% | 443272.9418
BUREAU #1909 | TERTIAIRE | BUREAUX | 3026.6499 | 2022 | 0 | 0 | 0 | 0 | 0 | 2318.9115 | 40265.4254 | 33632.1485 | 4 | 21010.9153 | 16575.6471 | 4 | 0 | 0 | 0 | 0 | 0 | 0 | 12584.321 | 778.5606 | 93001.7124 | 874.2312 | 1738.8527 | 171.053 | 401.1925 | 0 | 20991.4791 | 209.4668 | 0 | 122451.2706 | 89.56% | 10.44% | 3124.2145 | 532.4981 | 302.7311 | 15.7904 | 171.1066 | 123.8532 | 371.9099 | 85.5736 | 4634.5392 | 5976.7601 | 63147.0305 | 73758.3298 | 345318.5658 | 422977.5326 | 1.715% | 430359.9773
BUREAU #1910 | TERTIAIRE | BUREAUX | 2715.6132 | 2014 | 0 | 0 | 0 | 0 | 0 | 1166.2698 | 25095.7115 | 23805.4752 | 3 | 16964.4793 | 11455.1729 | 4 | 0 | 0 | 0 | 0 | 0 | 0 | 12072.5276 | 656.8857 | 88730.7707 | 529.8346 | 1551.2584 | 133.1227 | 458.8929 | 0 | 15571.3127 | 193.6855 | 0 | 85619.4235 | 81.49% | 18.51% | 1858.95 | 360.6732 | 182.9294 | 11.6089 | 112.3937 | 127.1389 | 287.314 | 55.9413 | 4601.2554 | 4324.7923 | 61767.8341 | 70693.8818 | 271254.0658 | 344587.352 | 8.371% | 376069.9615
BUREAU #1911 | TERTIAIRE | BUREAUX | 2575.4487 | 2006 | 0 | 0 | 0 | 0 | 0 | 932.2791 | 26390.2926 | 17291.8391 | 3 | 17175.1236 | 12124.1314 | 4 | 0 | 0 | 0 | 0 | 0 | 0 | 9180.6615 | 617.6244 | 85952.2021 | 667.3423 | 1079.8164 | 113.4693 | 268.2044 | 0 | 17838.2622 | 192.0571 | 0 | 46590.7527 | 61.19% | 38.81% | 2695.2389 | 297.9957 | 207.0342 | 12.275 | 133.0453 | 116.5563 | 213.2058 | 63.0503 | 2362.4087 | 2634.5942 | 64582.7352 | 69579.738 | 222625.4119 | 294092.9589 | 1.149% | 297512.328
BUREAU #1912 | TERTIAIRE | BUREAUX | 3191.8728 | 2007 | 0 | 0 | 0 | 0 | 0 | 1117.6634 | 24475.5657 | 18299.4814 | 4 | 15338.4605 | 10441.0818 | 3 | 0 | 0 | 0 | 0 | 0 | 0 | 10807.0666 | 955.9527 | 70854.2793 | 870.7117 | 1317.4969 | 214.0677 | 530.0697 | 0 | 20583.3954 | 181.4207 | 0 | 63049.3061 | 66.39% | 33.61% | 3374.3379 | 544.6092 | 304.6402 | 16.0633 | 148.6712 | 190.2857 | 299.7466 | 94.5344 | 3861.128 | 3077.4362 | 69164.2986 | 76102.8627 | 228052.1993 | 306865.8348 | 12.11% | 349146.8395
BUREAU #1913 | TERTIAIRE | BUREAUX | 3288.6723 | 2008 | 0 | 0 | 0 | 0 | 0 | 1367.0595 | 28331.4706 | 22254.5677 | 4 | 16182.4696 | 11121.3241 | 5 | 0 | 0 | 0 | 0 | 0 | 0 | 10079.5609 | 896.0647 | 83162.4544 | 932.8217 | 1460.5356 | 187.9941 | 417.5449 | 0 | 21403.8312 | 242.3262 | 0 | 99328.384 | 88.37% | 11.63% | 2322.976 | 402.1359 | 252.7217 | 16.0914 | 172.2597 | 122.2037 | 350.0345 | 63.8264 | 3115.2685 | 3908.8136 | 90249.1811 | 97273.2632 | 284884.7099 | 385136.8966 | 7.237% | 415182.9111
BUREAU #1914 | TERTIAIRE | BUREAUX | 2763.4542 | 2018 | 0 | 0 | 0 | 0 | 0 | 1806.473 | 39822.3199 | 27336.6757 | 4 | 19420.7356 | 16467.7283 | 4 | 0 | 0 | 0 | 0 | 0 | 0 | 12945.4318 | 826.2177 | 101198.2547 | 641.2507 | 1756.0756 | 157.2778 | 449.5617 | 0 | 18409.6784 | 135.4529 | 0 | 90724.2376 | 85.28% | 14.72% | 2070.4915 | 469.7375 | 235.4091 | 10.7116 | 109.6095 | 129.6442 | 263.0204 | 57.3261 | 5117.1984 | 5223.7658 | 54213.7381 | 64554.7023 | 315644.7018 | 384389.2349 | 1.929% | 391949.0382
BUREAU #1915 | TERTIAIRE | BUREAUX | 1112.604 | 2007 | 0 | 0 | 0 | 0 | 0 | 514.8863 | 11114.9161 | 7269.3479 | 2 | 5631.851 | 3720.1533 | 1 | 0 | 0 | 0 | 0 | 0 | 0 | 3984.6577 | 308.0841 | 31001.8363 | 343.2273 | 538.5166 | 72.3817 | 176.7901 | 0 | 6507.5766 | 70.5568 | 0 | 21528.1998 | 60.02% | 39.98% | 1062.587 | 139.1684 | 83.6239 | 4.9369 | 48.7262 | 44.2235 | 101.7677 | 34.1531 | 1102.6033 | 1326.1345 | 36116.5227 | 38545.2605 | 88437.9367 | 127958.6255 | 3.315% | 132345.6488
BUREAU #1916 | TERTIAIRE | BUREAUX | 874.5554 | 2016 | 0 | 0 | 0 | 0 | 0 | 479.8184 | 9157.6702 | 8622.5678 | 1 | 6348.8687 | 3751.3584 | 1 | 0 | 0 | 0 | 0 | 0 | 0 | 3910.4882 | 258.833 | 33069.5499 | 265.4769 | 433.1076 | 44.8999 | 124.8163 | 0 | 6331.9073 | 45.448 | 0 | 26466.101 | 81.11% | 18.89% | 768.8475 | 160.393 | 91.1535 | 3.3462 | 41.5566 | 39.4103 | 104.3921 | 18.5414 | 1484.2388 | 1105.5105 | 20793.0295 | 23382.7788 | 94560.1592 | 119212.9719 | 4.3% | 124569.128
BUREAU #1917 | TERTIAIRE | BUREAUX | 2235.3118 | 2013 | 0 | 0 | 0 | 0 | 0 | 1006.5991 | 32645.3249 | 15007.254 | 3 | 18101.932 | 9579.6417 | 3 | 0 | 0 | 0 | 0 | 0 | 0 | 12677.6166 | 489.6772 | 77593.9455 | 515.2837 | 995.1088 | 143.3874 | 359.3185 | 0 | 19256.4263 | 118.808 | 0 | 61571.166 | 72.35% | 27.65% | 1988.3373 | 276.6154 | 227.8739 | 12.2432 | 91.0534 | 123.1756 | 208.4349 | 48.9433 | 2475.5161 | 2693.6793 | 57073.4582 | 62242.6535 | 242696.2109 | 307060.7985 | 2.31% | 314321.737
BUREAU #1918 | TERTIAIRE | BUREAUX | 2095.8502 | 2009 | 0 | 0 | 0 | 0 | 0 | 1142.1803 | 24685.315 | 15018.4895 | 3 | 10995.9135 | 7946.2681 | 3 | 0 | 0 | 0 | 0 | 0 | 0 | 10684.5778 | 582.2126 | 71278.588 | 446.8365 | 828.0225 | 127.7588 | 258.5256 | 0 | 13497.1818 | 123.2693 | 0 | 50782.5104 | 69.96% | 30.04% | 1491.3469 | 290.9172 | 175.7581 | 11.0215 | 84.0125 | 105.5651 | 170.37 | 38.8263 | 2960.7126 | 2639.5709 | 65511.056 | 71111.3395 | 200759.4683 | 273575.7286 | 6.868% | 293750.7711
BUREAU #1919 | TERTIAIRE | BUREAUX | 843.0155 | 2006 | 0 | 0 | 0 | 0 | 0 | 300.3056 | 9764.0769 | 4858.4542 | 1 | 5719.7371 | 3685.4032 | 1 | 0 | 0 | 0 | 0 | 0 | 0 | 3143.9189 | 163.2964 | 19754.9526 | 260.7532 | 342.7519 | 42.2097 | 102.3354 | 0 | 5838.3848 | 44.651 | 0 | 15178.6712 | 68.36% | 31.64% | 914.4627 | 113.7569 | 86.2558 | 4.3764 | 41.6206 | 50.5019 | 80.1034 | 25.5607 | 964.5875 | 862.9911 | 21730.0254 | 23557.604 | 65729.0225 | 90015.318 | 8.769% | 98667.8494
BUREAU #1920 | TERTIAIRE | BUREAUX | 1427.0302 | 2020 | 0 | 0 | 0 | 0 | 0 | 846.8815 | 18489.6231 | 15016.6688 | 2 | 12506.0076 | 8277.2414 | 1 | 0 | 0 | 0 | 0 | 0 | 0 | 6187.9562 | 383.4405 | 63553.5578 | 302.9545 | 926.4369 | 96.5527 | 208.5014 | 0 | 14286.337 | 100.6868 | 0 | 40099.0562 | 73.5% | 26.5% | 1380.2239 | 261.1055 | 154.8182 | 6.0812 | 69.6433 | 73.3438 | 130.2833 | 33.1432 | 1919.4556 | 2236.1863 | 28078.1506 | 32233.7925 | 170616.8013 | 204291.2873 | 12.38% | 233167.303
BUREAU #1921 | TERTIAIRE | BUREAUX | 2630.835 | 2009 | 0 | 0 | 0 | 0 | 0 | 1276.5414 | 28802.7736 | 18740.9131 | 3 | 13416.7737 | 9966.708 | 3 | 0 | 0 | 0 | 0 | 0 | 0 | 9301.1166 | 745.8517 | 86751.3692 | 824.6557 | 879.8806 | 161.5325 | 303.627 | 0 | 14458.8328 | 156.1528 | 0 | 57075.0248 | 86.34% | 13.66% | 2730.0659 | 395.7249 | 279.9593 | 11.8382 | 110.6835 | 130.1297 | 205.6893 | 53.561 | 2692.5529 | 3832.2528 | 65721.3491 | 72246.1548 | 231769.5045 | 306261.4023 | 11.66% | 346697.4152
BUREAU #1922 | TERTIAIRE | BUREAUX | 1499.9968 | 2016 | 0 | 0 | 0 | 0 | 0 | 719.0685 | 23490.7961 | 11301.1899 | 2 | 12550.7876 | 5957.3453 | 2 | 0 | 0 | 0 | 0 | 0 | 0 | 5799.583 | 448.4079 | 62419.034 | 294.4182 | 928.5364 | 73.0829 | 230.4367 | 0 | 12220.8416 | 101.4088 | 0 | 47319.7928 | 65.15% | 34.85% | 1671.3805 | 170.6847 | 110.375 | 7.1693 | 81.0846 | 62.0888 | 160.9345 | 45.1025 | 1947.4488 | 2053.4993 | 46740.5833 | 50741.5314 | 180003.5114 | 232727.5702 | 9.63% | 257528.6994
BUREAU #1923 | TERTIAIRE | BUREAUX | 3014.7344 | 2009 | 0 | 0 | 0 | 0 | 0 | 1539.2379 | 33251.4262 | 19892.5154 | 3 | 14016.5803 | 14907.993 | 3 | 0 | 0 | 0 | 0 | 0 | 0 | 12877.3338 | 913.9335 | 102712.7968 | 672.6995 | 981.8822 | 206.9381 | 459.37 | 0 | 19414.8582 | 148.3975 | 0 | 84642.7581 | 79.32% | 20.68% | 2536.7354 | 422.3246 | 207.4607 | 12.968 | 140.0751 | 172.1691 | 274.9964 | 65.2572 | 3180.4987 | 4039.3848 | 60519.0591 | 67738.9427 | 293157.4794 | 363437.2644 | 11.04% | 408555.8292
BUREAU #1924 | TERTIAIRE | BUREAUX | 2211.0782 | 2013 | 0 | 0 | 0 | 0 | 0 | 1033.0103 | 31032.3497 | 18902.2498 | 3 | 12295.2156 | 12061.469 | 2 | 0 | 0 | 0 | 0 | 0 | 0 | 10949.5094 | 451.8373 | 82241.7826 | 465.9312 | 1250.9085 | 122.9 | 279.359 | 0 | 19900.1414 | 136.1477 | 0 | 71063.3481 | 79.9% | 20.1% | 1740.0268 | 279.6 | 188.3157 | 9.8552 | 87.1953 | 130.7045 | 230.3349 | 50.6487 | 3229.4629 | 2694.0599 | 64147.5348 | 70071.0575 | 249776.4753 | 322040.1019 | 12.22% | 366873.5891
BUREAU #1925 | TERTIAIRE | BUREAUX | 1201.2625 | 2009 | 0 | 0 | 0 | 0 | 0 | 427.1171 | 15939.1141 | 9704.6301 | 2 | 6998.3748 | 4839.1019 | 2 | 0 | 0 | 0 | 0 | 0 | 0 | 5890.3021 | 360.9743 | 37265.6393 | 305.6919 | 616.5337 | 65.1265 | 185.887 | 0 | 6006.9177 | 90.625 | 0 | 25292.0886 | 67.49% | 32.51% | 1163.4815 | 190.0923 | 118.6959 | 5.9355 | 50.5347 | 61.9482 | 90.4979 | 31.2206 | 1373.0696 | 1747.6626 | 27483.9124 | 30604.6446 | 108042.2941 | 139987.5419 | 5.781% | 148576.5413
BUREAU #1926 | TERTIAIRE | BUREAUX | 427.9526 | 2020 | 0 | 0 | 0 | 0 | 0 | 246.9353 | 5728.4037 | 2957.1703 | 1 | 2901.3164 | 2946.4092 | 1 | 0 | 0 | 0 | 0 | 0 | 0 | 2820.5855 | 113.8435 | 17436.6089 | 87.964 | 267.8043 | 30.3208 | 46.3144 | 0 | 2747.4825 | 24.3337 | 0 | 14855.775 | 77.73% | 22.27% | 415.787 | 50.4102 | 45.3558 | 2.565 | 23.1319 | 20.5443 | 34.1824 | 10.1298 | 722.0718 | 743.8042 | 12895.8746 | 14361.7505 | 51390.6424 | 66225.0744 | 6.913% | 71143.1781
BUREAU #1927 | TERTIAIRE | BUREAUX | 2164.7511 | 2015 | 0 | 0 | 0 | 0 | 0 | 1228.0893 | 25786.744 | 19612.6682 | 3 | 17387.2598 | 12953.5521 | 2 | 0 | 0 | 0 | 0 | 0 | 0 | 10805.7761 | 490.255 | 60176.8566 | 657.1147 | 1309.9432 | 144.6536 | 343.0163 | 0 | 16280.4668 | 106.7833 | 0 | 67516.8672 | 68.32% | 31.68% | 1722.7471 | 370.308 | 163.0917 | 8.8209 | 88.2597 | 90.1177 | 169.5782 | 52.1797 | 3581.253 | 2644.3614 | 57893.3346 | 64118.949 | 219226.9568 | 285415.8663 | 0.9814% | 288244.662
BUREAU #1928 | TERTIAIRE | BUREAUX | 1741.3564 | 2013 | 0 | 0 | 0 | 0 | 0 | 689.3697 | 15952.1705 | 16278.8618 | 2 | 11147.4208 | 8850.4211 | 2 | 0 | 0 | 0 | 0 | 0 | 0 | 6451.9737 | 352.1323 | 54220.9851 | 495.9254 | 751.2571 | 93.4893 | 184.5323 | 0 | 9744.784 | 132.0193 | 0 | 41835.8877 | 77.29% | 22.71% | 1397.8208 | 290.0905 | 190.4138 | 9.0604 | 98.9666 | 65.8939 | 154.9686 | 38.7386 | 2131.1611 | 2448.0018 | 44033.9987 | 48613.1616 | 155120.9901 | 206095.4165 | 6.613% | 220688.6289
BUREAU #1929 | TERTIAIRE | BUREAUX | 2837.7936 | 2012 | 0 | 0 | 0 | 0 | 0 | 1647.2118 | 35173.8311 | 21405.0623 | 3 | 19208.3066 | 11428.807 | 4 | 0 | 0 | 0 | 0 | 0 | 0 | 10507.3067 | 664.5786 | 77215.8568 | 623.6944 | 1572.4206 | 155.4368 | 446.4165 | 0 | 16295.8832 | 209.9977 | 0 | 69108.9156 | 71.59% | 28.41% | 2321.9517 | 506.2175 | 263.0767 | 13.6986 | 115.6608 | 132.1293 | 216.8079 | 76.7205 | 3070.9692 | 3021.6684 | 80381.8245 | 86474.4621 | 251581.4695 | 340834.961 | 3.402% | 352838.9108
BUREAU #1930 | TERTIAIRE | BUREAUX | 1276.4986 | 2017 | 0 | 0 | 0 | 0 | 0 | 823.1288 | 18880.896 | 12123.0816 | 2 | 10714.3066 | 7490.1508 | 1 | 0 | 0 | 0 | 0 | 0 | 0 | 6669.6192 | 268.3851 | 59009.536 | 273.8211 | 604.2856 | 80.2998 | 184.302 | 0 | 9717.6987 | 88.3472 | 0 | 40433.9092 | 71.75% | 28.25% | 1028.1272 | 194.8384 | 136.4969 | 7.7481 | 64.716 | 61.2234 | 101.6117 | 38.5948 | 2022.6009 | 1949.8034 | 40196.6985 | 44169.1027 | 159721.244 | 205180.0328 | 4.507% | 214863.1697
BUREAU #1931 | TERTIAIRE | BUREAUX | 3396.0751 | 2007 | 0 | 0 | 0 | 0 | 0 | 1850.3114 | 37092.702 | 26538.6819 | 5 | 19704.1757 | 17081.961 | 5 | 0 | 0 | 0 | 0 | 0 | 0 | 15999.1415 | 1002.9739 | 92660.7942 | 721.0751 | 1436.7543 | 202.3088 | 398.192 | 0 | 20258.6139 | 205.7165 | 0 | 101459.6075 | 79.4% | 20.6% | 3241.9343 | 526.2685 | 270.5517 | 15.1521 | 147.0762 | 128.1828 | 345.0785 | 83.2767 | 4846.6272 | 3593.8855 | 94737.4645 | 103177.9771 | 317770.9649 | 424685.343 | 6.74% | 455375.597
BUREAU #1932 | TERTIAIRE | BUREAUX | 2845.2137 | 2022 | 0 | 0 | 0 | 0 | 0 | 1377.6124 | 44079.2538 | 25266.3364 | 4 | 22808.9586 | 14891.1173 | 4 | 0 | 0 | 0 | 0 | 0 | 0 | 14223.2811 | 843.1493 | 140748.3622 | 624.0438 | 1264.0571 | 157.6113 | 376.3183 | 0 | 29056.7016 | 154.1167 | 0 | 95201.3235 | 85.46% | 14.54% | 2177.9367 | 430.3146 | 230.0816 | 11.0489 | 110.4948 | 106.841 | 210.3371 | 80.9494 | 5372.5152 | 3898.085 | 82792.1543 | 92062.7545 | 380588.513 | 477086.3676 | 10.34% | 532103.0769
BUREAU #1933 | TERTIAIRE | BUREAUX | 767.1237 | 2021 | 0 | 0 | 0 | 0 | 0 | 580.6823 | 12259.7831 | 5493.6339 | 1 | 6475.9186 | 3867.6398 | 1 | 0 | 0 | 0 | 0 | 0 | 0 | 4538.9328 | 163.2836 | 24236.0141 | 242.1615 | 339.1535 | 50.6673 | 112.6539 | 0 | 5215.0578 | 43.6065 | 0 | 22402.2207 | 78.66% | 21.34% | 818.1356 | 120.6561 | 77.1353 | 3.5997 | 29.3178 | 45.3972 | 63.8083 | 16.0594 | 1042.2188 | 1246.5297 | 18590.19 | 20878.9385 | 83525.9978 | 105616.9942 | 2.342% | 108149.5793
BUREAU #1934 | TERTIAIRE | BUREAUX | 2193.1059 | 2012 | 0 | 0 | 0 | 0 | 0 | 1156.4319 | 23335.9421 | 14032.0464 | 2 | 16699.5043 | 7950.6011 | 3 | 0 | 0 | 0 | 0 | 0 | 0 | 8214.3123 | 530.6516 | 71318.1956 | 456.298 | 1141.0871 | 130.9509 | 295.9719 | 0 | 16989.6147 | 132.6004 | 0 | 67524.5826 | 76.01% | 23.99% | 2187.7654 | 306.7399 | 167.466 | 13.3042 | 101.692 | 112.3884 | 183.0116 | 54.2357 | 3308.9053 | 2452.2567 | 54604.7486 | 60365.9105 | 224701.8966 | 286928.7808 | 11.92% | 325752.632
BUREAU #1935 | TERTIAIRE | BUREAUX | 432.4617 | 2011 | 0 | 0 | 0 | 0 | 0 | 168.2326 | 4773.5604 | 2554.6957 | 1 | 2375.2123 | 2515.5639 | 0 | 0 | 0 | 0 | 0 | 0 | 0 | 1955.513 | 106.2601 | 13557.8028 | 118.1273 | 235.1041 | 23.0302 | 71.0595 | 0 | 2858.3317 | 27.519 | 0 | 9115.7046 | 87.94% | 12.06% | 339.5557 | 55.2183 | 32.9924 | 2.4926 | 21.6325 | 23.4999 | 33.6429 | 12.3474 | 704.2738 | 669.5332 | 13947.3605 | 15321.1675 | 38741.5152 | 54546.0953 | 4.88% | 57344.5124
BUREAU #1936 | TERTIAIRE | BUREAUX | 2937.3419 | 2021 | 0 | 0 | 0 | 0 | 0 | 2001.1337 | 49204.9526 | 26180.029 | 3 | 23891.9637 | 19673.7209 | 4 | 0 | 0 | 0 | 0 | 0 | 0 | 16990.3311 | 671.1946 | 117497.8095 | 808.5367 | 1752.5475 | 176.4625 | 374.8878 | 0 | 25931.7293 | 165.8795 | 0 | 98659.8675 | 66.4% | 33.6% | 2944.2894 | 436.7683 | 320.9959 | 16.6549 | 167.3374 | 155.1539 | 234.2602 | 55.9271 | 3688.8496 | 5357.9952 | 95541.3284 | 104588.1732 | 366722.0067 | 475592.0543 | 5.91% | 505462.7973
BUREAU #1937 | TERTIAIRE | BUREAUX | 1953.1869 | 2013 | 0 | 0 | 0 | 0 | 0 | 1122.7544 | 20682.7783 | 17759.5552 | 3 | 10961.7699 | 10405.1716 | 3 | 0 | 0 | 0 | 0 | 0 | 0 | 8080.0086 | 580.7619 | 55732.2432 | 439.8135 | 911.7745 | 85.86 | 255.6408 | 0 | 15001.7841 | 128.7171 | 0 | 61155.2525 | 76.38% | 23.62% | 1598.266 | 269.6359 | 211.2781 | 7.7138 | 99.2731 | 78.0502 | 215.0656 | 57.4034 | 2371.3838 | 3046.4357 | 54262.646 | 59680.4655 | 190422.0851 | 252390.7325 | 7.17% | 271884.1929
BUREAU #1938 | TERTIAIRE | BUREAUX | 1873.5314 | 2012 | 0 | 0 | 0 | 0 | 0 | 1016.8664 | 25119.4587 | 12244.8759 | 3 | 10121.1111 | 8995.8961 | 2 | 0 | 0 | 0 | 0 | 0 | 0 | 9534.3926 | 497.9157 | 69479.3067 | 531.685 | 1041.3567 | 126.2937 | 249.7395 | 0 | 10035.5067 | 114.2393 | 0 | 39738.7174 | 86.1% | 13.9% | 1780.4905 | 317.1634 | 186.839 | 7.5268 | 77.1093 | 110.1533 | 195.3455 | 41.9299 | 2018.4945 | 3073.1657 | 44217.2398 | 49308.9 | 182256.5124 | 233964.6667 | 1.051% | 236449.5675
BUREAU #1939 | TERTIAIRE | BUREAUX | 3394.4014 | 2009 | 0 | 0 | 0 | 0 | 0 | 1958.2614 | 28427.0619 | 20940.0897 | 5 | 19082.1638 | 14852.2478 | 4 | 0 | 0 | 0 | 0 | 0 | 0 | 10656.7122 | 869.5007 | 124053.1659 | 694.3566 | 1616.5543 | 165.0878 | 543.2168 | 0 | 27193.8281 | 232.4007 | 0 | 97579.4881 | 60.8% | 39.2% | 2945.2622 | 592.7471 | 305.9037 | 17.1512 | 144.8246 | 146.273 | 250.9605 | 87.2283 | 4862.3076 | 4174.4446 | 85795.1194 | 94831.8717 | 338320.6971 | 435758.7684 | 2.265% | 445855.6798
BUREAU #1940 | TERTIAIRE | BUREAUX | 2897.1511 | 2018 | 0 | 0 | 0 | 0 | 0 | 1717.7442 | 39555.6788 | 27839.9405 | 4 | 21427.683 | 15872.1224 | 4 | 0 | 0 | 0 | 0 | 0 | 0 | 14681.1483 | 765.0603 | 107672.3602 | 869.6162 | 1416.1437 | 169.5166 | 381.0484 | 0 | 27813.9877 | 154.0006 | 0 | 90871.2197 | 74.26% | 25.74% | 2835.7489 | 388.1627 | 214.6678 | 16.0716 | 167.0131 | 165.2032 | 300.9557 | 68.5191 | 5066.2999 | 4318.8458 | 74816.5909 | 84201.7365 | 334495.0707 | 422722.43 | 2.756% | 434700.7079
BUREAU #1941 | TERTIAIRE | BUREAUX | 3069.3724 | 2017 | 0 | 0 | 0 | 0 | 0 | 1314.0465 | 39906.9251 | 24691.8065 | 3 | 24865.7429 | 13824.9583 | 4 | 0 | 0 | 0 | 0 | 0 | 0 | 12303.2871 | 762.3403 | 88090.1315 | 806.5483 | 1607.5659 | 197.3302 | 324.3885 | 0 | 20290.7519 | 176.048 | 0 | 82663.2092 | 60.05% | 39.95% | 2867.3344 | 347.8281 | 221.6363 | 17.3504 | 164.5861 | 146.1884 | 335.869 | 90.3504 | 3760.9826 | 4221.4151 | 62763.6852 | 70746.0829 | 296416.0079 | 370438.9929 | 8.977% | 406972.7242
BUREAU #1942 | TERTIAIRE | BUREAUX | 2199.3222 | 2021 | 0 | 0 | 0 | 0 | 0 | 1496.3337 | 34166.773 | 21171.3815 | 3 | 17615.6516 | 12202.446 | 3 | 0 | 0 | 0 | 0 | 0 | 0 | 11542.8464 | 636.6484 | 96051.7715 | 549.0998 | 1139.9007 | 119.0439 | 347.6726 | 0 | 16656.25 | 166.1877 | 0 | 58449.3796 | 63.75% | 36.25% | 2293.9131 | 313.3257 | 233.3079 | 10.5141 | 128.918 | 115.5681 | 223.1556 | 51.1061 | 3786.8292 | 3851.7017 | 53773.4389 | 61411.9698 | 259468.7529 | 323236.3832 | 2.605% | 331882.0879
BUREAU #1943 | TERTIAIRE | BUREAUX | 957.9337 | 2013 | 0 | 0 | 0 | 0 | 0 | 487.4552 | 13342.9145 | 8780.4522 | 1 | 4719.4841 | 5268.9257 | 1 | 0 | 0 | 0 | 0 | 0 | 0 | 4475.6787 | 274.6631 | 33740.9595 | 286.7164 | 400.4389 | 54.6038 | 157.4184 | 0 | 8091.1892 | 75.0998 | 0 | 31335.4905 | 76.75% | 23.25% | 726.6694 | 161.7003 | 66.0949 | 4.07 | 53.3783 | 50.5486 | 77.3036 | 23.403 | 1603.9568 | 1337.1568 | 27875.898 | 30817.0117 | 105721.5892 | 137691.1044 | 8.014% | 149686.2128
BUREAU #1944 | TERTIAIRE | BUREAUX | 2221.2978 | 2018 | 0 | 0 | 0 | 0 | 0 | 1234.292 | 21830.1989 | 20500.7286 | 2 | 12400.9994 | 11505.8583 | 3 | 0 | 0 | 0 | 0 | 0 | 0 | 12120.8797 | 508.2602 | 84942.9433 | 538.6905 | 1314.7694 | 150.9032 | 351.5769 | 0 | 21045.4479 | 143.6785 | 0 | 65060.5262 | 64.4% | 35.6% | 2148.9963 | 386.2465 | 211.7706 | 12.9967 | 112.6394 | 122.8756 | 213.1379 | 48.4571 | 2664.7797 | 3483.2252 | 65956.1899 | 72104.1948 | 240902.7562 | 316340.0857 | 4.074% | 329773.4879
BUREAU #1945 | TERTIAIRE | BUREAUX | 1511.1454 | 2021 | 0 | 0 | 0 | 0 | 0 | 821.2227 | 24786.6397 | 14792.6176 | 2 | 13337.1625 | 10813.0651 | 2 | 0 | 0 | 0 | 0 | 0 | 0 | 7179.689 | 413.4178 | 56974.9467 | 358.4543 | 831.7747 | 104.9899 | 194.3143 | 0 | 13916.5954 | 113.1833 | 0 | 50239.4572 | 89.08% | 10.92% | 1650.5264 | 233.0638 | 137.7047 | 8.4736 | 71.9888 | 77.4873 | 172.3701 | 30.9396 | 2290.5199 | 2396.3874 | 42303.6208 | 46990.5281 | 183021.347 | 231543.5245 | 10.37% | 258326.9509
BUREAU #1946 | TERTIAIRE | BUREAUX | 2558.4151 | 2006 | 0 | 0 | 0 | 0 | 0 | 914.6613 | 20661.8223 | 16956.8995 | 3 | 15381.3455 | 9753.571 | 3 | 0 | 0 | 0 | 0 | 0 | 0 | 9135.1 | 638.788 | 64725.4408 | 558.3909 | 850.1024 | 161.7045 | 395.0714 | 0 | 15881.1449 | 139.6502 | 0 | 55463.3718 | 58.44% | 41.56% | 2429.9615 | 367.8277 | 179.3756 | 11.9885 | 140.4655 | 145.8108 | 301.4522 | 71.2494 | 2998.8747 | 2289.7195 | 75090.3704 | 80378.9645 | 200176.8704 | 282898.8903 | 8.485% | 309127.0116
BUREAU #1947 | TERTIAIRE | BUREAUX | 3071.8243 | 2006 | 0 | 0 | 0 | 0 | 0 | 1175.7593 | 35416.2148 | 16933.8395 | 3 | 17568.8255 | 15149.5854 | 5 | 0 | 0 | 0 | 0 | 0 | 0 | 12156.4172 | 612.7851 | 109344.4313 | 906.0301 | 1350.4265 | 174.1055 | 475.7009 | 0 | 15815.4621 | 226.0479 | 0 | 77005.581 | 52.93% | 47.07% | 3353.6074 | 406.6735 | 335.0667 | 16.9404 | 122.0859 | 164.6585 | 329.3405 | 57.9994 | 3475.4634 | 4182.1733 | 94146.6634 | 101804.3 | 294283.9986 | 398868.0191 | 9.357% | 440042.8982
BUREAU #1948 | TERTIAIRE | BUREAUX | 3052.719 | 2021 | 0 | 0 | 0 | 0 | 0 | 2029.0257 | 45951.6749 | 27691.0133 | 4 | 24281.7032 | 17165.8382 | 4 | 0 | 0 | 0 | 0 | 0 | 0 | 18964.8718 | 675.5152 | 135087.3162 | 942.2893 | 1826.7154 | 213.1969 | 470.2329 | 0 | 19567.7276 | 173.2308 | 0 | 93052.9887 | 92.47% | 7.526% | 2550.1486 | 521.5742 | 233.0083 | 18.4802 | 136.4717 | 171.0899 | 371.0466 | 62.8454 | 4344.0914 | 3977.5499 | 75284.3124 | 83605.9537 | 370672.1431 | 458215.5207 | 11.76% | 519283.5164
BUREAU #1949 | TERTIAIRE | BUREAUX | 2828.0842 | 2017 | 0 | 0 | 0 | 0 | 0 | 1399.4027 | 29899.554 | 21873.6996 | 3 | 21322.2058 | 17464.9227 | 3 | 0 | 0 | 0 | 0 | 0 | 0 | 17376.5289 | 658.1786 | 85874.613 | 794.8848 | 1664.4558 | 154.793 | 412.236 | 0 | 22507.8244 | 185.1284 | 0 | 75954.9494 | 77.79% | 22.21% | 2577.3957 | 374.8852 | 216.5085 | 15.2887 | 124.2277 | 116.7045 | 342.3201 | 75.9275 | 4186.7677 | 4784.486 | 57545.3361 | 66516.5899 | 282741.6804 | 353565.2734 | 12.57% | 404413.0997
BUREAU #1950 | TERTIAIRE | BUREAUX | 1485.687 | 2018 | 0 | 0 | 0 | 0 | 0 | 1050.0977 | 24223.0523 | 10394.4097 | 2 | 13373.2186 | 7710.5753 | 2 | 0 | 0 | 0 | 0 | 0 | 0 | 6624.0376 | 279.1544 | 69397.9549 | 309.0944 | 668.3903 | 82.2161 | 209.8342 | 0 | 13693.5207 | 70.1768 | 0 | 44458.9629 | 82.54% | 17.46% | 1660.8781 | 168.0168 | 129.3949 | 9.0224 | 56.1974 | 77.1902 | 138.3374 | 34.7642 | 2781.6556 | 1803.5939 | 40146.4459 | 44731.6954 | 188657.211 | 234987.9562 | 4.298% | 245541.2406
BUREAU #1951 | TERTIAIRE | BUREAUX | 3305.5875 | 2008 | 0 | 0 | 0 | 0 | 0 | 1505.0347 | 41064.3981 | 20843.1612 | 4 | 17401.7597 | 14556.1439 | 3 | 0 | 0 | 0 | 0 | 0 | 0 | 11279.2994 | 955.7418 | 109305.1033 | 1018.5426 | 1467.0081 | 230.2082 | 446.4942 | 0 | 20321.1225 | 218.8303 | 0 | 97220.3393 | 88.66% | 11.34% | 2768.2492 | 602.8321 | 343.8587 | 16.2928 | 151.8177 | 198.6695 | 277.1081 | 93.1555 | 4253.2759 | 4567.5167 | 103763.0161 | 112583.8086 | 327364.4526 | 443339.0728 | 9.871% | 491892.5173
BUREAU #1952 | TERTIAIRE | BUREAUX | 3299.4523 | 2020 | 0 | 0 | 0 | 0 | 0 | 1819.1428 | 51105.5134 | 33114.5863 | 3 | 27154.1254 | 16419.9788 | 5 | 0 | 0 | 0 | 0 | 0 | 0 | 14514.1999 | 847.6688 | 117582.3341 | 976.6674 | 2208.587 | 194.4558 | 383.0064 | 0 | 33223.6462 | 161.0255 | 0 | 106867.7568 | 85.95% | 14.05% | 3246.6523 | 536.7572 | 331.0719 | 17.7298 | 160.6869 | 162.8653 | 268.2556 | 79.9861 | 5843.365 | 3962.6421 | 82583.3698 | 92389.3769 | 385872.5725 | 481478.3247 | 3.968% | 501371.2808
BUREAU #1953 | TERTIAIRE | BUREAUX | 381.7153 | 2019 | 0 | 0 | 0 | 0 | 0 | 265.8273 | 5893.5761 | 3986.1321 | 0 | 2442.7282 | 1688.2171 | 1 | 0 | 0 | 0 | 0 | 0 | 0 | 1566.0168 | 102.2705 | 14869.8491 | 103.2065 | 227.7258 | 19.5595 | 40.3665 | 0 | 3423.3531 | 19.2178 | 0 | 10266.2377 | 91.63% | 8.366% | 268.4919 | 65.4348 | 38.8397 | 2.0025 | 19.1645 | 19.6721 | 30.2792 | 7.8428 | 686.5605 | 469.7851 | 9043.2121 | 10199.5577 | 42523.9741 | 53110.8952 | 9.038% | 58388.1398
BUREAU #1954 | TERTIAIRE | BUREAUX | 429.6118 | 2007 | 0 | 0 | 0 | 0 | 0 | 207.6872 | 3443.4495 | 2202.2631 | 0 | 2439.0554 | 1837.1846 | 1 | 0 | 0 | 0 | 0 | 0 | 0 | 1538.7945 | 101.3002 | 13015.5922 | 102.6357 | 193.0145 | 19.7934 | 55.6109 | 0 | 2438.1107 | 31.876 | 0 | 10057.4794 | 72.14% | 27.86% | 407.5966 | 48.4284 | 37.3921 | 2.3993 | 23.2622 | 17.0041 | 48.658 | 11.5182 | 581.9998 | 568.621 | 10509.657 | 11660.2778 | 36704.2317 | 48837.1166 | 1.013% | 49336.8536
BUREAU #1955 | TERTIAIRE | BUREAUX | 1471.7169 | 2012 | 0 | 0 | 0 | 0 | 0 | 858.8734 | 14230.7484 | 8948.336 | 2 | 8483.2833 | 6537.7005 | 1 | 0 | 0 | 0 | 0 | 0 | 0 | 7968.458 | 307.7332 | 51457.0954 | 456.4266 | 697.7438 | 76.3073 | 166.7755 | 0 | 9507.8568 | 99.4615 | 0 | 40377.7381 | 87.62% | 12.38% | 1394.6361 | 215.9572 | 102.2988 | 6.4567 | 54.3737 | 86.227 | 167.1631 | 41.4547 | 2202.6707 | 2238.9995 | 34718.7321 | 39160.4023 | 146722.3875 | 187594.9295 | 11.27% | 211429.4887
BUREAU #1956 | TERTIAIRE | BUREAUX | 2142.3282 | 2019 | 0 | 0 | 0 | 0 | 0 | 1069.0792 | 25455.1214 | 21995.0213 | 2 | 17992.4248 | 13211.8173 | 2 | 0 | 0 | 0 | 0 | 0 | 0 | 10840.9185 | 559.1393 | 79991.4103 | 438.8965 | 1305.99 | 135.4638 | 357.1718 | 0 | 16075.9011 | 106.0922 | 0 | 81499.0111 | 88.11% | 11.89% | 1732.9528 | 355.1808 | 169.8269 | 11.8142 | 97.9348 | 105.4326 | 226.2063 | 60.7759 | 3531.5983 | 2594.3555 | 57932.7287 | 64058.6824 | 255684.4606 | 322896.343 | 7.089% | 347532.6837
BUREAU #1957 | TERTIAIRE | BUREAUX | 2366.7554 | 2021 | 0 | 0 | 0 | 0 | 0 | 1762.9757 | 27597.2891 | 24844.5645 | 3 | 16693.8955 | 12026.773 | 3 | 0 | 0 | 0 | 0 | 0 | 0 | 14392.9892 | 472.1323 | 118795.9528 | 655.1318 | 1204.5405 | 122.9231 | 307.563 | 0 | 23974.5857 | 177.0405 | 0 | 95544.9956 | 91.89% | 8.108% | 2591.127 | 352.1667 | 261.2516 | 10.9015 | 116.668 | 100.6851 | 223.3008 | 50.2388 | 3113.652 | 3994.5588 | 56232.0904 | 63340.3012 | 325182.443 | 391144.8742 | 11.41% | 441536.4704
BUREAU #1958 | TERTIAIRE | BUREAUX | 732.8774 | 2009 | 0 | 0 | 0 | 0 | 0 | 396.2381 | 6119.4556 | 5909.6584 | 1 | 3845.4867 | 2884.2178 | 1 | 0 | 0 | 0 | 0 | 0 | 0 | 2400.8758 | 208.0428 | 21965.0858 | 218.8039 | 338.3961 | 52.9697 | 125.9675 | 0 | 4749.0163 | 40.2993 | 0 | 15880.1863 | 86.4% | 13.6% | 546.7453 | 90.0081 | 63.9446 | 3.8844 | 40.4836 | 33.1759 | 66.232 | 18.1289 | 901.4576 | 1150.0064 | 21692.5142 | 23743.9782 | 61428.6539 | 85929.9074 | 10.21% | 95702.8299
BUREAU #1959 | TERTIAIRE | BUREAUX | 1548.2753 | 2020 | 0 | 0 | 0 | 0 | 0 | 1034.6996 | 20852.8188 | 12246.7953 | 2 | 10624.05 | 7376.2015 | 2 | 0 | 0 | 0 | 0 | 0 | 0 | 7420.7728 | 449.8776 | 47738.5858 | 340.4952 | 804.9831 | 72.4545 | 265.4111 | 0 | 11086.4131 | 92.9715 | 0 | 60154.8655 | 85.95% | 14.05% | 1147.6731 | 264.5522 | 105.4082 | 7.3862 | 75.3608 | 79.2829 | 179.465 | 35.3594 | 2885.9852 | 2135.996 | 40399.204 | 45421.1852 | 175592.2332 | 223504.9466 | 5.808% | 237287.2924
BUREAU #1960 | TERTIAIRE | BUREAUX | 3368.5772 | 2009 | 0 | 0 | 0 | 0 | 0 | 1236.4829 | 38063.8067 | 24306.0573 | 3 | 21457.3365 | 14347.8222 | 3 | 0 | 0 | 0 | 0 | 0 | 0 | 13972.2196 | 685.6087 | 112493.1416 | 896.2929 | 1288.6832 | 199.5511 | 573.4003 | 0 | 19897.7084 | 220.557 | 0 | 96987.4498 | 84.48% | 15.52% | 3138.9319 | 375.9607 | 367.6477 | 13.4787 | 199.8542 | 135.1774 | 257.8832 | 75.255 | 3863.9159 | 5208.3389 | 83529.4344 | 92601.6892 | 334578.5816 | 431357.4556 | 5.616% | 457025.8862
BUREAU #1961 | TERTIAIRE | BUREAUX | 2866.9695 | 2011 | 0 | 0 | 0 | 0 | 0 | 1353.1547 | 35913.6665 | 17256.409 | 3 | 17384.1931 | 15938.471 | 4 | 0 | 0 | 0 | 0 | 0 | 0 | 15113.2352 | 625.2254 | 114270.0933 | 822.4923 | 1584.8631 | 166.9943 | 413.1948 | 0 | 19717.7686 | 162.8686 | 0 | 84367.2109 | 82.11% | 17.89% | 2966.6283 | 482.9218 | 222.0765 | 10.7176 | 124.4625 | 153.2073 | 272.7349 | 85.0862 | 3564.3834 | 3757.4975 | 61473.0323 | 68794.9132 | 315295.0347 | 387344.8672 | 8.642% | 423984.5839
BUREAU #1962 | TERTIAIRE | BUREAUX | 680.0735 | 2016 | 0 | 0 | 0 | 0 | 0 | 374.817 | 6864.6838 | 4787.2442 | 1 | 4644.9413 | 3200.2326 | 1 | 0 | 0 | 0 | 0 | 0 | 0 | 3487.642 | 131.8499 | 20572.8693 | 196.2468 | 259.5185 | 45.8533 | 109.6591 | 0 | 4537.3057 | 40.1756 | 0 | 22249.1159 | 69.5% | 30.5% | 731.4083 | 123.3288 | 71.0174 | 2.9324 | 40.8576 | 40.6142 | 76.4229 | 15.5846 | 1129.3837 | 1163.1768 | 14786.4405 | 17079.001 | 69519.1217 | 87523.3561 | 4.637% | 91779.0293
BUREAU #1963 | TERTIAIRE | BUREAUX | 3217.5382 | 2018 | 0 | 0 | 0 | 0 | 0 | 1425.2152 | 41436.6965 | 30860.8051 | 5 | 26539.5773 | 17091.5623 | 4 | 0 | 0 | 0 | 0 | 0 | 0 | 16725.2626 | 665.1059 | 132760.3001 | 665.681 | 1948.9342 | 169.2674 | 373.4622 | 0 | 30917.4726 | 199.6037 | 0 | 114889.6319 | 84.27% | 15.73% | 2197.8038 | 547.3977 | 321.4263 | 18.2581 | 164.5953 | 146.1628 | 268.6754 | 63.7697 | 5709.583 | 5294.3392 | 63568.994 | 74572.9162 | 401662.2275 | 481123.5859 | 6.864% | 516583.2168
BUREAU #1964 | TERTIAIRE | BUREAUX | 3323.3691 | 2008 | 0 | 0 | 0 | 0 | 0 | 1516.4702 | 28315.8471 | 22983.2825 | 4 | 19525.1757 | 14157.8337 | 5 | 0 | 0 | 0 | 0 | 0 | 0 | 16544.1017 | 887.107 | 83589.9123 | 902.3319 | 1663.5908 | 193.2214 | 478.5598 | 0 | 19390.0039 | 200.1099 | 0 | 69714.9237 | 65.59% | 34.41% | 2761.0798 | 375.5278 | 328.4537 | 18.3414 | 149.4441 | 166.7531 | 322.7352 | 88.0628 | 3519.2505 | 4915.571 | 106136.8851 | 114571.7066 | 265464.7806 | 384165.241 | 5.475% | 406415.0765
BUREAU #1965 | TERTIAIRE | BUREAUX | 1297.3564 | 2020 | 0 | 0 | 0 | 0 | 0 | 888.7565 | 14318.6573 | 14225.3488 | 2 | 9852.5826 | 5839.9537 | 2 | 0 | 0 | 0 | 0 | 0 | 0 | 6629.9929 | 296.4124 | 62866.9634 | 382.0454 | 691.3082 | 86.9029 | 157.5869 | 0 | 10023.2805 | 97.6649 | 0 | 32846.8314 | 65.26% | 34.74% | 1275.7388 | 151.1707 | 90.9423 | 6.3562 | 63.672 | 60.0303 | 158.7448 | 33.1655 | 2039.5934 | 2499.0863 | 30294.8324 | 34833.5122 | 151800.8977 | 188549.6409 | 10.77% | 211306.3306
BUREAU #1966 | TERTIAIRE | BUREAUX | 1981.481 | 2015 | 0 | 0 | 0 | 0 | 0 | 1070.9368 | 25494.3908 | 13015.9526 | 3 | 15303.9748 | 10927.0829 | 2 | 0 | 0 | 0 | 0 | 0 | 0 | 11248.6754 | 392.3286 | 74318.6862 | 459.3009 | 960.9425 | 95.1724 | 315.4661 | 0 | 15309.3275 | 121.6563 | 0 | 54519.6748 | 81.05% | 18.95% | 1466.331 | 237.0188 | 168.2779 | 8.9656 | 90.5825 | 79.2886 | 217.6848 | 45.3515 | 3420.4698 | 2794.187 | 49943.6157 | 56158.2725 | 217130.3828 | 275638.2305 | 4.105% | 287436.1666
BUREAU #1967 | TERTIAIRE | BUREAUX | 3371.5671 | 2015 | 0 | 0 | 0 | 0 | 0 | 1989.5973 | 37581.7022 | 24298.4359 | 4 | 26936.6956 | 15956.9424 | 5 | 0 | 0 | 0 | 0 | 0 | 0 | 14245.3515 | 902.0589 | 111400.8922 | 1058.1472 | 1968.5383 | 190.7283 | 470.4705 | 0 | 19903.2228 | 213.807 | 0 | 84756.2963 | 77.78% | 22.22% | 3118.8585 | 494.6773 | 367.4947 | 13.8012 | 144.6223 | 199.0227 | 290.272 | 88.0923 | 5299.871 | 4465.9882 | 83877.8412 | 93643.7005 | 327900.3914 | 425282.0234 | 4.807% | 446758.7694
BUREAU #1968 | TERTIAIRE | BUREAUX | 457.5987 | 2009 | 0 | 0 | 0 | 0 | 0 | 177.0066 | 4567.6418 | 3722.8141 | 1 | 3121.4617 | 1833.276 | 1 | 0 | 0 | 0 | 0 | 0 | 0 | 1581.9031 | 114.4823 | 14799.9456 | 145.4285 | 159.0156 | 25.5549 | 53.3283 | 0 | 3222.4013 | 30.0187 | 0 | 10631.1453 | 78.43% | 21.57% | 359.6243 | 79.7712 | 38.8518 | 2.8086 | 18.1374 | 20.8993 | 50.5907 | 13.6129 | 538.7202 | 582.1355 | 11057.6594 | 12178.5152 | 41723.552 | 54257.4067 | 5.425% | 57369.7222
BUREAU #1969 | TERTIAIRE | BUREAUX | 2029.2573 | 2013 | 0 | 0 | 0 | 0 | 0 | 1156.4961 | 18994.7396 | 19241.7472 | 3 | 11531.7701 | 10549.2595 | 3 | 0 | 0 | 0 | 0 | 0 | 0 | 9450.7251 | 494.7606 | 63558.9554 | 559.9283 | 1180.4516 | 95.206 | 275.8799 | 0 | 15082.502 | 116.3131 | 0 | 43733.6827 | 77.97% | 22.03% | 1390.5133 | 325.3041 | 157.6853 | 10.097 | 99.2555 | 107.1018 | 225.3065 | 61.6812 | 2888.7999 | 2542.1761 | 62971.7469 | 68402.7228 | 180731.7332 | 251139.6176 | 3.227% | 259515.2543
BUREAU #1970 | TERTIAIRE | BUREAUX | 1325.9157 | 2019 | 0 | 0 | 0 | 0 | 0 | 767.5292 | 20141.6336 | 10673.0203 | 2 | 10226.5666 | 5980.5816 | 2 | 0 | 0 | 0 | 0 | 0 | 0 | 6364.1238 | 352.5487 | 60582.9438 | 357.3398 | 615.5047 | 75.1285 | 163.256 | 0 | 11780.8859 | 82.3146 | 0 | 47505.3854 | 80.61% | 19.39% | 1040.1458 | 155.1457 | 127.6015 | 7.122 | 71.8119 | 64.7188 | 130.0491 | 30.4713 | 2509.1035 | 2465.4311 | 38454.0069 | 43428.5415 | 172445.4299 | 217148.6066 | 12.46% | 248064.8028
BUREAU #1971 | TERTIAIRE | BUREAUX | 1772.5294 | 2017 | 0 | 0 | 0 | 0 | 0 | 1051.7748 | 19365.4871 | 11301.9568 | 3 | 13999.2011 | 10993.7897 | 2 | 0 | 0 | 0 | 0 | 0 | 0 | 6839.0693 | 539.147 | 73127.0363 | 426.6379 | 838.8323 | 117.8225 | 222.4307 | 0 | 13308.8169 | 91.7425 | 0 | 40423.4021 | 66.49% | 33.51% | 1526.3889 | 269.2796 | 126.7448 | 9.7643 | 84.0666 | 70.7344 | 133.3385 | 45.5538 | 2350.1508 | 3216.6148 | 45429.4194 | 50996.185 | 185359.3325 | 238367.8295 | 2.578% | 244675.7919
BUREAU #1972 | TERTIAIRE | BUREAUX | 1669.046 | 2015 | 0 | 0 | 0 | 0 | 0 | 983.9011 | 15374.6743 | 11309.8212 | 2 | 10122.5312 | 10219.9265 | 2 | 0 | 0 | 0 | 0 | 0 | 0 | 9096.2947 | 318.3089 | 51726.3949 | 492.8926 | 981.2437 | 78.0328 | 216.5397 | 0 | 13299.2574 | 100.8325 | 0 | 48756.594 | 57.88% | 42.12% | 1772.2247 | 265.8515 | 176.1676 | 8.3385 | 84.4537 | 71.026 | 134.4336 | 32.5243 | 2083.7097 | 2560.9898 | 43083.4531 | 47728.1527 | 164457.942 | 213827.1152 | 5.981% | 227430.0283
BUREAU #1973 | TERTIAIRE | BUREAUX | 907.9192 | 2010 | 0 | 0 | 0 | 0 | 0 | 352.7825 | 9974.8286 | 5457.8816 | 1 | 6724.6907 | 4126.3267 | 1 | 0 | 0 | 0 | 0 | 0 | 0 | 3378.0921 | 241.1643 | 24992.3725 | 239.0441 | 479.2768 | 50.6093 | 127.2497 | 0 | 4641.1055 | 65.8124 | 0 | 27702.3277 | 74.34% | 25.66% | 886.803 | 141.7879 | 87.5798 | 4.3397 | 39.0154 | 50.3719 | 106.6824 | 21.3524 | 1074.1765 | 1135.1136 | 28630.8359 | 30840.1259 | 85711.5058 | 117726.8707 | 9.748% | 130442.1342
BUREAU #1974 | TERTIAIRE | BUREAUX | 2497.2949 | 2016 | 0 | 0 | 0 | 0 | 0 | 1249.7387 | 31703.6581 | 21069.7503 | 3 | 19882.4868 | 13931.5175 | 3 | 0 | 0 | 0 | 0 | 0 | 0 | 13685.1206 | 634.4002 | 86031.5844 | 556.0169 | 1201.9223 | 117.5267 | 353.9055 | 0 | 15421.5103 | 127.0424 | 0 | 62301.3198 | 81.05% | 18.95% | 2024.9383 | 319.6241 | 213.8353 | 11.0606 | 133.7067 | 94.0946 | 195.2102 | 54.4695 | 3685.207 | 3757.9037 | 78518.1208 | 85961.2315 | 254690.8467 | 344294.3377 | 12.58% | 393855.1992
BUREAU #1975 | TERTIAIRE | BUREAUX | 3091.6545 | 2011 | 0 | 0 | 0 | 0 | 0 | 1531.45 | 31132.3745 | 23957.6173 | 4 | 17692.5704 | 12971.4128 | 4 | 0 | 0 | 0 | 0 | 0 | 0 | 12860.3552 | 887.7625 | 118078.2638 | 714.4142 | 1067.6622 | 166.1096 | 506.6129 | 0 | 21128.5754 | 156.4675 | 0 | 68970.5771 | 65.2% | 34.8% | 3126.5079 | 396.7322 | 256.1918 | 17.0512 | 137.5636 | 131.9243 | 339.7341 | 87.1466 | 3806.1081 | 4554.3891 | 77865.3635 | 86225.8607 | 298360.5609 | 387917.011 | 12.37% | 442673.0058
BUREAU #1976 | TERTIAIRE | BUREAUX | 6000 | 2008 | 5125 | 0 | 0 | 0 | 0 | 1812 | 17370 | 14862 | 1 | 37177 | 31512 | 6 | 49139 | 27065 | 1 | 0 | 0 | 0 | 11065 | 685 | 88838 | 1034 | 61434 | 193 | 237 | 0 | 11466 | 68 | 0 | 54940 | 83% | 17% | 2088 | 300 | 200 | 8 | 48 | 235 | 235 | 56 | 2746 | 13804 | 85646 | 102196 | 319952 | 422148 | 5.203% | 445316
BUREAU #1977 | TERTIAIRE | BUREAUX | 25345.2359 | 2010 | 21672.4742 | 0 | 0 | 0 | 0 | 5840.0072 | 70668.5051 | 58779.0914 | 3 | 142485.7039 | 124483.3645 | 18 | 178859.8157 | 90814.556 | 4 | 0 | 0 | 0 | 47469.7409 | 2020.832 | 262710.944 | 3812.0825 | 184662.6519 | 587.4569 | 853.1928 | 0 | 31305.3271 | 250.6231 | 0 | 156629.4812 | 80.06% | 19.94% | 5715.2848 | 1128.1121 | 519.2328 | 23.2233 | 175.4658 | 868.4007 | 633.0635 | 170.6646 | 7524.0142 | 45170.6947 | 241901.3238 | 294596.0328 | 1219770.5103 | 1521053.3831 | 4.552% | 1593599.5542
BUREAU #1978 | TERTIAIRE | BUREAUX | 17633.1904 | 2013 | 14664.5475 | 0 | 0 | 0 | 0 | 4552.532 | 43638.9515 | 42743.3173 | 2 | 78553.9297 | 74446.3052 | 16 | 102910.6462 | 83208.1128 | 2 | 0 | 0 | 0 | 26418.9772 | 1512.5453 | 227988.885 | 2225.1563 | 197287.0701 | 497.7483 | 428.5325 | 0 | 35841.9266 | 138.5977 | 0 | 174110.6728 | 85.43% | 14.57% | 3794.1724 | 765.0751 | 385.6153 | 16.812 | 123.4833 | 479.5411 | 536.0795 | 147.5816 | 8079.2399 | 29687.5769 | 205632.8275 | 243399.6443 | 998026.1691 | 1248191.9714 | 4.359% | 1305087.0523
BUREAU #1979 | TERTIAIRE | BUREAUX | 14568.7369 | 2010 | 8109.9502 | 0 | 0 | 0 | 0 | 3191.7911 | 32640.8375 | 28710.3343 | 2 | 74002.4955 | 60721.3947 | 12 | 76425.8204 | 60829.813 | 2 | 0 | 0 | 0 | 24161.4427 | 1234.1474 | 224996.2134 | 1944.1623 | 111774.9862 | 414.4535 | 566.8368 | 0 | 23238.0453 | 105.5346 | 0 | 86434.4832 | 77.84% | 22.16% | 3451.6037 | 591.6874 | 483.4974 | 15.2413 | 111.8446 | 417.1276 | 546.5985 | 119.986 | 5181.6365 | 27477.6364 | 172662.7126 | 205321.9855 | 736641.3795 | 945891.2452 | 7.336% | 1020771.0666
BUREAU #1980 | TERTIAIRE | BUREAUX | 26538.7711 | 2010 | 20769.5515 | 0 | 0 | 0 | 0 | 7658.3735 | 69771.3323 | 59434.4735 | 4 | 121247.3356 | 134162.5443 | 22 | 158398.4016 | 100954.2196 | 4 | 0 | 0 | 0 | 40941.5401 | 2195.6242 | 384016.5607 | 4146.7165 | 211839.4378 | 642.3909 | 881.9943 | 0 | 40831.7017 | 278.0125 | 0 | 155721.8882 | 91.34% | 8.66% | 5995.6216 | 1173.8447 | 559.5166 | 23.3052 | 151.4083 | 804.3099 | 965.8663 | 191.5945 | 9588.1319 | 56552.9628 | 265634.6398 | 331775.7345 | 1350656.7554 | 1691435.0392 | 0.5451% | 1700705.5584
BUREAU #1981 | TERTIAIRE | BUREAUX | 17768.1941 | 2022 | 16523.1893 | 0 | 0 | 0 | 0 | 4492.925 | 55423.9956 | 38911.1792 | 3 | 114803.0053 | 123837.9437 | 16 | 128942.0598 | 87833.4237 | 2 | 0 | 0 | 0 | 42797.3475 | 1672.9079 | 231487.9027 | 2039.0153 | 207695.6249 | 519.39 | 433.3301 | 0 | 28197.9865 | 126.4078 | 0 | 170516.6756 | 83.31% | 16.69% | 4994.4395 | 647.0875 | 448.1222 | 14.5989 | 90.2021 | 610.0784 | 437.7637 | 157.0076 | 7403.7717 | 41785.2173 | 159721.4312 | 208910.4202 | 1110564.3835 | 1327085.4677 | 5.521% | 1404630.9256
BUREAU #1982 | TERTIAIRE | BUREAUX | 27348.3097 | 2024 | 30457.9604 | 0 | 0 | 0 | 0 | 11082.8064 | 89876.368 | 79352.0211 | 3 | 193800.1373 | 194695.5168 | 21 | 297155.7645 | 123418.5056 | 3 | 0 | 0 | 0 | 68160.251 | 2527.7787 | 505309.8556 | 3727.9393 | 344213.3378 | 736.253 | 833.8536 | 0 | 64280.5219 | 194.979 | 0 | 229262.4326 | 94.97% | 5.035% | 8770.6178 | 1141.0416 | 577.585 | 22.471 | 151.6499 | 704.8726 | 740.0945 | 235.9829 | 16931.8393 | 81026.5242 | 308687.7104 | 406646.074 | 2038744.2727 | 2455493.7596 | 2.883% | 2528377.6162
BUREAU #1983 | TERTIAIRE | BUREAUX | 19996.5585 | 2012 | 16073.3364 | 0 | 0 | 0 | 0 | 5442.0288 | 49091.8677 | 52961.7786 | 2 | 92319.1441 | 115252.152 | 15 | 137207.9504 | 80107.3714 | 2 | 0 | 0 | 0 | 38200.9875 | 1765.0045 | 301645.2572 | 2968.1844 | 146792.1711 | 418.9551 | 677.5238 | 0 | 29045.3578 | 193.3274 | 0 | 155680.1534 | 94.01% | 5.994% | 6189.5904 | 892.538 | 492.7897 | 17.6008 | 98.6662 | 495.0236 | 722.4302 | 179.2624 | 7433.3362 | 33241.892 | 214286.5313 | 254961.7595 | 1069577.0913 | 1331010.2171 | 0.7527% | 1341105.3104
BUREAU #1984 | TERTIAIRE | BUREAUX | 12760.285 | 2015 | 10099.8724 | 0 | 0 | 0 | 0 | 3978.2097 | 34203.1406 | 36654.1165 | 2 | 61324.2506 | 64081.3573 | 9 | 120505.8746 | 43407.6162 | 1 | 0 | 0 | 0 | 26659.1367 | 993.5055 | 146585.2243 | 1838.782 | 118517.7589 | 262.8011 | 329.974 | 0 | 18268.4704 | 100.4829 | 0 | 124485.3238 | 87.32% | 12.68% | 3320.8584 | 410.3817 | 369.6622 | 11.3111 | 66.3557 | 330.2825 | 422.1163 | 83.3129 | 5608.2739 | 24708.5296 | 115609.8041 | 145926.6076 | 733504.9116 | 883063.5601 | 1.572% | 897163.7542
BUREAU #1985 | TERTIAIRE | BUREAUX | 11612.2707 | 2019 | 11164.0799 | 0 | 0 | 0 | 0 | 3302.7502 | 32230.3183 | 36575.258 | 2 | 57779.7098 | 68650.8465 | 10 | 95447.539 | 46830.3134 | 2 | 0 | 0 | 0 | 16855.0237 | 1209.2651 | 217256.8472 | 1877.7259 | 112160.4697 | 348.3475 | 387.3806 | 0 | 26415.9523 | 118.8139 | 0 | 107063.942 | 90.3% | 9.697% | 2680.1175 | 379.7615 | 259.7217 | 13.5829 | 58.6857 | 374.3552 | 361.8055 | 85.369 | 4420.1184 | 31410.5422 | 152585.3126 | 188415.9732 | 755228.1411 | 947401.7179 | 2.112% | 967843.6708
BUREAU #1986 | TERTIAIRE | BUREAUX | 23233.7518 | 2012 | 20637.2066 | 0 | 0 | 0 | 0 | 5920.1527 | 58425.4457 | 57065.5604 | 4 | 142944.9612 | 134163.7042 | 23 | 153434.1233 | 103767.2779 | 3 | 0 | 0 | 0 | 36485.4271 | 2122.834 | 338016.8973 | 2970.0584 | 194166.9467 | 695.6856 | 830.3412 | 0 | 48466.8062 | 159.2226 | 0 | 212954.0454 | 84.43% | 15.57% | 7915.5026 | 939.0703 | 728.5105 | 21.1116 | 172.0445 | 752.5985 | 575.2535 | 209.1281 | 7488.4123 | 37794.6436 | 258696.4636 | 303979.5195 | 1327648.0845 | 1639319.2831 | 2.563% | 1682433.9592
BUREAU #1987 | TERTIAIRE | BUREAUX | 24485.4379 | 2024 | 19202.3009 | 0 | 0 | 0 | 0 | 9620.6974 | 93493.3029 | 67558.4701 | 3 | 170735.2014 | 116519.7219 | 18 | 224129.455 | 128532.1731 | 3 | 0 | 0 | 0 | 52424.3823 | 2275.2713 | 450770.6449 | 2819.1292 | 318829.1773 | 634.6971 | 585.463 | 0 | 49422.0058 | 206.7698 | 0 | 234234.4038 | 83.96% | 16.04% | 7479.0978 | 862.1151 | 595.4333 | 32.6429 | 177.3857 | 891.9071 | 613.7684 | 147.7981 | 14813.8151 | 65274.1737 | 268366.3787 | 348454.3675 | 1798906.6243 | 2157655.8353 | 4.53% | 2260028.3483
BUREAU #1988 | TERTIAIRE | BUREAUX | 19409.5326 | 2023 | 19260.1558 | 0 | 0 | 0 | 0 | 5945.9535 | 59907.2169 | 43665.5245 | 2 | 141893.3202 | 96334.7577 | 18 | 184174.7659 | 96977.4539 | 3 | 0 | 0 | 0 | 37975.2704 | 1716.3005 | 314831.9812 | 2971.6724 | 215036.3962 | 621.4939 | 750.5843 | 0 | 38980.3623 | 188.9959 | 0 | 149808.4418 | 91.07% | 8.926% | 5908.7601 | 601.9157 | 436.3515 | 15.7478 | 93.5578 | 459.5541 | 569.0162 | 138.5878 | 11440.8033 | 47077.657 | 174091.0079 | 232609.4682 | 1295050.1374 | 1534708.3642 | 7.284% | 1655285.0452
BUREAU #1989 | TERTIAIRE | BUREAUX | 26860.2216 | 2009 | 19271.3742 | 0 | 0 | 0 | 0 | 7698.3273 | 69677.4741 | 44128.761 | 3 | 152750.9185 | 126127.976 | 18 | 204474.5032 | 80252.6167 | 4 | 0 | 0 | 0 | 31621.3389 | 1900.8231 | 363414.5158 | 4574.6903 | 275828.955 | 577.8509 | 987.1242 | 0 | 35442.4359 | 244.3265 | 0 | 185200.403 | 87.89% | 12.11% | 6867.1375 | 1173.875 | 625.9037 | 34.9663 | 144.698 | 862.1526 | 788.315 | 229.8733 | 8118.2102 | 39684.9884 | 295137.0132 | 342940.2119 | 1472280.8236 | 1824209.804 | 5.886% | 1938289.4612
BUREAU #1990 | TERTIAIRE | BUREAUX | 30628.3794 | 2018 | 27652.11 | 0 | 0 | 0 | 0 | 9365.0456 | 105556.7319 | 69976.9399 | 3 | 170374.237 | 190657.0093 | 30 | 273184.1646 | 121816.8115 | 3 | 0 | 0 | 0 | 61977.479 | 2336.7085 | 356820.1268 | 3634.1039 | 245716.1001 | 981.4595 | 1121.8339 | 0 | 49923.4094 | 246.8349 | 0 | 259935.7728 | 89.54% | 10.46% | 7740.678 | 1531.2683 | 752.3129 | 39.4991 | 213.4442 | 820.1026 | 719.7989 | 205.5517 | 12684.1967 | 61227.927 | 391594.6357 | 465506.7594 | 1729460.6688 | 2207655.5261 | 4.212% | 2304725.9494
BUREAU #1991 | TERTIAIRE | BUREAUX | 22622.2123 | 2017 | 21777.1774 | 0 | 0 | 0 | 0 | 5243.1887 | 50685.6997 | 59321.9412 | 3 | 128126.7822 | 115838.9298 | 20 | 194425.1611 | 77976.8927 | 3 | 0 | 0 | 0 | 38476.986 | 2320.5751 | 390971.946 | 3534.017 | 270624.4307 | 533.8032 | 623.7829 | 0 | 39689.8596 | 183.904 | 0 | 229635.3958 | 88.61% | 11.39% | 5285.6244 | 890.9081 | 529.8866 | 29.2759 | 125.9047 | 861.3708 | 659.7886 | 172.3798 | 10534.8919 | 56281.8481 | 195192.3963 | 262009.1363 | 1517910.6374 | 1789075.5849 | 7.377% | 1931566.8354
BUREAU #1992 | TERTIAIRE | BUREAUX | 16026.3447 | 2022 | 13066.0164 | 0 | 0 | 0 | 0 | 6363.2002 | 46320.6099 | 44105.5507 | 2 | 89260.0161 | 94914.2514 | 15 | 107892.7085 | 70501.7173 | 2 | 0 | 0 | 0 | 32790.1456 | 1196.1441 | 232005.1071 | 2030.6097 | 148213.0679 | 462.1687 | 429.9946 | 0 | 30290.5934 | 124.9914 | 0 | 192379.5442 | 84.4% | 15.6% | 4357.3919 | 506.7658 | 424.7005 | 16.8119 | 119.6214 | 520.9734 | 494.2008 | 114.4095 | 9220.7906 | 33407.218 | 159538.1969 | 202166.2054 | 995996.8068 | 1205522.3818 | 2.427% | 1235505.7454
BUREAU #1993 | TERTIAIRE | BUREAUX | 17996.6443 | 2012 | 16659.6265 | 0 | 0 | 0 | 0 | 4390.5375 | 52896.2353 | 37342.8091 | 3 | 76517.7837 | 77858.561 | 18 | 125645.2196 | 87273.0006 | 2 | 0 | 0 | 0 | 36365.9039 | 1985.1403 | 193025.9111 | 2251.6159 | 124721.2776 | 546.7261 | 527.4812 | 0 | 35036.6889 | 189.9965 | 0 | 147193.2602 | 81.59% | 18.41% | 5136.9306 | 786.6907 | 510.7851 | 20.8719 | 127.0515 | 549.9847 | 670.1594 | 150.5864 | 9025.6465 | 30598.3168 | 207361.9326 | 246985.8958 | 901504.3044 | 1154989.3206 | 5.777% | 1225803.2044
BUREAU #1994 | TERTIAIRE | BUREAUX | 15902.9681 | 2016 | 15193.5399 | 0 | 0 | 0 | 0 | 3997.5445 | 52202.866 | 38604.3827 | 3 | 79967.8434 | 93299.6977 | 10 | 97754.9562 | 61908.8007 | 3 | 0 | 0 | 0 | 32366.135 | 1401.5246 | 191758.695 | 2630.731 | 155773.7937 | 378.2414 | 572.1534 | 0 | 34737.4498 | 163.6004 | 0 | 107089.6977 | 86.79% | 13.21% | 3903.5355 | 554.4005 | 334.5633 | 15.9492 | 81.6635 | 504.0902 | 563.7828 | 132.4251 | 8612.7681 | 32033.8669 | 178575.5989 | 219222.2339 | 858780.5416 | 1084399.8492 | 0.8154% | 1093314.6648
BUREAU #1995 | TERTIAIRE | BUREAUX | 21124.8074 | 2016 | 15707.013 | 0 | 0 | 0 | 0 | 6963.8534 | 58391.4471 | 58095.6497 | 3 | 132248.6822 | 87037.5006 | 13 | 159385.9859 | 77852.4109 | 3 | 0 | 0 | 0 | 30157.6009 | 1617.5976 | 235025.1446 | 3166.2469 | 201261.9657 | 535.799 | 543.1028 | 0 | 46249.4852 | 204.0721 | 0 | 180770.8469 | 91.19% | 8.809% | 6608.0222 | 859.845 | 629.6176 | 27.5769 | 147.0686 | 590.1419 | 512.0376 | 128.4675 | 9246.8023 | 42746.6788 | 278446.1222 | 330439.6032 | 1180302.9141 | 1516685.0247 | 6.139% | 1615880.8235
BUREAU #1996 | TERTIAIRE | BUREAUX | 5173.4057 | 2021 | 4967.5284 | 0 | 0 | 0 | 0 | 1872.5273 | 18247.864 | 13885.897 | 1 | 25563.07 | 25254.7785 | 5 | 54337.2442 | 22983.0193 | 1 | 0 | 0 | 0 | 9950.1445 | 458.9015 | 89449.5757 | 652.3624 | 68871.2888 | 115.0371 | 196.0281 | 0 | 10168.7842 | 49.8349 | 0 | 56329.1449 | 89.92% | 10.08% | 1227.7288 | 240.4767 | 141.6131 | 6.3195 | 36.8506 | 162.7094 | 145.051 | 34.7163 | 2707.6673 | 9885.8611 | 67374.3877 | 79967.9161 | 371937.3366 | 453780.5871 | 5.845% | 481952.4927
BUREAU #1997 | TERTIAIRE | BUREAUX | 5617.8675 | 2018 | 4556.0474 | 0 | 0 | 0 | 0 | 1839.831 | 17504.3201 | 16998.5039 | 1 | 38717.9816 | 26334.9102 | 5 | 47911.6093 | 31386.3751 | 1 | 0 | 0 | 0 | 10137.976 | 455.564 | 103101.3107 | 769.3413 | 53049.127 | 150.0952 | 196.4451 | 0 | 13272.166 | 48.955 | 0 | 44853.0788 | 89.85% | 10.15% | 1665.7278 | 259.6486 | 133.5946 | 6.839 | 37.3484 | 175.2324 | 218.5329 | 50.5527 | 2702.6812 | 13461.319 | 56213.846 | 72377.8462 | 370888.475 | 445385.9924 | 6.168% | 474664.1907
BUREAU #1998 | TERTIAIRE | BUREAUX | 5093.5578 | 2008 | 3877.2638 | 0 | 0 | 0 | 0 | 1252.4022 | 13966.4631 | 12373.9756 | 1 | 19938.1557 | 25263.5685 | 4 | 34899.4265 | 16783.3582 | 1 | 0 | 0 | 0 | 5663.0066 | 523.939 | 50545.1102 | 678.7469 | 45572.2055 | 142.6754 | 195.4594 | 0 | 6349.6154 | 46.0994 | 0 | 36706.5676 | 77.82% | 22.18% | 1538.1966 | 237.4318 | 166.7774 | 4.3815 | 34.4447 | 162.2513 | 159.3871 | 46.9788 | 2328.418 | 9511.3686 | 60469.5825 | 72309.3691 | 243249.3036 | 316614.673 | 3.03% | 326506.9475
BUREAU #1999 | TERTIAIRE | BUREAUX | 14693.6517 | 2020 | 14258.4334 | 0 | 0 | 0 | 0 | 4764.7216 | 43147.2997 | 43028.0785 | 2 | 90490.1615 | 61918.7939 | 13 | 130296.6027 | 63603.921 | 2 | 0 | 0 | 0 | 23539.4002 | 1399.2383 | 248393.0562 | 1830.1099 | 153323.8631 | 369.6929 | 511.0014 | 0 | 31550.7048 | 130.2182 | 0 | 131564.2089 | 92.63% | 7.368% | 4989.4613 | 499.807 | 308.8525 | 13.3485 | 81.1011 | 561.5744 | 509.802 | 101.232 | 8635.6886 | 39958.7344 | 161930.4127 | 210524.8358 | 972633.3517 | 1189552.7904 | 6.829% | 1276739.7036
BUREAU #2000 | TERTIAIRE | BUREAUX | 25146.5976 | 2018 | 19954.8009 | 0 | 0 | 0 | 0 | 7241.1406 | 78398.171 | 64166.9842 | 3 | 132114.0681 | 147838.8123 | 17 | 193694.4202 | 139161.4534 | 4 | 0 | 0 | 0 | 49934.0394 | 2178.4023 | 424554.4564 | 4326.6004 | 277339.6299 | 700.9531 | 720.1715 | 0 | 56383.5438 | 171.7532 | 0 | 281644.251 | 86.73% | 13.27% | 6963.7508 | 1085.6042 | 547.8328 | 28.8174 | 180.3231 | 855.1732 | 659.338 | 147.1295 | 10443.8211 | 57293.1311 | 238604.8358 | 306341.7881 | 1675350.3592 | 1988268.4444 | 2.622% | 2041803.5722
BUREAU #2001 | TERTIAIRE | BUREAUX | 6726.2481 | 2014 | 6404.4598 | 0 | 0 | 0 | 0 | 1652.0495 | 19895.5375 | 14900.4303 | 1 | 35294.4363 | 29343.803 | 4 | 53418.7477 | 25123.9892 | 1 | 0 | 0 | 0 | 12523.1375 | 695.5644 | 111656.7843 | 941.1312 | 56757.6641 | 180.8216 | 256.8198 | 0 | 11597.2613 | 69.3164 | 0 | 68277.7758 | 86.72% | 13.28% | 1657.9319 | 239.5502 | 201.5994 | 8.6469 | 45.9873 | 251.412 | 177.0931 | 38.4064 | 3445.5007 | 12265.0906 | 74037.753 | 89748.3443 | 415162.4473 | 507115.1534 | 2.833% | 521899.7738
BUREAU #2002 | TERTIAIRE | BUREAUX | 21922.887 | 2023 | 15952.7822 | 0 | 0 | 0 | 0 | 7326.2014 | 86787.0451 | 72757.8424 | 3 | 142067.0269 | 114690.3311 | 15 | 245147.8364 | 126323.8329 | 3 | 0 | 0 | 0 | 52711.7918 | 2012.9357 | 414143.7617 | 2833.6702 | 217286.2422 | 665.6731 | 650.7643 | 0 | 53136.9398 | 235.9672 | 0 | 172590.1979 | 87.53% | 12.47% | 6908.9108 | 742.355 | 486.5731 | 23.6716 | 173.0213 | 617.5311 | 557.442 | 149.8439 | 9065.441 | 64047.7023 | 194111.2318 | 267224.3751 | 1563144.9941 | 1838815.9185 | 6.138% | 1959071.5606
BUREAU #2003 | TERTIAIRE | BUREAUX | 8977.0725 | 2016 | 8164.1012 | 0 | 0 | 0 | 0 | 2004.9429 | 18791.4086 | 26319.2219 | 1 | 48718.0257 | 41528.7899 | 8 | 67433.3653 | 46142.7535 | 1 | 0 | 0 | 0 | 17777.2611 | 913.3242 | 119336.0455 | 1181.751 | 66592.7951 | 177.8987 | 320.5764 | 0 | 12704.7536 | 81.108 | 0 | 84913.0517 | 87.71% | 12.29% | 2255.4925 | 324.603 | 215.9848 | 8.5952 | 70.9549 | 302.0413 | 276.1415 | 75.9089 | 4229.9961 | 20119.5805 | 88154.7265 | 112504.3031 | 498097.9918 | 614196.0072 | 3.603% | 637155.8189
BUREAU #2004 | TERTIAIRE | BUREAUX | 9358.4893 | 2011 | 7191.0449 | 0 | 0 | 0 | 0 | 2890.2256 | 18189.0752 | 15802.2169 | 1 | 41430.3654 | 32387.0345 | 6 | 60841.2628 | 37175.1561 | 1 | 0 | 0 | 0 | 17812.1971 | 678.5529 | 105066.5443 | 1386.1364 | 81464.7442 | 210.6609 | 314.0115 | 0 | 19118.3639 | 64.7238 | 0 | 78631.8894 | 83.95% | 16.05% | 2869.5731 | 431.0209 | 215.1564 | 11.3532 | 58.6226 | 307.2353 | 300.5121 | 57.4515 | 4588.3412 | 21102.2469 | 102949.2086 | 128639.7967 | 483888.3707 | 615047.9337 | 4.176% | 641851.4042
BUREAU #2005 | TERTIAIRE | BUREAUX | 13963.5586 | 2009 | 11852.0548 | 0 | 0 | 0 | 0 | 2775.3861 | 30650.8463 | 34242.5439 | 2 | 63851.8542 | 72972.8354 | 11 | 71328.3733 | 52383.8629 | 2 | 0 | 0 | 0 | 24531.6502 | 1090.7486 | 206711.4616 | 2086.2671 | 132088.0977 | 440.1869 | 522.1346 | 0 | 26588.4626 | 122.6682 | 0 | 104808.9242 | 90.41% | 9.591% | 3238.9742 | 666.3378 | 367.0707 | 14.0051 | 76.343 | 518.716 | 516.9537 | 82.4394 | 6343.5234 | 22282.6715 | 190342.1504 | 218968.3452 | 743224.4421 | 966212.2835 | 2.307% | 989029.2579
BUREAU #2006 | TERTIAIRE | BUREAUX | 3534.9454 | 2016 | 3035.0553 | 0 | 0 | 0 | 0 | 996.38 | 9908.8288 | 8972.2818 | 0 | 16905.3707 | 16908.8229 | 3 | 25144.7088 | 17136.25 | 0 | 0 | 0 | 0 | 6283.1921 | 298.8834 | 53113.7397 | 589.8355 | 30429.981 | 73.35 | 96.7175 | 0 | 7700.2274 | 39.4534 | 0 | 35472.444 | 88.49% | 11.51% | 1002.4809 | 161.6995 | 93.5705 | 3.4503 | 27.2854 | 99.5478 | 83.8936 | 31.8939 | 1176.2758 | 8899.5785 | 40695.9456 | 50771.7999 | 210254.9292 | 262203.7368 | 7.192% | 282523.3968
BUREAU #2007 | TERTIAIRE | BUREAUX | 18570.0958 | 2012 | 15867.6416 | 0 | 0 | 0 | 0 | 4883.256 | 54855.8885 | 48734.9227 | 2 | 87860.0564 | 96971.859 | 18 | 121903.1659 | 63561.2225 | 2 | 0 | 0 | 0 | 30678.5574 | 1590.2135 | 296793.0845 | 3082.5351 | 197353.8818 | 510.2942 | 637.1293 | 0 | 33252.6453 | 179.6236 | 0 | 133153.7686 | 82.73% | 17.27% | 4334.1388 | 850.4253 | 589.9181 | 22.6822 | 148.0601 | 655.8578 | 510.1029 | 119.6731 | 7659.1387 | 41268.6749 | 257818.0923 | 306745.9058 | 1082918.4778 | 1395485.5554 | 3.502% | 1446130.4298
BUREAU #2008 | TERTIAIRE | BUREAUX | 13927.0365 | 2015 | 11903.9919 | 0 | 0 | 0 | 0 | 4784.1656 | 40007.7082 | 30462.6224 | 2 | 97258.6108 | 85691.8183 | 9 | 130242.6737 | 46521.2952 | 2 | 0 | 0 | 0 | 22154.8576 | 1140.112 | 198769.8495 | 2079.8671 | 165019.6018 | 361.6146 | 458.3592 | 0 | 27057.6177 | 128.259 | 0 | 138839.1717 | 91.09% | 8.908% | 4273.9632 | 490.3209 | 410.3615 | 13.9018 | 80.6525 | 358.1695 | 526.7252 | 83.1914 | 6151.0976 | 30324.6257 | 183436.6037 | 219912.327 | 920445.7007 | 1144459.009 | 5.903% | 1216259.3751
BUREAU #2009 | TERTIAIRE | BUREAUX | 26160.8567 | 2015 | 25582.0479 | 0 | 0 | 0 | 0 | 5595.1921 | 65820.079 | 70364.4361 | 4 | 175427.5869 | 152554.9023 | 20 | 236763.8861 | 119024.5833 | 3 | 0 | 0 | 0 | 51378.3386 | 2383.3863 | 400200.9147 | 3599.8634 | 313992.3431 | 587.0429 | 673.6933 | 0 | 39838.7243 | 213.9992 | 0 | 189387.9703 | 79.09% | 20.91% | 8582.3598 | 969.935 | 788.9296 | 27.6941 | 201.5496 | 917.6093 | 802.5479 | 162.7087 | 8445.7765 | 59167.4556 | 307450.4315 | 375063.6636 | 1658231.8672 | 2040963.6605 | 2.566% | 2094708.9542
BUREAU #2010 | TERTIAIRE | BUREAUX | 24511.4241 | 2017 | 21150.9969 | 0 | 0 | 0 | 0 | 6302.8118 | 55434.5542 | 73680.085 | 3 | 132755.1411 | 145776.9632 | 21 | 214253.5778 | 91454.9502 | 4 | 0 | 0 | 0 | 47624.4745 | 2673.5162 | 376726.4224 | 3539.0236 | 187608.532 | 592.7575 | 804.3936 | 0 | 37689.3439 | 176.0053 | 0 | 251479.4778 | 84.85% | 15.15% | 7370.6469 | 837.2377 | 791.4355 | 19.6395 | 186.2357 | 761.5199 | 887.8391 | 205.6211 | 12783.2025 | 54463.5369 | 307690.0371 | 374936.7765 | 1475318.8077 | 1857049.0436 | 5.544% | 1966046.6971
BUREAU #2011 | TERTIAIRE | BUREAUX | 7569.7833 | 2017 | 5967.9881 | 0 | 0 | 0 | 0 | 2180.2899 | 19049.8429 | 21750.8262 | 1 | 39674.9195 | 38575.4354 | 5 | 48587.1622 | 27003.8706 | 1 | 0 | 0 | 0 | 11049.083 | 753.5865 | 126547.8395 | 1014.9859 | 59415.979 | 161.4801 | 215.2933 | 0 | 15642.8756 | 85.5533 | 0 | 64053.6253 | 86.51% | 13.49% | 1738.9818 | 352.5459 | 203.6252 | 8.7591 | 49.1634 | 184.1881 | 215.0158 | 43.4144 | 2852.2361 | 15805.8361 | 79425.0766 | 98083.1489 | 433667.693 | 533940.0149 | 7.547% | 577523.2553
BUREAU #2012 | TERTIAIRE | BUREAUX | 24468.1211 | 2020 | 19168.7074 | 0 | 0 | 0 | 0 | 7003.1739 | 87538.8015 | 48239.5284 | 3 | 144563.5843 | 138104.5903 | 19 | 188471.4892 | 113278.027 | 3 | 0 | 0 | 0 | 55656.1098 | 2622.8669 | 290933.1917 | 3635.9172 | 203893.7617 | 778.9014 | 761.0627 | 0 | 56138.8976 | 249.1478 | 0 | 187991.4513 | 86.72% | 13.28% | 7957.0327 | 1175.1183 | 741.2661 | 22.542 | 130.4668 | 646.5146 | 776.9341 | 199.8157 | 11249.7083 | 50342.8244 | 288876.4899 | 350469.0226 | 1375346.7452 | 1732718.1097 | 3.865% | 1802378.7648
BUREAU #2013 | TERTIAIRE | BUREAUX | 12890.259 | 2013 | 11347.2195 | 0 | 0 | 0 | 0 | 2901.9939 | 32175.6824 | 35152.9396 | 2 | 70092.2538 | 60053.847 | 10 | 88283.3751 | 53774.8681 | 2 | 0 | 0 | 0 | 24324.1361 | 976.0849 | 168262.9472 | 1822.8042 | 124328.9662 | 296.3962 | 381.8652 | 0 | 17160.4926 | 133.3868 | 0 | 106064.9785 | 77.76% | 22.24% | 4214.5089 | 439.49 | 297.3004 | 15.9323 | 99.2829 | 423.5173 | 431.7164 | 89.9868 | 6237.1753 | 33308.021 | 157248.7619 | 196793.9582 | 723048.543 | 923972.9197 | 0.849% | 931884.7121
BUREAU #2014 | TERTIAIRE | BUREAUX | 8306.9118 | 2022 | 7951.7554 | 0 | 0 | 0 | 0 | 2439.0067 | 31950.0252 | 24715.5968 | 1 | 66355.6348 | 49463.8985 | 6 | 82157.8491 | 48329.6414 | 1 | 0 | 0 | 0 | 15718.5282 | 856.8709 | 102033.1102 | 1419.5065 | 100907.3408 | 198.1378 | 264.9647 | 0 | 18794.793 | 79.7448 | 0 | 62892.6857 | 94.53% | 5.466% | 1909.2486 | 273.2443 | 230.9825 | 7.1209 | 66.0133 | 318.8935 | 237.3877 | 50.2179 | 3358.3297 | 25779.7462 | 79140.5539 | 108278.6298 | 549583.4524 | 660936.089 | 7.675% | 715880.0294
BUREAU #2015 | TERTIAIRE | BUREAUX | 14524.1972 | 2018 | 10602.163 | 0 | 0 | 0 | 0 | 4710.9367 | 38329.754 | 42192.2209 | 2 | 106618.0092 | 94596.3619 | 10 | 91698.9375 | 80613.5002 | 2 | 0 | 0 | 0 | 28364.7826 | 1430.725 | 207731.0771 | 2281.5547 | 118165.7219 | 322.0653 | 421.5897 | 0 | 28194.4022 | 124.7343 | 0 | 107394.0799 | 84.07% | 15.93% | 3707.0872 | 481.0229 | 441.0074 | 13.7164 | 103.653 | 405.8657 | 412.1489 | 125.1775 | 7794.0976 | 26079.0218 | 187948.7219 | 221821.8413 | 820191.8608 | 1047465.8241 | 2.557% | 1074947.4958
BUREAU #2016 | TERTIAIRE | BUREAUX | 10127.4277 | 2019 | 8307.027 | 0 | 0 | 0 | 0 | 3657.7665 | 30675.8063 | 22941.4237 | 1 | 59792.9106 | 65757.0916 | 10 | 79311.141 | 37773.7581 | 2 | 0 | 0 | 0 | 17824.0788 | 745.3067 | 139260.2552 | 1090.9816 | 128064.2164 | 317.3143 | 314.3453 | 0 | 18399.7103 | 108.8158 | 0 | 77540.0042 | 82.47% | 17.53% | 2762.0897 | 359.3317 | 283.2331 | 11.1863 | 65.957 | 297.7877 | 378.424 | 76.517 | 5896.715 | 27748.5273 | 119116.729 | 152761.9714 | 630501.102 | 787262.1548 | 6.895% | 845563.1686
BUREAU #2017 | TERTIAIRE | BUREAUX | 14377.9239 | 2018 | 12560.0055 | 0 | 0 | 0 | 0 | 4394.2967 | 39098.1622 | 28984.9364 | 1 | 91996.9643 | 69638.3457 | 11 | 112488.0677 | 64303.8747 | 2 | 0 | 0 | 0 | 29392.7656 | 1255.4766 | 193631.7038 | 2116.1533 | 150880.7586 | 376.5497 | 458.4308 | 0 | 26482.6432 | 143.903 | 0 | 129558.4594 | 88.44% | 11.56% | 3224.7808 | 616.6191 | 408.1764 | 12.6293 | 99.6594 | 463.3163 | 483.6671 | 110.7119 | 5108.2736 | 30139.755 | 159364.5591 | 194612.5878 | 872313.5606 | 1071969.1124 | 5.014% | 1128554.7101
BUREAU #2018 | TERTIAIRE | BUREAUX | 13135.2761 | 2014 | 11790.2016 | 0 | 0 | 0 | 0 | 3932.8499 | 31801.6056 | 25687.2126 | 2 | 61552.7445 | 74115.3502 | 9 | 110726.8565 | 52715.5023 | 2 | 0 | 0 | 0 | 19544.245 | 1200.717 | 174750.1357 | 2080.5834 | 151031.9168 | 413.2791 | 331.7842 | 0 | 26374.8687 | 108.3081 | 0 | 116466.3926 | 93.93% | 6.075% | 3857.8034 | 441.6013 | 367.2587 | 11.656 | 79.1052 | 459.4634 | 490.5375 | 84.2151 | 6814.0458 | 21485.114 | 147978.5353 | 176277.6951 | 777408.765 | 957804.7833 | 5.604% | 1014669.6212
BUREAU #2019 | TERTIAIRE | BUREAUX | 26619.4039 | 2015 | 21392.5099 | 0 | 0 | 0 | 0 | 5766.9022 | 71699.5362 | 60727.9076 | 4 | 188099.6886 | 110560.2788 | 20 | 180762.1568 | 101015.7822 | 4 | 0 | 0 | 0 | 41653.0311 | 2735.6265 | 350239.0886 | 4522.6698 | 274911.032 | 611.0053 | 687.9212 | 0 | 45657.7461 | 282.4084 | 0 | 269065.187 | 87.25% | 12.75% | 5692.4323 | 806.2205 | 772.1479 | 30.8472 | 194.5615 | 765.7515 | 1008.6259 | 156.5253 | 9169.5152 | 60759.9414 | 263029.3447 | 332958.8013 | 1603105.4607 | 1943655.0322 | 6.657% | 2082281.4212
BUREAU #2020 | TERTIAIRE | BUREAUX | 6390.034 | 2010 | 5607.6771 | 0 | 0 | 0 | 0 | 1672.8025 | 13892.8656 | 16094.1898 | 1 | 25559.8087 | 24923.7124 | 6 | 47822.2724 | 21722.8722 | 1 | 0 | 0 | 0 | 8379.7927 | 594.396 | 82273.9744 | 828.7313 | 64657.7304 | 142.0719 | 179.6837 | 0 | 9376.8039 | 44.9523 | 0 | 40614.9416 | 91.91% | 8.085% | 2138.5077 | 227.3652 | 179.7685 | 7.3531 | 31.9865 | 172.1258 | 207.7737 | 41.5713 | 2374.0135 | 13698.8342 | 61051.2835 | 77124.1312 | 333932.0684 | 413155.2241 | 2.318% | 422960.0428
BUREAU #2021 | TERTIAIRE | BUREAUX | 9288.5308 | 2012 | 7065.8236 | 0 | 0 | 0 | 0 | 2335.5254 | 24382.6876 | 15906.458 | 1 | 43148.1611 | 52333.8234 | 8 | 54784.6354 | 43957.0762 | 1 | 0 | 0 | 0 | 13447.032 | 779.2441 | 96783.8137 | 1045.5379 | 88153.9362 | 250.688 | 316.8863 | 0 | 18052.5318 | 103.7022 | 0 | 80654.9794 | 90.84% | 9.157% | 2031.1584 | 407.2089 | 302.001 | 7.9713 | 64.4617 | 224.7123 | 269.6277 | 77.3943 | 3396.7861 | 15596.5005 | 91456.203 | 110449.4896 | 473002.426 | 586128.0037 | 3.153% | 605210.663
BUREAU #2022 | TERTIAIRE | BUREAUX | 21575.6102 | 2016 | 18938.4373 | 0 | 0 | 0 | 0 | 5258.4135 | 51366.4135 | 59886.7518 | 3 | 145086.0177 | 86441.9641 | 15 | 205740.6182 | 102924.9937 | 3 | 0 | 0 | 0 | 46967.7981 | 2392.4524 | 331723.292 | 3715.0103 | 253913.3275 | 578.019 | 822.6014 | 0 | 37645.2256 | 147.1496 | 0 | 202798.4292 | 82.3% | 17.7% | 5740.5835 | 908.6355 | 662.1587 | 26.3485 | 164.754 | 757.2174 | 669.2598 | 125.6808 | 9908.0764 | 39138.6824 | 202473.6187 | 251520.3775 | 1424754.859 | 1684699.8946 | 3.199% | 1740380.3716
BUREAU #2023 | TERTIAIRE | BUREAUX | 20010.1639 | 2011 | 12482.9268 | 0 | 0 | 0 | 0 | 4333.7586 | 58938.8437 | 47617.3163 | 2 | 92125.5924 | 83861.9963 | 18 | 119658.946 | 66575.6994 | 3 | 0 | 0 | 0 | 29063.4659 | 1681.8439 | 291721.2485 | 2199.3091 | 187882.1644 | 599.9086 | 663.0676 | 0 | 40332.2887 | 159.7645 | 0 | 137143.3568 | 91.07% | 8.928% | 6596.1499 | 799.0977 | 604.994 | 19.8052 | 143.0283 | 762.0537 | 565.8391 | 167.7657 | 8440.0022 | 33156.9339 | 271923.2356 | 313520.1717 | 1071881.7119 | 1390962.0813 | 6.274% | 1484071.4084
BUREAU #2024 | TERTIAIRE | BUREAUX | 26835.0227 | 2010 | 24012.5065 | 0 | 0 | 0 | 0 | 5149.0655 | 79161.2435 | 49202.4946 | 3 | 129706.3228 | 139394.141 | 23 | 180392.6464 | 91454.8845 | 4 | 0 | 0 | 0 | 37285.4234 | 2213.4956 | 271793.6927 | 4033.4666 | 197235.3877 | 833.0847 | 931.835 | 0 | 40960.1488 | 260.4351 | 0 | 250775.1114 | 78.26% | 21.74% | 8562.1177 | 1147.1907 | 675.4527 | 22.2043 | 171.0648 | 1027.9624 | 952.022 | 162.4345 | 9493.402 | 55967.7352 | 273363.5084 | 338824.6456 | 1354190.6523 | 1700787.9951 | 4.05% | 1772580.6671
BUREAU #2025 | TERTIAIRE | BUREAUX | 16284.9241 | 2017 | 13545.2689 | 0 | 0 | 0 | 0 | 5324.0372 | 56413.3225 | 37753.4514 | 2 | 98995.2128 | 96157.3533 | 13 | 103921.0275 | 63325.9802 | 2 | 0 | 0 | 0 | 36206.7309 | 1571.9883 | 235000.4667 | 1920.4993 | 183356.5081 | 467.2765 | 620.2272 | 0 | 32864.3513 | 122.996 | 0 | 148218.1679 | 93.8% | 6.203% | 5651.4252 | 750.0126 | 356.989 | 17.9302 | 105.7786 | 424.1794 | 504.4951 | 99.1643 | 7536.4172 | 38626.2661 | 155186.0613 | 201348.7446 | 1012789.072 | 1218691.0605 | 2.1% | 1244826.6455
BUREAU #2026 | TERTIAIRE | BUREAUX | 8967.905 | 2014 | 7107.6616 | 0 | 0 | 0 | 0 | 2416.1197 | 27668.3368 | 20194.3511 | 1 | 43913.6906 | 32813.5026 | 5 | 74551.6232 | 32705.4883 | 1 | 0 | 0 | 0 | 16859.5133 | 968.2877 | 114727.6598 | 946.4793 | 102828.7741 | 187.1888 | 226.7687 | 0 | 13446.6783 | 88.6487 | 0 | 80067.0493 | 80.94% | 19.06% | 2494.2337 | 284.631 | 238.8661 | 8.3998 | 47.8616 | 284.2576 | 278.4937 | 81.0781 | 3637.1899 | 22803.4615 | 86079.5854 | 112520.2369 | 538634.3326 | 654111.89 | 2.577% | 671411.0097
BUREAU #2027 | TERTIAIRE | BUREAUX | 30252.2172 | 2017 | 27879.3456 | 0 | 0 | 0 | 0 | 7615.2346 | 69933.6407 | 70965.7297 | 5 | 147615.0107 | 180065.6311 | 22 | 203360.8069 | 135928.4669 | 4 | 0 | 0 | 0 | 47528.0077 | 2229.7216 | 390392.6559 | 4922.7423 | 256751.8464 | 718.5528 | 1003.1744 | 0 | 66006.3769 | 231.6418 | 0 | 314625.0552 | 81.35% | 18.65% | 7966.3209 | 1303.5528 | 982.3357 | 27.516 | 234.8614 | 1006.9936 | 1022.5725 | 243.1721 | 11256.851 | 57198.5499 | 365760.4216 | 434215.8225 | 1692078.2982 | 2137633.8803 | 3.328% | 2211228.8329
BUREAU #2028 | TERTIAIRE | BUREAUX | 14322.9657 | 2019 | 11631.1688 | 0 | 0 | 0 | 0 | 3875.7628 | 51893.1689 | 31479.0999 | 2 | 85812.0964 | 95262.4105 | 12 | 95628.9147 | 54006.643 | 2 | 0 | 0 | 0 | 30117.7965 | 1246.2563 | 245741.6966 | 2141.6858 | 114680.8883 | 422.0225 | 523.1735 | 0 | 34326.4861 | 135.0401 | 0 | 144981.4823 | 82.4% | 17.6% | 4558.0603 | 588.0673 | 456.7986 | 16.8271 | 83.6841 | 506.4487 | 464.6313 | 82.561 | 6098.6995 | 27592.4248 | 166734.7692 | 200425.8934 | 901367.1063 | 1107857.2771 | 3.392% | 1146754.2532
BUREAU #2029 | TERTIAIRE | BUREAUX | 16281.8373 | 2014 | 13560.5263 | 0 | 0 | 0 | 0 | 4690.0487 | 51404.8286 | 44945.6486 | 2 | 82654.9255 | 92062.966 | 13 | 146409.8689 | 76979.5845 | 2 | 0 | 0 | 0 | 33767.231 | 1149.9571 | 218586.5751 | 1985.8545 | 149141.1446 | 408.6995 | 607.3091 | 0 | 24637.0712 | 129.1196 | 0 | 129246.0666 | 83.37% | 16.63% | 5637.5268 | 735.7871 | 384.8907 | 18.7853 | 102.1999 | 402.1759 | 382.6775 | 95.3046 | 6681.5187 | 39325.0668 | 203963.2664 | 249969.8519 | 950303.5103 | 1205219.4523 | 5.597% | 1276680.6827
BUREAU #2030 | TERTIAIRE | BUREAUX | 24531.3418 | 2022 | 25750.7545 | 0 | 0 | 0 | 0 | 9609.2826 | 72670.9105 | 61348.4093 | 3 | 189725.7001 | 114298.1884 | 22 | 184118.3181 | 133388.474 | 4 | 0 | 0 | 0 | 37241.024 | 2671.1077 | 297875.2512 | 3117.8841 | 337782.7995 | 570.8421 | 857.7932 | 0 | 42309.901 | 187.3906 | 0 | 200309.0599 | 87.53% | 12.47% | 8389.2959 | 760.7219 | 729.8512 | 26.2971 | 145.6071 | 709.534 | 714.8339 | 171.5958 | 12325.117 | 71360.5396 | 229140.1909 | 312825.8475 | 1565272.8847 | 1887756.1546 | 7.479% | 2040358.7233
BUREAU #2031 | TERTIAIRE | BUREAUX | 25105.4268 | 2015 | 15597.8925 | 0 | 0 | 0 | 0 | 6253.2585 | 59932.2959 | 62957.8624 | 3 | 138544.0877 | 123259.6852 | 23 | 207014.8268 | 81168.7351 | 3 | 0 | 0 | 0 | 52526.5846 | 2118.954 | 424044.0024 | 3291.1406 | 300891.9186 | 744.8356 | 721.5085 | 0 | 40480.63 | 247.2112 | 0 | 234216.3035 | 95.57% | 4.434% | 6354.6766 | 911.7171 | 767.8192 | 26.5737 | 136.0159 | 680.4998 | 936.0361 | 212.2323 | 10385.6363 | 43704.876 | 347360.8692 | 401451.3815 | 1618457.2154 | 2027704.1084 | 5.789% | 2152311.9991
BUREAU #2032 | TERTIAIRE | BUREAUX | 8876.4651 | 2024 | 10429.8301 | 0 | 0 | 0 | 0 | 2485.0471 | 24692.662 | 23998.8655 | 1 | 55429.9261 | 54988.0079 | 7 | 75602.2623 | 51628.3162 | 1 | 0 | 0 | 0 | 17157.9552 | 779.3175 | 135962.0475 | 963.6255 | 115940.0126 | 235.7808 | 232.5816 | 0 | 22003.4677 | 64.3467 | 0 | 108811.3578 | 86.12% | 13.88% | 2605.0335 | 429.7731 | 202.2226 | 7.7492 | 52.9954 | 314.5208 | 249.3015 | 70.1122 | 5373.7302 | 21284.8206 | 91958.9345 | 118617.4853 | 627700.3167 | 748954.5082 | 5.413% | 791814.9112
BUREAU #2033 | TERTIAIRE | BUREAUX | 29371.5557 | 2018 | 20677.6938 | 0 | 0 | 0 | 0 | 6858.9613 | 102580.707 | 55909.2546 | 3 | 160379.0795 | 122494.2848 | 29 | 273645.9377 | 128788.7264 | 3 | 0 | 0 | 0 | 66360.4092 | 2014.3787 | 336868.2962 | 4430.4285 | 343717.6827 | 750.8295 | 796.4024 | 0 | 69510.1613 | 229.7025 | 0 | 289992.7136 | 84.91% | 15.09% | 9541.9537 | 1291.2824 | 873.0866 | 26.8283 | 176.7876 | 805.9718 | 799.5298 | 164.9368 | 13586.869 | 59456.2277 | 253377.9457 | 326421.0424 | 1841807.5489 | 2178696.2798 | 5.849% | 2314044.8413
BUREAU #2034 | TERTIAIRE | BUREAUX | 3671.3995 | 2013 | 2853.4022 | 0 | 0 | 0 | 0 | 1198.0632 | 9792.5357 | 6221.1185 | 1 | 25201.2827 | 18715.358 | 3 | 31718.1955 | 11570.7039 | 0 | 0 | 0 | 0 | 7352.5209 | 363.6615 | 52212.9091 | 544.454 | 31445.0868 | 95.0408 | 144.2722 | 0 | 5293.3586 | 31.6149 | 0 | 23747.0114 | 81.79% | 18.21% | 904.7428 | 123.8438 | 102.4312 | 3.8285 | 25.1623 | 125.4243 | 139.0453 | 21.6609 | 1294.0023 | 6983.7385 | 52242.7332 | 60520.4741 | 209983.377 | 271395.9127 | 0.65% | 273171.4175
BUREAU #2035 | TERTIAIRE | BUREAUX | 18742.0491 | 2021 | 17774.6955 | 0 | 0 | 0 | 0 | 5452.9455 | 65983.5112 | 53066.6498 | 3 | 117514.5821 | 78915.1437 | 15 | 163516.9982 | 92317.3564 | 2 | 0 | 0 | 0 | 41101.0963 | 2092.1583 | 263310.7958 | 2125.7979 | 220016.0795 | 505.8269 | 708.7582 | 0 | 31886.8614 | 150.7231 | 0 | 168124.8837 | 85.75% | 14.25% | 6046.5776 | 781.259 | 555.4289 | 18.5457 | 135.4084 | 488.4618 | 635.4798 | 123.4028 | 7348.0969 | 51487.9514 | 208032.5722 | 266868.6205 | 1220025.8794 | 1495305.4112 | 0.9436% | 1509548.8498
BUREAU #2036 | TERTIAIRE | BUREAUX | 22390.0851 | 2017 | 21963.8886 | 0 | 0 | 0 | 0 | 5190.103 | 70237.3545 | 62155.7435 | 4 | 103269.5476 | 143600.7551 | 15 | 220894.4529 | 74917.6763 | 3 | 0 | 0 | 0 | 39589.6408 | 1773.4519 | 299992.5293 | 3689.2899 | 239225.5372 | 515.2937 | 755.2213 | 0 | 36507.4679 | 187.2014 | 0 | 162726.7309 | 87.62% | 12.38% | 5752.1079 | 1007.13 | 655.5261 | 23.9915 | 173.7612 | 874.4317 | 800.0319 | 193.0681 | 11315.6579 | 45550.4949 | 233464.3146 | 290330.4674 | 1328331.4496 | 1627276.0824 | 6.509% | 1740571.2064
BUREAU #2037 | TERTIAIRE | BUREAUX | 17401.4018 | 2010 | 13273.6753 | 0 | 0 | 0 | 0 | 4025.7542 | 45786.5135 | 39967.5039 | 3 | 82150.3627 | 83652.9322 | 14 | 93515.4007 | 79004.2706 | 2 | 0 | 0 | 0 | 31698.5737 | 1382.9527 | 238963.3594 | 2154.1327 | 122288.7082 | 450.5637 | 659.6543 | 0 | 33137.1721 | 162.8214 | 0 | 134949.7831 | 75.59% | 24.41% | 5647.2479 | 771.5734 | 520.7992 | 17.9446 | 121.5761 | 646.4288 | 535.3413 | 138.8014 | 6544.8095 | 29286.741 | 187504.0645 | 223335.615 | 883289.3125 | 1112231.9907 | 6.388% | 1188134.8741
BUREAU #2038 | TERTIAIRE | BUREAUX | 14596.5387 | 2012 | 10251.8813 | 0 | 0 | 0 | 0 | 3642.0378 | 42285.3641 | 33671.8057 | 2 | 63575.6736 | 76643.6857 | 11 | 113063.4614 | 50808.3388 | 2 | 0 | 0 | 0 | 27171.4503 | 1180.7425 | 224447.7432 | 2413.6691 | 99292.7519 | 354.7375 | 415.7475 | 0 | 28820.1033 | 159.3778 | 0 | 137321.3007 | 87.59% | 12.41% | 4904.8877 | 623.0663 | 379.3213 | 18.7032 | 92.7951 | 539.9829 | 482.8074 | 135.9996 | 7095.1745 | 23457.1869 | 171307.47 | 201859.8314 | 825054.6161 | 1032256.6196 | 6.691% | 1106278.9063
BUREAU #2039 | TERTIAIRE | BUREAUX | 9207.446 | 2016 | 6153.0186 | 0 | 0 | 0 | 0 | 3093.9779 | 31733.3904 | 19427.5706 | 1 | 54342.7813 | 38111.9919 | 7 | 72589.9825 | 48722.5579 | 1 | 0 | 0 | 0 | 17162.1146 | 903.4067 | 153467.155 | 959.7408 | 70499.3777 | 255.763 | 328.9886 | 0 | 17363.0686 | 75.3085 | 0 | 84208.5423 | 80.19% | 19.81% | 2624.4857 | 373.502 | 252.6424 | 11.7999 | 69.8302 | 342.7095 | 315.4452 | 58.6311 | 3387.1122 | 24415.9939 | 79374.3214 | 107177.4275 | 568111.297 | 677930.5875 | 2.816% | 697576.8732
BUREAU #2040 | TERTIAIRE | BUREAUX | 25176.2807 | 2019 | 24902.9726 | 0 | 0 | 0 | 0 | 8352.5641 | 64744.2698 | 63239.8693 | 3 | 121145.4258 | 141365.1834 | 16 | 244118.9015 | 128920.5879 | 4 | 0 | 0 | 0 | 46371.6567 | 2759.814 | 318445.9129 | 3845.5796 | 297392.6622 | 690.2897 | 855.9222 | 0 | 40786.9079 | 237.7476 | 0 | 199195.7047 | 91.38% | 8.615% | 6373.4474 | 1092.7262 | 549.7146 | 20.5336 | 165.0274 | 895.6659 | 894.3564 | 178.722 | 13518.0313 | 48000.5879 | 295697.334 | 357215.9532 | 1509227.2657 | 1876826.9221 | 5.115% | 1977996.4977
BUREAU #2041 | TERTIAIRE | BUREAUX | 14085.0135 | 2022 | 13892.5823 | 0 | 0 | 0 | 0 | 4559.1588 | 41396.7742 | 28333.8001 | 2 | 71172.0972 | 98132.7618 | 13 | 119306.961 | 66009.0282 | 2 | 0 | 0 | 0 | 30398.9037 | 1270.2547 | 174825.1429 | 1736.1056 | 182810.3679 | 430.9199 | 366.4058 | 0 | 36269.6505 | 113.1654 | 0 | 172362.8995 | 86.99% | 13.01% | 4689.057 | 482.7378 | 448.2384 | 18.4157 | 105.3108 | 455.934 | 506.0997 | 131.1558 | 7718.021 | 41027.5136 | 155457.0482 | 204202.5828 | 946334.697 | 1156068.3472 | 1.556% | 1174345.6584
BUREAU #2042 | TERTIAIRE | BUREAUX | 3440.3643 | 2017 | 2670.3188 | 0 | 0 | 0 | 0 | 1095.6469 | 12090.6221 | 9002.181 | 1 | 20356.2146 | 16548.8112 | 3 | 32800.4568 | 17435.0554 | 0 | 0 | 0 | 0 | 5078.3721 | 377.3239 | 52719.7126 | 570.4126 | 28780.4528 | 106.7423 | 98.9645 | 0 | 6341.536 | 35.8783 | 0 | 33553.5204 | 79.61% | 20.39% | 1058.6048 | 139.3736 | 96.8323 | 3.0289 | 21.2218 | 106.2538 | 113.432 | 26.6812 | 1802.5241 | 9339.6605 | 34406.1396 | 45548.3242 | 218466.7961 | 265449.6977 | 1.376% | 269152.2367
BUREAU #2043 | TERTIAIRE | BUREAUX | 32296.2268 | 2012 | 24228.2882 | 0 | 0 | 0 | 0 | 7944.2304 | 80946.3893 | 64571.2627 | 4 | 194992.0827 | 121535.0291 | 27 | 290264.6221 | 154220.0324 | 5 | 0 | 0 | 0 | 62748.2252 | 2468.1727 | 480566.6167 | 3843.8778 | 241967.237 | 808.2764 | 1097.4301 | 0 | 46461.4149 | 271.3822 | 0 | 297256.5648 | 93.98% | 6.021% | 7069.3927 | 1294.3472 | 738.7836 | 33.3519 | 230.1919 | 1048.6105 | 791.919 | 222.5089 | 12720.3122 | 63197.3804 | 425966.3356 | 501884.0282 | 1904712.7926 | 2417315.6403 | 1.456% | 2453021.901
BUREAU #2044 | TERTIAIRE | BUREAUX | 27642.3927 | 2018 | 21326.1775 | 0 | 0 | 0 | 0 | 9715.5558 | 60126.8955 | 59290.0869 | 4 | 140445.3914 | 143339.4185 | 23 | 251007.5196 | 125352.9353 | 4 | 0 | 0 | 0 | 52817.8519 | 2489.411 | 332392.4456 | 3842.484 | 222736.4784 | 676.0709 | 1024.6158 | 0 | 39803.9568 | 257.8328 | 0 | 229518.5529 | 89.34% | 10.66% | 8070.8703 | 1184.3 | 903.8807 | 28.8042 | 212.0153 | 816.5651 | 877.8126 | 202.9067 | 11819.8234 | 77110.3407 | 267477.6364 | 356407.8005 | 1529527.8259 | 1893807.8046 | 6.998% | 2036318.2443
BUREAU #2045 | TERTIAIRE | BUREAUX | 7163.3484 | 2015 | 6442.0989 | 0 | 0 | 0 | 0 | 1661.0816 | 18061.5167 | 18475.4313 | 1 | 42577.6504 | 30838.1941 | 6 | 49391.5224 | 30492.1278 | 1 | 0 | 0 | 0 | 13985.5533 | 677.6911 | 112596.1397 | 939.4886 | 85535.2751 | 141.925 | 171.2834 | 0 | 13646.5075 | 56.2657 | 0 | 59499.5846 | 94.44% | 5.564% | 2479.0203 | 281.0402 | 200.983 | 8.0856 | 55.4007 | 219.5433 | 222.9719 | 61.6116 | 3257.8154 | 13268.8523 | 68493.7583 | 85020.4259 | 443372.1072 | 530728.085 | 2.828% | 546172.5539
BUREAU #2046 | TERTIAIRE | BUREAUX | 26829.9831 | 2017 | 21299.7257 | 0 | 0 | 0 | 0 | 7069.1048 | 92524.0245 | 50754.8242 | 3 | 130006.5875 | 153715.378 | 21 | 212672.6228 | 105611.047 | 3 | 0 | 0 | 0 | 49556.6889 | 2800.2281 | 478437.1676 | 4067.2686 | 286316.6238 | 723.9085 | 780.3567 | 0 | 46299.3734 | 296.295 | 0 | 228867.3664 | 81.73% | 18.27% | 8380.5438 | 1025.0763 | 604.8367 | 28.887 | 166.0681 | 737.6548 | 776.2398 | 210.2838 | 12200.9813 | 65570.5531 | 238193.9492 | 315965.4836 | 1722108.4551 | 2047356.4094 | 6.996% | 2201355.8606
BUREAU #2047 | TERTIAIRE | BUREAUX | 25860.8313 | 2017 | 19016.3354 | 0 | 0 | 0 | 0 | 9139.9745 | 85917.1113 | 65805.538 | 3 | 160144.8408 | 160654.4903 | 18 | 228576.4315 | 97245.741 | 4 | 0 | 0 | 0 | 55060.8806 | 1871.9942 | 293704.0742 | 3168.2025 | 291874.9441 | 737.6297 | 641.6567 | 0 | 41699.7231 | 227.5848 | 0 | 214478.021 | 84.47% | 15.53% | 8287.3719 | 1190.4336 | 526.8697 | 26.9681 | 164.4561 | 898.7656 | 721.1791 | 203.4721 | 9710.3879 | 44223.7164 | 252207.809 | 306141.9133 | 1537251.326 | 1853895.6804 | 6.404% | 1980739.0807
BUREAU #2048 | TERTIAIRE | BUREAUX | 25802.5494 | 2018 | 17202.5783 | 0 | 0 | 0 | 0 | 9433.7595 | 72843.0817 | 77205.9942 | 3 | 193252.0812 | 107129.1552 | 23 | 213527.7032 | 113168.9725 | 4 | 0 | 0 | 0 | 58126.2593 | 2880.0428 | 426845.8922 | 3399.7413 | 245682.7293 | 808.6395 | 765.7069 | 0 | 40493.7261 | 223.0136 | 0 | 231581.6737 | 80.94% | 19.06% | 8556.295 | 1155.5356 | 524.3497 | 27.1586 | 125.8204 | 845.5833 | 948.7054 | 205.8776 | 10207.6473 | 60455.8698 | 227895.0733 | 298558.5903 | 1668356.3041 | 1976172.6588 | 4.459% | 2068399.5722
BUREAU #2049 | TERTIAIRE | BUREAUX | 29369.7954 | 2014 | 26617.4126 | 0 | 0 | 0 | 0 | 8870.7542 | 70378.373 | 81432.9776 | 5 | 172588.0703 | 111101.1023 | 21 | 264101.0028 | 100145.7257 | 5 | 0 | 0 | 0 | 48713.5359 | 3337.9263 | 387157.6081 | 4056.826 | 336838.3583 | 623.8883 | 895.4609 | 0 | 51232.7502 | 250.9839 | 0 | 239495.4187 | 85.32% | 14.68% | 9699.4332 | 1122.9854 | 686.2734 | 24.4482 | 144.9878 | 934.1681 | 882.0272 | 255.833 | 11725.9077 | 66674.5401 | 406087.9717 | 484488.4194 | 1780040.3997 | 2275411.6583 | 5.294% | 2402606.1712
BUREAU #2050 | TERTIAIRE | BUREAUX | 31885.1788 | 2018 | 26913.2726 | 0 | 0 | 0 | 0 | 8685.6204 | 110324.5227 | 60225.3322 | 4 | 194016.7373 | 202368.0203 | 31 | 241566.6564 | 168594.7528 | 4 | 0 | 0 | 0 | 58730.0852 | 2235.9967 | 410299.7152 | 4368.4613 | 289637.2527 | 853.7515 | 1061.5066 | 0 | 50088.7743 | 228.6759 | 0 | 234538.2701 | 80.53% | 19.47% | 7938.6452 | 1412.6392 | 691.021 | 41.8902 | 159.3579 | 1184.4957 | 1105.6001 | 262.5572 | 17114.053 | 80001.5315 | 294847.8249 | 391963.4093 | 1818256.7884 | 2219976.8382 | 6.506% | 2374449.7104
BUREAU #2051 | TERTIAIRE | BUREAUX | 24005.2734 | 2013 | 15853.2978 | 0 | 0 | 0 | 0 | 6612.3613 | 61234.6868 | 45383.552 | 4 | 163883.9944 | 125812.5849 | 19 | 220770.1659 | 109033.9854 | 3 | 0 | 0 | 0 | 41021.6892 | 2303.4287 | 327871.163 | 3185.4854 | 213820.4461 | 658.1457 | 942.4292 | 0 | 47608.4232 | 240.9969 | 0 | 213331.8458 | 85.53% | 14.47% | 7400.1766 | 1071.3253 | 508.9607 | 21.7903 | 180.9817 | 783.082 | 589.1817 | 164.215 | 11823.3017 | 60813.959 | 338321.9207 | 410959.1813 | 1460044.5583 | 1876877.0326 | 6.493% | 2007210.1641
BUREAU #2052 | TERTIAIRE | BUREAUX | 24737.9313 | 2014 | 15816.2598 | 0 | 0 | 0 | 0 | 8577.9435 | 75026.0303 | 46379.9953 | 4 | 158612.0984 | 119502.3514 | 22 | 154575.4754 | 93745.3726 | 3 | 0 | 0 | 0 | 39410.448 | 1954.5906 | 266791.3868 | 3394.5359 | 233810.4429 | 664.4507 | 907.0732 | 0 | 38824.4673 | 236.2157 | 0 | 229408.196 | 92.51% | 7.486% | 6762.8867 | 1028.9169 | 753.7896 | 29.0384 | 161.1304 | 853.2117 | 921.3389 | 166.2526 | 10291.9899 | 49453.7987 | 332444.7603 | 392190.5489 | 1354230.0166 | 1755564.9014 | 3.412% | 1817585.6411
BUREAU #2053 | TERTIAIRE | BUREAUX | 32887.6109 | 2013 | 26780.9837 | 0 | 0 | 0 | 0 | 10498.4304 | 70987.0467 | 59938.8977 | 4 | 188031.6548 | 149797.8016 | 31 | 282730.9087 | 144918.0736 | 5 | 0 | 0 | 0 | 44744.4277 | 3192.2729 | 396544.3313 | 5311.5982 | 349428.6025 | 712.6698 | 844.4396 | 0 | 47667.9502 | 284.8804 | 0 | 252978.2588 | 82.11% | 17.89% | 9987.9701 | 1295.9107 | 848.9568 | 37.7659 | 218.8211 | 1182.1247 | 839.4394 | 272.2675 | 16430.6308 | 65336.4601 | 397387.4667 | 479154.5576 | 1852410.3165 | 2343605.4898 | 5.083% | 2469100.268
BUREAU #2054 | TERTIAIRE | BUREAUX | 3051.4447 | 2012 | 2015.6282 | 0 | 0 | 0 | 0 | 747.818 | 8714.8617 | 5826.8875 | 0 | 18508.7688 | 15612.897 | 2 | 16840.5722 | 13643.8332 | 0 | 0 | 0 | 0 | 4687.4011 | 291.0957 | 46204.7494 | 433.7933 | 31155.0631 | 76.0593 | 94.1476 | 0 | 4521.6901 | 28.6868 | 0 | 24988.2146 | 94.64% | 5.36% | 808.6021 | 96.6292 | 87.6818 | 3.7124 | 14.8939 | 101.4999 | 97.9525 | 27.4813 | 1382.3062 | 6216.3481 | 32176.427 | 39775.0812 | 175089.9024 | 215633.8501 | 6.628% | 230940.5618
BUREAU #2055 | TERTIAIRE | BUREAUX | 11727.3741 | 2009 | 8523.3068 | 0 | 0 | 0 | 0 | 3256.9977 | 25283.4055 | 18716.5239 | 1 | 60256.5291 | 39230.2285 | 7 | 97577.8024 | 53924.9702 | 2 | 0 | 0 | 0 | 15425.7506 | 1206.9531 | 131920.3382 | 1762.2795 | 97776.7797 | 293.1944 | 301.3002 | 0 | 20899.6413 | 83.3174 | 0 | 79629.896 | 85.83% | 14.17% | 2960.1668 | 461.5997 | 385.6088 | 13.6914 | 65.8183 | 431.3251 | 307.1959 | 103.6543 | 3631.3143 | 22445.9575 | 106452.055 | 132529.3268 | 598210.8363 | 733837.0499 | 1.771% | 747064.985
BUREAU #2056 | TERTIAIRE | BUREAUX | 23411.8266 | 2023 | 17384.5224 | 0 | 0 | 0 | 0 | 8436.9277 | 74905.3008 | 76129.1119 | 3 | 142078.2366 | 118153.9928 | 22 | 211854.2686 | 119108.2676 | 3 | 0 | 0 | 0 | 50637.277 | 2311.2371 | 382151.5761 | 3712.0282 | 214293.8776 | 722.0542 | 787.252 | 0 | 51639.4292 | 249.0235 | 0 | 229330.9368 | 89.09% | 10.91% | 6399.5773 | 997.7492 | 485.4287 | 25.5442 | 155.4723 | 814.5959 | 779.4524 | 206.4801 | 9994.8755 | 58765.3475 | 313294.3212 | 382054.5442 | 1532965.195 | 1923514.0157 | 3.103% | 1985105.4529
BUREAU #2057 | TERTIAIRE | BUREAUX | 10522.7257 | 2019 | 9685.2704 | 0 | 0 | 0 | 0 | 2838.1281 | 25762.2886 | 32666.62 | 1 | 79689.6761 | 47594.7236 | 8 | 80452.2967 | 60354.1844 | 1 | 0 | 0 | 0 | 19746.7463 | 1050.9756 | 182972.9977 | 1157.4963 | 98523.807 | 285.9204 | 326.4099 | 0 | 15494.5972 | 98.0307 | 0 | 120821.4774 | 89.37% | 10.63% | 3179.8491 | 454.8251 | 216.1188 | 9.2194 | 83.279 | 334.6407 | 409.7467 | 80.0319 | 5129.3386 | 25065.1937 | 90376.3215 | 120570.8538 | 702426.6465 | 825793.441 | 5.614% | 874911.8511
BUREAU #2058 | TERTIAIRE | BUREAUX | 28829.4446 | 2015 | 27676.4774 | 0 | 0 | 0 | 0 | 6813.4333 | 65491.3231 | 73162.9951 | 4 | 170378.9828 | 131128.4766 | 25 | 267857.5056 | 100155.372 | 3 | 0 | 0 | 0 | 44745.4359 | 2852.3418 | 470401.6615 | 4462.3753 | 327481.2592 | 817.1231 | 981.3778 | 0 | 44893.9762 | 322.2466 | 0 | 309545.9436 | 83.45% | 16.55% | 7551.8899 | 1196.0025 | 731.7699 | 26.6356 | 142.0068 | 893.9998 | 727.6826 | 200.5634 | 13583.5402 | 64393.8453 | 401973.3942 | 479950.7797 | 1913954.9548 | 2403456.5931 | 4.78% | 2524111.5793
BUREAU #2059 | TERTIAIRE | BUREAUX | 30718.4803 | 2019 | 22958.9035 | 0 | 0 | 0 | 0 | 9291.4668 | 86620.5735 | 68097.1581 | 4 | 197173.6943 | 172468.0465 | 31 | 283465.542 | 135177.1797 | 5 | 0 | 0 | 0 | 72125.4084 | 2194.397 | 530521.4231 | 3940.9701 | 241957.0466 | 658.1076 | 1033.9183 | 0 | 57909.1858 | 333.4625 | 0 | 260693.7948 | 83.39% | 16.61% | 8086.7967 | 1127.5866 | 928.4668 | 36.6821 | 237.3177 | 855.4033 | 958.1481 | 262.0376 | 16074.4091 | 74979.8661 | 392800.3073 | 483854.5826 | 1958659.2004 | 2454132.1834 | 1.872% | 2500960.3877
BUREAU #2060 | TERTIAIRE | BUREAUX | 9450.8917 | 2020 | 7217.7367 | 0 | 0 | 0 | 0 | 2724.957 | 23115.956 | 29733.2412 | 2 | 54905.2372 | 44489.689 | 6 | 84920.6915 | 48521.8234 | 1 | 0 | 0 | 0 | 21943.4729 | 853.2302 | 140363.056 | 1265.0362 | 121930.7773 | 227.378 | 318.1831 | 0 | 16515.0387 | 87.6905 | 0 | 89923.9067 | 82.2% | 17.8% | 2406.6191 | 418.2846 | 240.7697 | 7.6539 | 75.2687 | 364.1323 | 329.8646 | 67.1625 | 4826.8063 | 25161.9318 | 89210.6065 | 119199.3446 | 626775.4432 | 749354.2132 | 4.891% | 787887.8402
BUREAU #2061 | TERTIAIRE | BUREAUX | 5624.0895 | 2020 | 4407.6751 | 0 | 0 | 0 | 0 | 2113.393 | 13003.7495 | 13577.3643 | 1 | 42995.9006 | 38116.9214 | 4 | 45794.74 | 29893.5392 | 1 | 0 | 0 | 0 | 11145.7407 | 462.6321 | 65299.4529 | 787.5001 | 44989.5172 | 123.1545 | 197.2243 | 0 | 10059.5824 | 48.1459 | 0 | 41001.9411 | 86.89% | 13.11% | 1491.0417 | 192.8976 | 173.9309 | 6.3288 | 34.5821 | 203.687 | 203.8907 | 37.1394 | 2738.1564 | 16367.8819 | 70265.8083 | 89371.8466 | 316703.106 | 407779.2276 | 2.808% | 419562.4772
BUREAU #2062 | TERTIAIRE | BUREAUX | 25040.6581 | 2022 | 19606.2206 | 0 | 0 | 0 | 0 | 7061.6174 | 59079.3976 | 64373.55 | 3 | 207776.4981 | 159547.6913 | 20 | 257007.8184 | 98944.9316 | 3 | 0 | 0 | 0 | 56516.3526 | 1879.0391 | 357918.087 | 2717.5224 | 260789.998 | 781.2054 | 848.4579 | 0 | 46975.7034 | 182.5632 | 0 | 223253.2582 | 95.45% | 4.551% | 7122.9701 | 906.4262 | 700.3373 | 33.0471 | 155.638 | 939.0109 | 668.2725 | 173.1822 | 11538.309 | 69581.2485 | 339676.9306 | 420796.4881 | 1663872.6452 | 2092205.239 | 7.211% | 2254790.4334
BUREAU #2063 | TERTIAIRE | BUREAUX | 27409.9462 | 2014 | 26111.1823 | 0 | 0 | 0 | 0 | 6429.9798 | 87343.4911 | 75389.6321 | 4 | 171589.6822 | 158420.7975 | 20 | 204465.4988 | 109648.4567 | 4 | 0 | 0 | 0 | 46622.8623 | 2833.8938 | 334228.4452 | 4697.31 | 280060.5546 | 541.3513 | 922.4291 | 0 | 45110.1081 | 192.9346 | 0 | 217303.3071 | 85.28% | 14.72% | 6480.711 | 1193.253 | 674.4582 | 36.3497 | 209.6618 | 911.779 | 925.8869 | 196.4436 | 10849.4588 | 59542.6142 | 295703.4156 | 366095.4885 | 1573462.046 | 1948435.6321 | 3.955% | 2028659.5036
BUREAU #2064 | TERTIAIRE | BUREAUX | 19302.5247 | 2022 | 14745.9848 | 0 | 0 | 0 | 0 | 7428.9337 | 48635.3096 | 46322.3336 | 3 | 118038.3936 | 114654.2392 | 14 | 160508.1523 | 78774.0688 | 3 | 0 | 0 | 0 | 47814.5703 | 1735.2982 | 285142.5791 | 2814.7565 | 266270.5146 | 390.2519 | 572.6981 | 0 | 43409.5621 | 177.1075 | 0 | 235655.7197 | 93.53% | 6.468% | 6249.2116 | 794.2476 | 401.3195 | 15.7673 | 145.1013 | 558.2284 | 726.8849 | 110.2837 | 10701.8179 | 50402.4068 | 253451.7225 | 314555.9472 | 1359341.0364 | 1679753.5499 | 6.169% | 1790198.6609
BUREAU #2065 | TERTIAIRE | BUREAUX | 24080.7491 | 2010 | 21005.6672 | 0 | 0 | 0 | 0 | 6428.4017 | 45825.6809 | 53278.5846 | 3 | 151812.155 | 129951.8939 | 20 | 128395.0825 | 72084.5441 | 3 | 0 | 0 | 0 | 45996.1907 | 2634.1189 | 361105.2701 | 3792.2111 | 192196.0155 | 575.1799 | 773.0115 | 0 | 32875.8999 | 262.3119 | 0 | 222578.9606 | 87.54% | 12.46% | 7587.3877 | 1190.0986 | 723.1396 | 26.3704 | 180.2049 | 571.9621 | 584.1591 | 208.2663 | 10031.2293 | 51903.8495 | 221671.8755 | 283606.9542 | 1341560.7127 | 1632690.1332 | 4.503% | 1709668.9789
BUREAU #2066 | TERTIAIRE | BUREAUX | 20579.9509 | 2015 | 18868.6488 | 0 | 0 | 0 | 0 | 5381.5689 | 61614.3363 | 58336.5808 | 3 | 94002.983 | 114729.8492 | 15 | 140984.1102 | 66459.7878 | 3 | 0 | 0 | 0 | 32590.0005 | 1971.3511 | 282777.5313 | 3054.2836 | 172175.0401 | 474.0116 | 544.7949 | 0 | 38177.5169 | 218.6416 | 0 | 199187.2882 | 86.34% | 13.66% | 6157.799 | 641.598 | 582.4001 | 23.0109 | 137.641 | 639.441 | 631.9417 | 129.5813 | 7991.4021 | 52858.6888 | 184894.3599 | 245744.4509 | 1169100.4808 | 1421664.8458 | 5.292% | 1501109.001
BUREAU #2067 | TERTIAIRE | BUREAUX | 9444.8153 | 2019 | 7731.8892 | 0 | 0 | 0 | 0 | 2680.2086 | 23225.3348 | 20766.3739 | 1 | 59681.9783 | 52188.8265 | 9 | 79016.0962 | 54224.4656 | 1 | 0 | 0 | 0 | 21081.0091 | 944.3057 | 124821.8491 | 1183.5799 | 109856.5583 | 215.9716 | 336.7572 | 0 | 22537.4784 | 106.2974 | 0 | 88351.2956 | 85.12% | 14.88% | 3242.0089 | 448.3909 | 223.6551 | 12.152 | 60.7016 | 232.7859 | 353.4057 | 83.3692 | 4881.1703 | 27129.9522 | 95932.0722 | 127943.1947 | 603329.468 | 734877.3359 | 2.838% | 756339.8381
BUREAU #2068 | TERTIAIRE | BUREAUX | 18293.7579 | 2023 | 17648.7946 | 0 | 0 | 0 | 0 | 5823.1038 | 57524.4905 | 51247.7722 | 3 | 109453.7902 | 89609.5554 | 15 | 152791.979 | 78600.3392 | 3 | 0 | 0 | 0 | 45219.4851 | 1653.7418 | 306047.7192 | 2079.0074 | 200158.6586 | 577.2005 | 438.9774 | 0 | 39101.229 | 180.8844 | 0 | 157740.4638 | 87.31% | 12.69% | 5050.5185 | 687.0775 | 573.4511 | 15.1965 | 98.0474 | 629.1132 | 611.0544 | 140.3586 | 7685.3355 | 44570.953 | 173493.2633 | 225749.5518 | 1208195.5481 | 1440841.5243 | 1.409% | 1461426.9568
BUREAU #2069 | TERTIAIRE | BUREAUX | 14499.1567 | 2022 | 14379.8317 | 0 | 0 | 0 | 0 | 5052.3103 | 55827.7585 | 38751.7576 | 2 | 85257.6161 | 71733.9574 | 13 | 111183.5961 | 60487.4079 | 2 | 0 | 0 | 0 | 25259.0973 | 1112.0375 | 227597.8871 | 1981.4043 | 178470.3611 | 325.6329 | 477.654 | 0 | 23025.7369 | 111.6598 | 0 | 145684.5071 | 84.13% | 15.87% | 3746.4713 | 686.4037 | 337.2961 | 15.9995 | 89.4441 | 419.5187 | 362.7763 | 133.8699 | 6828.0947 | 33347.7168 | 147717.5623 | 187893.3738 | 962688.8217 | 1155514.1785 | 3.133% | 1192884.2034
BUREAU #2070 | TERTIAIRE | BUREAUX | 25576.2169 | 2009 | 15986.7445 | 0 | 0 | 0 | 0 | 6204.5873 | 64580.546 | 58009.4777 | 3 | 127130.625 | 104854.1878 | 25 | 198255.7932 | 99225.2498 | 4 | 0 | 0 | 0 | 32286.4499 | 2416.1994 | 297339.1206 | 4231.7581 | 178437.8485 | 763.3253 | 918.988 | 0 | 44515.3662 | 207.5282 | 0 | 202286.2441 | 72.6% | 27.4% | 8482.5806 | 1113.6639 | 550.4971 | 27.5052 | 152.299 | 733.8626 | 988.3381 | 191.8461 | 8474.0639 | 53400.581 | 256550.6169 | 318425.2618 | 1297788.4175 | 1623304.6782 | 6.073% | 1728254.7583
BUREAU #2071 | TERTIAIRE | BUREAUX | 5108.2119 | 2022 | 3565.5247 | 0 | 0 | 0 | 0 | 1807.2695 | 13008.886 | 11520.076 | 1 | 31792.2163 | 23950.9068 | 3 | 37351.3782 | 30636.1824 | 1 | 0 | 0 | 0 | 10445.1338 | 498.8956 | 93271.3457 | 776.4212 | 53565.8607 | 138.0132 | 152.2642 | 0 | 10920.1481 | 44.3557 | 0 | 52996.7756 | 89.28% | 10.72% | 1320.1108 | 188.5768 | 121.2312 | 5.9358 | 25.9027 | 132.7899 | 186.5155 | 38.9877 | 2862.3761 | 12981.028 | 50097.9515 | 65941.3557 | 342809.6642 | 410668.4716 | 5.302% | 433662.5253
BUREAU #2072 | TERTIAIRE | BUREAUX | 25017.9322 | 2022 | 27676.5513 | 0 | 0 | 0 | 0 | 7098.997 | 93175.3434 | 63122.9294 | 4 | 141923.0494 | 129494.9263 | 18 | 276155.9065 | 138234.0644 | 4 | 0 | 0 | 0 | 56355.3289 | 2713.7245 | 309509.8509 | 3292.2045 | 288481.6818 | 628.602 | 874.8875 | 0 | 54850.9702 | 204.8482 | 0 | 291283.718 | 84.49% | 15.51% | 6674.2083 | 893.1179 | 828.1697 | 20.7099 | 194.3299 | 818.9128 | 941.244 | 187.3329 | 10652.9772 | 53233.9298 | 218917.987 | 282804.8939 | 1698478.4504 | 1988483.5641 | 2.971% | 2049360.8484
BUREAU #2073 | TERTIAIRE | BUREAUX | 30790.2886 | 2012 | 21823.8429 | 0 | 0 | 0 | 0 | 7828.2753 | 79753.5605 | 80045.2464 | 4 | 182337.591 | 139372.707 | 28 | 251258.3278 | 95984.5346 | 4 | 0 | 0 | 0 | 56464.2876 | 2733.9617 | 467318.8522 | 4635.898 | 208534.2808 | 972.3365 | 1021.4457 | 0 | 54150.8596 | 343.5866 | 0 | 224664.7079 | 79.56% | 20.44% | 9471.7865 | 1314.0609 | 715.1843 | 39.5353 | 151.4101 | 1051.4478 | 822.4256 | 276.4907 | 14166.7107 | 60971.3248 | 318009.599 | 393147.6345 | 1718710.0982 | 2119451.8717 | 4.793% | 2226158.9664
BUREAU #2074 | TERTIAIRE | BUREAUX | 24732.5834 | 2020 | 17118.689 | 0 | 0 | 0 | 0 | 8382.1945 | 86135.6611 | 51093.3046 | 3 | 132581.8495 | 154559.3818 | 15 | 260370.0319 | 89317.7144 | 3 | 0 | 0 | 0 | 37568.8894 | 1837.7731 | 471464.9078 | 3331.0738 | 322353.9831 | 488.8653 | 961.1075 | 0 | 60036.7008 | 226.7664 | 0 | 191318.75 | 80.91% | 19.09% | 8003.5932 | 981.0278 | 586.817 | 27.4504 | 152.2257 | 818.542 | 584.5789 | 150.3202 | 13697.2504 | 70062.225 | 336504.4264 | 420263.9018 | 1763599.4996 | 2192390.8399 | 6.028% | 2333018.4408
BUREAU #2075 | TERTIAIRE | BUREAUX | 16589.9838 | 2022 | 16811.3196 | 0 | 0 | 0 | 0 | 6627.6885 | 55758.9272 | 55309.2213 | 2 | 116765.3044 | 77325.6053 | 13 | 182651.7952 | 84097.1226 | 2 | 0 | 0 | 0 | 28831.247 | 1471.6512 | 239964.7403 | 2186.993 | 160175.7277 | 391.9073 | 555.0663 | 0 | 27468.5356 | 147.679 | 0 | 203508.631 | 92.3% | 7.704% | 4832.2443 | 706.8921 | 400.2318 | 18.1667 | 128.1062 | 471.6385 | 582.7398 | 109.9362 | 8652.2744 | 50235.1578 | 172458.5482 | 231345.9804 | 1157615.5162 | 1394001.1156 | 7.398% | 1505368.7666
BUREAU #2076 | TERTIAIRE | BUREAUX | 13168.7543 | 2017 | 13024.1964 | 0 | 0 | 0 | 0 | 3126.0475 | 31807.4815 | 35610.453 | 1 | 79648.8657 | 59363.3391 | 8 | 117261.9944 | 66897.6596 | 2 | 0 | 0 | 0 | 24655.8263 | 1394.0944 | 173085.7703 | 1874.8806 | 106848.1001 | 373.6539 | 371.3663 | 0 | 24229.0966 | 138.9896 | 0 | 141266.875 | 93.98% | 6.018% | 4227.9186 | 483.6204 | 413.7102 | 13.2059 | 100.2189 | 467.6869 | 414.4779 | 112.3562 | 4465.6261 | 28933.3412 | 122181.6434 | 155580.6106 | 790361.9076 | 950314.9235 | 4.873% | 998990.9147
BUREAU #2077 | TERTIAIRE | BUREAUX | 7186.4167 | 2015 | 7191.3134 | 0 | 0 | 0 | 0 | 2486.1141 | 18777.0073 | 20339.1899 | 1 | 45358.0325 | 33489.8495 | 5 | 58603.1063 | 28523.1135 | 1 | 0 | 0 | 0 | 9447.4832 | 602.7879 | 108031.6449 | 956.6697 | 65785.3972 | 198.8033 | 233.8995 | 0 | 11330.0296 | 53.9655 | 0 | 62938.3315 | 91.37% | 8.631% | 2403.7246 | 275.1214 | 144.3758 | 7.714 | 46.844 | 245.6711 | 179.3229 | 63.8404 | 3175.1218 | 13754.5738 | 78856.0452 | 95785.7409 | 429636.9822 | 527722.6457 | 5.973% | 561248.4163
BUREAU #2078 | TERTIAIRE | BUREAUX | 21138.638 | 2021 | 21799.7839 | 0 | 0 | 0 | 0 | 8215.5355 | 62700.4779 | 46232.2102 | 3 | 136270.8536 | 137266.1702 | 20 | 155588.2811 | 86267.9834 | 2 | 0 | 0 | 0 | 36600.2233 | 2247.1268 | 309161.1134 | 2802.0443 | 195154.3657 | 482.1618 | 662.7767 | 0 | 45369.8011 | 160.6158 | 0 | 246407.5905 | 90.8% | 9.197% | 4853.4607 | 1037.8604 | 434.7255 | 24.6917 | 112.9118 | 570.2552 | 636.933 | 125.4306 | 8310.6141 | 52404.9873 | 187799.5209 | 248515.1223 | 1349593.8914 | 1605452.9022 | 0.9908% | 1621519.6287
BUREAU #2079 | TERTIAIRE | BUREAUX | 14040.1622 | 2015 | 13941.0049 | 0 | 0 | 0 | 0 | 3840.6176 | 28973.7279 | 31388.0853 | 1 | 63902.7963 | 58669.3059 | 10 | 94743.465 | 74311.1035 | 2 | 0 | 0 | 0 | 18964.8486 | 1402.9641 | 195501.3822 | 1617.3024 | 127399.6324 | 312.7729 | 465.1734 | 0 | 23778.4654 | 135.8632 | 0 | 119782.7611 | 91.38% | 8.617% | 3417.6003 | 425.7064 | 460.0515 | 17.1825 | 81.9496 | 395.1728 | 387.4453 | 117.506 | 6557.8042 | 35939.5875 | 168190.0297 | 210687.4214 | 775152.671 | 990754.6384 | 7.501% | 1071098.6937
BUREAU #2080 | TERTIAIRE | BUREAUX | 30757.3743 | 2019 | 28386.5101 | 0 | 0 | 0 | 0 | 10828.6866 | 75408.2143 | 61658.2783 | 4 | 181644.2666 | 134013.2587 | 22 | 274287.1334 | 139651.5395 | 4 | 0 | 0 | 0 | 51756.2126 | 3424.1447 | 359953.8254 | 4735.2695 | 386408.9264 | 850.1649 | 896.0735 | 0 | 45912.1421 | 258.5446 | 0 | 257714.4968 | 84.45% | 15.55% | 8634.4261 | 1165.6592 | 922.4834 | 33.7441 | 242.3479 | 756.7995 | 967.787 | 218.4624 | 12077.7771 | 74438.2776 | 280724.5409 | 367240.5956 | 1858625.5202 | 2237169.1898 | 5.392% | 2364673.9609
BUREAU #2081 | TERTIAIRE | BUREAUX | 4892.8817 | 2017 | 4062.9083 | 0 | 0 | 0 | 0 | 1107.9522 | 12079.4565 | 14093.5195 | 1 | 26171.3503 | 30101.7649 | 4 | 39864.3381 | 20357.9577 | 1 | 0 | 0 | 0 | 10897.8013 | 488.5055 | 53566.9321 | 626.5558 | 58988.6494 | 122.7239 | 167.3184 | 0 | 9628.0829 | 45.506 | 0 | 34707.9247 | 84.88% | 15.12% | 1096.2349 | 188.3561 | 158.8811 | 6.2455 | 38.2026 | 163.4613 | 183.6548 | 41.6777 | 2296.5754 | 9531.9836 | 46309.0969 | 58137.656 | 277847.7881 | 337698.4304 | 6.598% | 361553.0792
BUREAU #2082 | TERTIAIRE | BUREAUX | 10544.229 | 2008 | 7393.004 | 0 | 0 | 0 | 0 | 2193.6275 | 23948.0733 | 23009.6397 | 2 | 59497.3593 | 45312.1549 | 10 | 83108.2204 | 33089.1326 | 2 | 0 | 0 | 0 | 15502.2727 | 859.5357 | 117842.3992 | 1631.1524 | 66264.4198 | 293.3177 | 281.1878 | 0 | 15343.5789 | 91.6552 | 0 | 69624.1741 | 80.16% | 19.84% | 3615.914 | 459.7627 | 216.625 | 8.6731 | 54.9676 | 352.7887 | 337.1316 | 91.7611 | 3296.6447 | 19112.5495 | 128208.7106 | 150617.9048 | 510595.4836 | 664368.4779 | 0.8287% | 669919.9179
BUREAU #2083 | TERTIAIRE | BUREAUX | 29440.242 | 2015 | 24568.1997 | 0 | 0 | 0 | 0 | 6768.0048 | 81877.3968 | 66625.1363 | 4 | 178280.6503 | 117546.0173 | 21 | 206366.8774 | 103045.7253 | 4 | 0 | 0 | 0 | 44452.4615 | 2968.0439 | 320041.7342 | 3848.2863 | 342328.1079 | 852.1031 | 798.4996 | 0 | 60929.575 | 212.9983 | 0 | 297758.2948 | 84.96% | 15.04% | 6456.4209 | 1063.129 | 929.6727 | 31.0908 | 173.2593 | 789.1163 | 1062.8281 | 236.7625 | 9781.8231 | 61988.9333 | 385351.6834 | 457122.4398 | 1729225.4181 | 2198087.1497 | 6.61% | 2353657.216
BUREAU #2084 | TERTIAIRE | BUREAUX | 27970.4262 | 2021 | 22417.7048 | 0 | 0 | 0 | 0 | 8229.3385 | 77494.2641 | 81718.368 | 5 | 209660.5763 | 172350.5398 | 25 | 212611.4463 | 158689.5849 | 3 | 0 | 0 | 0 | 61114.4273 | 2014.7902 | 546932.0298 | 4291.8124 | 369423.7669 | 540.5692 | 824.1794 | 0 | 60116.556 | 239.9147 | 0 | 312254.9132 | 88.91% | 11.09% | 6882.5957 | 877.4003 | 632.1142 | 27.8814 | 178.3032 | 666.6576 | 935.7826 | 213.5547 | 16147.303 | 64248.0198 | 304611.7656 | 385007.0884 | 2069653.3871 | 2465108.5934 | 0.934% | 2488348.7208
BUREAU #2085 | TERTIAIRE | BUREAUX | 16679.2103 | 2017 | 14575.7906 | 0 | 0 | 0 | 0 | 4176.6122 | 51466.8125 | 46426.0661 | 2 | 108066.9514 | 79752.3168 | 14 | 111009.895 | 81018.6015 | 3 | 0 | 0 | 0 | 31057.1541 | 1620.6703 | 295386.1675 | 2162.8182 | 199207.2509 | 496.5409 | 572.3274 | 0 | 36904.869 | 118.5512 | 0 | 130066.5068 | 90.08% | 9.916% | 5707.3186 | 809.5353 | 515.9188 | 17.9141 | 98.4822 | 420.8674 | 551.9973 | 121.1844 | 8905.2793 | 35505.0431 | 189981.8667 | 234392.1891 | 1083095.3576 | 1322678.6024 | 6.667% | 1417160.2314
BUREAU #2086 | TERTIAIRE | BUREAUX | 9615.6903 | 2016 | 8532.7532 | 0 | 0 | 0 | 0 | 2841.8858 | 24820.1534 | 23469.3409 | 1 | 52033.0175 | 42754.2886 | 7 | 77094.6787 | 32421.3649 | 1 | 0 | 0 | 0 | 13404.4832 | 824.3359 | 128930.7507 | 1619.4592 | 112315.0919 | 236.3749 | 369.8498 | 0 | 15014.6244 | 104.2423 | 0 | 77114.8543 | 93.56% | 6.437% | 3086.8349 | 440.5208 | 282.2849 | 11.9623 | 53.974 | 283.9711 | 301.7094 | 87.1805 | 3735.0021 | 23192.0327 | 92565.2924 | 119492.3272 | 568509.9653 | 690411.0268 | 6.772% | 740558.3236
BUREAU #2087 | TERTIAIRE | BUREAUX | 31621.5934 | 2015 | 21536.8808 | 0 | 0 | 0 | 0 | 10907.4499 | 102143.8868 | 74149.0859 | 5 | 187782.6561 | 194231.8425 | 19 | 231179.4465 | 115719.8069 | 3 | 0 | 0 | 0 | 62842.0057 | 2762.781 | 474737.0674 | 3726.1953 | 363042.9753 | 748.4897 | 962.2686 | 0 | 52292.6883 | 215.6459 | 0 | 325126.2625 | 85.11% | 14.89% | 7340.8638 | 1500.9188 | 934.6976 | 37.1495 | 208.8866 | 1038.1881 | 967.9515 | 290.801 | 13142.9281 | 55430.0467 | 280796.4235 | 349369.3983 | 2007325.0315 | 2368268.2609 | 7.132% | 2550153.941
BUREAU #2088 | TERTIAIRE | BUREAUX | 27836.819 | 2010 | 23796.7876 | 0 | 0 | 0 | 0 | 7148.0845 | 68418.0221 | 57978.8439 | 3 | 127496.0391 | 125431.7514 | 24 | 223212.0493 | 115281.1586 | 4 | 0 | 0 | 0 | 46949.2752 | 2878.7199 | 417742.4859 | 3996.7631 | 284444.8565 | 563.8164 | 776.743 | 0 | 55574.63 | 198.5654 | 0 | 192750.307 | 83.02% | 16.98% | 6371.8759 | 1361.9089 | 710.8287 | 36.4468 | 158.2014 | 871.1857 | 905.6565 | 169.8807 | 10912.3053 | 41174.3289 | 315203.5631 | 367290.1972 | 1583189.4537 | 1958659.9592 | 7.136% | 2109167.8975
BUREAU #2089 | TERTIAIRE | BUREAUX | 7294.3279 | 2014 | 5641.9154 | 0 | 0 | 0 | 0 | 2112.471 | 15877.2553 | 13611.9821 | 1 | 39331.3648 | 30647.4634 | 6 | 63219.1088 | 35108.5718 | 1 | 0 | 0 | 0 | 9993.7467 | 508.2011 | 95987.8452 | 918.035 | 78675.5799 | 169.9053 | 275.0432 | 0 | 12672.4308 | 82.2717 | 0 | 68207.4816 | 84.45% | 15.55% | 1669.7273 | 263.3628 | 179.8114 | 6.2715 | 43.6931 | 285.2782 | 200.3714 | 65.1387 | 3369.7921 | 18630.9252 | 82247.3664 | 104248.0838 | 436535.8094 | 542812.3664 | 4.723% | 569722.4611
BUREAU #2090 | TERTIAIRE | BUREAUX | 18463.5948 | 2022 | 14923.1397 | 0 | 0 | 0 | 0 | 6914.6221 | 45924.5426 | 52723.8858 | 3 | 152362.6552 | 126618.4814 | 18 | 163339.3836 | 108859.7447 | 2 | 0 | 0 | 0 | 44746.0123 | 1350.823 | 303421.4357 | 2566.3539 | 239852.7789 | 512.5825 | 724.0318 | 0 | 30021.0474 | 156.8023 | 0 | 158591.0265 | 91.23% | 8.767% | 4335.4661 | 917.5954 | 441.0088 | 20.4509 | 113.914 | 716.6112 | 524.4645 | 116.2993 | 10436.9361 | 51234.9215 | 163049.0446 | 224720.9022 | 1290991.3136 | 1523459.251 | 0.7125% | 1534391.563
BUREAU #2091 | TERTIAIRE | BUREAUX | 29042.7454 | 2014 | 20871.8893 | 0 | 0 | 0 | 0 | 8807.0735 | 93659.7129 | 58460.9848 | 3 | 162198.3975 | 163064.605 | 29 | 198025.462 | 111633.8778 | 3 | 0 | 0 | 0 | 52121.7878 | 2762.0422 | 365008.5528 | 4494.6447 | 216868.7294 | 806.0571 | 773.5996 | 0 | 62271.5687 | 272.9944 | 0 | 209394.239 | 93.08% | 6.921% | 6595.9892 | 982.9441 | 583.9829 | 35.6734 | 167.8519 | 699.9652 | 947.0671 | 208.4896 | 10183.4611 | 70794.5495 | 343934.3175 | 424912.3281 | 1552862.5561 | 1986486.1808 | 7.473% | 2146914.3815
BUREAU #2092 | TERTIAIRE | BUREAUX | 30355.097 | 2020 | 30541.6102 | 0 | 0 | 0 | 0 | 7934.942 | 108728.481 | 81906.8542 | 4 | 200738.5906 | 156167.9597 | 22 | 291149.3861 | 115656.7123 | 3 | 0 | 0 | 0 | 51993.0067 | 2275.0361 | 445935.3332 | 3866.1012 | 305273.8626 | 960.7579 | 1064.9474 | 0 | 71026.3225 | 305.4567 | 0 | 350928.3311 | 95.65% | 4.347% | 6817.8228 | 1356.1996 | 630.7078 | 27.7091 | 184.3495 | 1030.6826 | 944.0873 | 218.1264 | 16704.3622 | 54657.4694 | 274855.636 | 346217.4676 | 2041658.8301 | 2396701.5813 | 1.279% | 2427755.7763
BUREAU #2093 | TERTIAIRE | BUREAUX | 7161.1047 | 2024 | 5380.7563 | 0 | 0 | 0 | 0 | 2640.4029 | 21723.9546 | 15459.7638 | 1 | 48835.3103 | 44830.2441 | 6 | 72416.2806 | 44690.429 | 1 | 0 | 0 | 0 | 16877.6501 | 765.0148 | 131064.8277 | 913.7896 | 61764.5384 | 228.892 | 189.8538 | 0 | 12132.2134 | 54.129 | 0 | 65413.0792 | 85.09% | 14.91% | 1757.5616 | 239.4516 | 221.2628 | 8.0943 | 44.0154 | 280.1171 | 238.1195 | 55.0087 | 3674.4512 | 20077.6183 | 83798.0487 | 107550.1181 | 488192.0657 | 598685.9253 | 4.273% | 625409.4975
BUREAU #2094 | TERTIAIRE | BUREAUX | 14182.6421 | 2012 | 10469.7792 | 0 | 0 | 0 | 0 | 3818.0073 | 33850.8022 | 26389.4436 | 2 | 72034.9923 | 58557.6191 | 14 | 113072.8878 | 42557.0488 | 2 | 0 | 0 | 0 | 19692.6095 | 1609.9008 | 181617.441 | 1867.7485 | 112071.1969 | 401.3423 | 515.6304 | 0 | 21141.8723 | 112.8002 | 0 | 118767.8252 | 74.2% | 25.8% | 4879.6547 | 491.9901 | 402.941 | 16.1553 | 92.1199 | 531.4877 | 529.2843 | 101.8418 | 5134.3487 | 34048.2943 | 160225.1652 | 199407.8082 | 767249.4995 | 971651.0599 | 3.435% | 1006216.4432
BUREAU #2095 | TERTIAIRE | BUREAUX | 21838.3301 | 2010 | 15685.1433 | 0 | 0 | 0 | 0 | 4507.5381 | 53579.2365 | 55526.4539 | 2 | 100751.0573 | 97344.1926 | 20 | 157891.2433 | 91041.0203 | 3 | 0 | 0 | 0 | 28964.354 | 1676.6671 | 299842.1716 | 3405.6663 | 165401.0664 | 599.37 | 852.2458 | 0 | 30638.0025 | 187.1684 | 0 | 149468.9419 | 73.61% | 26.39% | 7296.2106 | 1001.9384 | 724.8811 | 27.4281 | 152.0718 | 818.1827 | 819.3697 | 154.9184 | 9936.9111 | 45340.1742 | 198318.8063 | 253595.8915 | 1123181.0163 | 1384467.2737 | 3.659% | 1437043.5562
BUREAU #2096 | TERTIAIRE | BUREAUX | 9930.0895 | 2014 | 6919.6012 | 0 | 0 | 0 | 0 | 3260.6394 | 32555.8363 | 23660.9086 | 1 | 60911.8246 | 57898.757 | 7 | 84726.9978 | 42119.7817 | 2 | 0 | 0 | 0 | 21023.6378 | 943.1939 | 137072.6058 | 1449.3919 | 110947.4495 | 264.033 | 353.594 | 0 | 13834.7429 | 81.4855 | 0 | 71534.2085 | 79.1% | 20.9% | 2966.8343 | 491.8527 | 292.6511 | 12.3037 | 70.951 | 272.5687 | 300.303 | 85.4578 | 4667.5801 | 15977.9665 | 92093.7347 | 112739.2813 | 594518.911 | 710033.5886 | 6.361% | 758268.3823
BUREAU #2097 | TERTIAIRE | BUREAUX | 31794.9297 | 2014 | 30048.4337 | 0 | 0 | 0 | 0 | 9098.7621 | 85703.5775 | 90231.0163 | 5 | 145221.4425 | 159282.2795 | 23 | 194822.5622 | 125021.8041 | 3 | 0 | 0 | 0 | 43391.0331 | 3502.6009 | 402727.3334 | 4200.6784 | 295399.0192 | 654.7305 | 950.5822 | 0 | 45911.2012 | 251.917 | 0 | 263445.0472 | 80.98% | 19.02% | 7163.1939 | 976.5488 | 991.4632 | 29.9069 | 226.3695 | 770.4224 | 1196.0291 | 196.7951 | 12118.9317 | 67244.5077 | 381798.2362 | 461161.6755 | 1685455.9772 | 2156681.97 | 1.726% | 2194552.8077
BUREAU #2098 | TERTIAIRE | BUREAUX | 6187.8349 | 2013 | 4960.3537 | 0 | 0 | 0 | 0 | 1895.1926 | 20035.2128 | 16228.1466 | 1 | 31192.9089 | 30910.5203 | 6 | 34299.5244 | 22433.6592 | 1 | 0 | 0 | 0 | 9228.5051 | 432.2204 | 82543.2827 | 773.756 | 69366.8618 | 188.0489 | 212.1136 | 0 | 8628.3302 | 53.4048 | 0 | 60484.9138 | 84.47% | 15.53% | 1427.3856 | 266.4041 | 204.8215 | 7.5551 | 37.9393 | 204.73 | 238.8368 | 40.4754 | 2595.8657 | 15474.2678 | 53962.716 | 72032.8495 | 359433.4098 | 433078.573 | 1.953% | 441703.4568
BUREAU #2099 | TERTIAIRE | BUREAUX | 20588.4836 | 2018 | 17880.467 | 0 | 0 | 0 | 0 | 5227.7021 | 72297.9323 | 54942.659 | 3 | 106972.0284 | 117107.331 | 16 | 170658.2205 | 76606.3356 | 3 | 0 | 0 | 0 | 45057.6094 | 2231.5533 | 322735.5921 | 2482.7915 | 247639.8678 | 649.4972 | 780.8069 | 0 | 39388.4955 | 176.6279 | 0 | 222608.6623 | 86.73% | 13.27% | 6126.2968 | 1026.107 | 660.7911 | 24.6537 | 154.0753 | 626.6764 | 630.5665 | 185.3898 | 9398.0291 | 47295.1523 | 284741.8033 | 341434.9846 | 1379510.637 | 1727605.5171 | 2.998% | 1780993.2703
BUREAU #2100 | TERTIAIRE | BUREAUX | 6611.5963 | 2021 | 4549.9559 | 0 | 0 | 0 | 0 | 2515.3924 | 18787.437 | 20526.833 | 1 | 46272.018 | 41001.7912 | 5 | 43276.3487 | 23736.7587 | 1 | 0 | 0 | 0 | 16118.695 | 587.8968 | 116436.6346 | 811.9048 | 59931.4327 | 176.4747 | 246.8185 | 0 | 10110.8172 | 62.2416 | 0 | 53260.8941 | 86.88% | 13.12% | 1685.2923 | 330.241 | 197.2817 | 5.4991 | 52.4804 | 162.9264 | 183.8823 | 56.5211 | 3381.6657 | 14648.543 | 82680.5984 | 100710.8071 | 411332.5282 | 514498.7661 | 7.414% | 555701.2079
BUREAU #2101 | TERTIAIRE | BUREAUX | 5312.72 | 2020 | 4091.7931 | 0 | 0 | 0 | 0 | 2079.3064 | 18163.1014 | 10315.8648 | 1 | 30165.305 | 24662.5101 | 4 | 51916.1118 | 23057.1499 | 1 | 0 | 0 | 0 | 7895.4492 | 523.736 | 99036.3371 | 558.4488 | 56253.6919 | 154.3246 | 135.0718 | 0 | 12529.7702 | 54.631 | 0 | 49963.1073 | 92.12% | 7.878% | 1478.4768 | 176.4641 | 155.1901 | 4.7857 | 32.1965 | 157.9102 | 195.9801 | 35.6135 | 2242.1451 | 12226.6051 | 52255.8182 | 66724.5684 | 366171.5715 | 435068.2466 | 6.008% | 462878.5664
BUREAU #2102 | TERTIAIRE | BUREAUX | 21701.0858 | 2023 | 23535.4069 | 0 | 0 | 0 | 0 | 7195.5258 | 69646.5979 | 58523.7732 | 3 | 120826.7752 | 126253.4543 | 20 | 231705.7462 | 97689.3343 | 2 | 0 | 0 | 0 | 43072.1362 | 2412.4121 | 288633.1489 | 3724.4103 | 281683.5286 | 672.0567 | 830.6283 | 0 | 56496.4259 | 227.6267 | 0 | 217807.7859 | 81.84% | 18.16% | 6880.7076 | 690.8025 | 642.591 | 24.8763 | 138.6974 | 626.5978 | 575.8571 | 131.9384 | 12251.2854 | 41913.8678 | 248577.4607 | 302742.614 | 1474317.7321 | 1786404.2412 | 4.584% | 1872221.957
BUREAU #2103 | TERTIAIRE | BUREAUX | 10276.643 | 2010 | 7633.5156 | 0 | 0 | 0 | 0 | 2082.2176 | 24209.8998 | 17665.7479 | 1 | 48620.498 | 48005.1558 | 10 | 77637.7768 | 42718.7469 | 1 | 0 | 0 | 0 | 19864.1785 | 863.7353 | 149838.7306 | 1571.0165 | 71843.8082 | 317.0113 | 357.513 | 0 | 18949.275 | 70.9408 | 0 | 65456.2116 | 85.34% | 14.66% | 3242.1609 | 465.7389 | 264.2511 | 13.3547 | 64.8423 | 343.5525 | 339.9423 | 76.6226 | 3382.7155 | 15079.0967 | 108641.1608 | 127102.9729 | 532743.1788 | 662622.6838 | 6.541% | 709000.1052
BUREAU #2104 | TERTIAIRE | BUREAUX | 3352.6591 | 2010 | 2763.4227 | 0 | 0 | 0 | 0 | 1025 | 7248.6166 | 7738.9739 | 1 | 17000.2079 | 11589.5247 | 3 | 23854.0806 | 13149.9043 | 1 | 0 | 0 | 0 | 4567.7402 | 327.3631 | 36781.9531 | 558.2345 | 30320.5789 | 82.129 | 119.007 | 0 | 5389.434 | 31.6276 | 0 | 23643.5576 | 81.65% | 18.35% | 1135.2411 | 164.3634 | 95.5193 | 3.6493 | 25.9165 | 99.92 | 101.5135 | 28.7094 | 1533.1285 | 5376.6157 | 36913.401 | 43823.1452 | 168357.4328 | 213016.6541 | 5.61% | 225676.2517
BUREAU #2105 | TERTIAIRE | BUREAUX | 18509.5828 | 2014 | 12775.4567 | 0 | 0 | 0 | 0 | 4261.701 | 47153.5142 | 46638.7022 | 2 | 129696.4495 | 84918.51 | 14 | 157937.2241 | 73866.8438 | 2 | 0 | 0 | 0 | 35351.2365 | 1843.082 | 267207.1177 | 2697.0864 | 139909.8814 | 405.7484 | 490.4454 | 0 | 35131.3969 | 190.6545 | 0 | 159312.3686 | 86.35% | 13.65% | 4233.4813 | 764.9071 | 509.4394 | 23.6394 | 133.6175 | 665.2352 | 507.5998 | 124.6642 | 5878.9228 | 41675.7735 | 183456.9879 | 231011.6842 | 1095668.301 | 1333882.5621 | 2.153% | 1363229.6889
BUREAU #2106 | TERTIAIRE | BUREAUX | 5879.1223 | 2018 | 6060.9673 | 0 | 0 | 0 | 0 | 2097.1654 | 15721.1831 | 13046.694 | 1 | 30372.3414 | 24006.0031 | 6 | 50016.525 | 22868.1764 | 1 | 0 | 0 | 0 | 12880.3603 | 547.7855 | 98819.2827 | 855.5638 | 63993.2439 | 129.5122 | 222.0899 | 0 | 10268.7146 | 58.6376 | 0 | 45782.278 | 88.46% | 11.54% | 1815.4452 | 196.5374 | 133.5537 | 6.473 | 42.4343 | 208.0721 | 166.2631 | 42.7319 | 3072.9861 | 15920.0429 | 68491.4522 | 87484.4811 | 374483.0663 | 463612.9961 | 2.288% | 474469.9778
BUREAU #2107 | TERTIAIRE | BUREAUX | 10091.7449 | 2017 | 8775.3315 | 0 | 0 | 0 | 0 | 2642.0744 | 30184.4452 | 20144.5826 | 1 | 52276.9273 | 54213.0987 | 9 | 73518.7986 | 51598.3929 | 1 | 0 | 0 | 0 | 21105.2138 | 905.3205 | 164478.8642 | 1222.6814 | 109527.7305 | 281.3189 | 343.3559 | 0 | 22083.8932 | 98.063 | 0 | 95935.6494 | 95.59% | 4.408% | 2220.9612 | 361.4137 | 268.3882 | 11.284 | 62.9279 | 244.7802 | 382.6351 | 75.5275 | 4395.7172 | 24698.4138 | 139963.1549 | 169057.2859 | 644371.7238 | 817493.3064 | 1.198% | 827408.5564
BUREAU #2108 | TERTIAIRE | BUREAUX | 3632.1445 | 2023 | 3522.7342 | 0 | 0 | 0 | 0 | 1417.487 | 13278.658 | 8088.1504 | 1 | 24968.5162 | 20610.5178 | 3 | 40797.4039 | 18267.7818 | 1 | 0 | 0 | 0 | 5930.054 | 270.4988 | 71404.5494 | 495.9075 | 38743.1715 | 96.408 | 106.6167 | 0 | 7422.4742 | 32.5277 | 0 | 35409.7831 | 96.15% | 3.85% | 823.7745 | 148.0807 | 74.9175 | 4.0595 | 24.1836 | 134.4976 | 100.534 | 20.6028 | 1983.1534 | 11191.3394 | 34092.328 | 47266.8208 | 270132.2011 | 318598.4605 | 3.948% | 331695.4534
BUREAU #2109 | TERTIAIRE | BUREAUX | 3538.2936 | 2020 | 3840.4193 | 0 | 0 | 0 | 0 | 1040.0259 | 9652.9024 | 11153.5124 | 1 | 24236.3948 | 18562.9584 | 3 | 24655.0412 | 16900.8619 | 0 | 0 | 0 | 0 | 7832.6423 | 280.5835 | 57023.0631 | 524.9617 | 42733.0117 | 107.188 | 136.3339 | 0 | 6457.9764 | 39.4095 | 0 | 32075.9657 | 86.66% | 13.34% | 846.0018 | 114.5232 | 80.2342 | 3.9047 | 23.3109 | 132.6901 | 88.6644 | 22.1524 | 1553.5119 | 9121.6114 | 34056.6866 | 44731.8099 | 232757.621 | 278940.7895 | 4.825% | 293080.682
BUREAU #2110 | TERTIAIRE | BUREAUX | 27684.3509 | 2022 | 23809.6676 | 0 | 0 | 0 | 0 | 8519.1481 | 100757.2687 | 88866.4442 | 4 | 174944.4129 | 135676.49 | 21 | 238058.7897 | 114180.9073 | 4 | 0 | 0 | 0 | 51563.8774 | 2877.151 | 351774.2262 | 2876.5827 | 332273.4229 | 605.4284 | 1089.5967 | 0 | 43596.2217 | 210.3458 | 0 | 225437.7296 | 84.66% | 15.34% | 7443.2439 | 1111.3773 | 574.3372 | 24.5586 | 197.4134 | 822.9978 | 735.1963 | 191.2776 | 11237.0647 | 84877.2921 | 358728.3919 | 454842.7487 | 1741985.4382 | 2209012.8158 | 1.215% | 2236182.4058
BUREAU #2111 | TERTIAIRE | BUREAUX | 13759.249 | 2015 | 11205.7265 | 0 | 0 | 0 | 0 | 3376.7312 | 31414.5938 | 37752.4339 | 2 | 77316.3304 | 63789.8177 | 8 | 105073.7633 | 57065.9448 | 2 | 0 | 0 | 0 | 23512.9437 | 1498.1134 | 158824.2804 | 2225.1069 | 101722.7184 | 306.7564 | 435.5094 | 0 | 19412.5848 | 96.1808 | 0 | 91754.8186 | 85.58% | 14.42% | 4637.1115 | 555.9775 | 452.511 | 12.5065 | 76.7152 | 532.8665 | 379.6794 | 79.4287 | 6427.5349 | 26634.8169 | 150199.4168 | 183261.7686 | 693524.0392 | 880608.0497 | 3.827% | 915650.9929
BUREAU #2112 | TERTIAIRE | BUREAUX | 9366.5804 | 2013 | 5475.1244 | 0 | 0 | 0 | 0 | 2816.1443 | 29739.8333 | 21290.9417 | 1 | 46795.1757 | 42252.7393 | 9 | 64853.4943 | 39401.4225 | 1 | 0 | 0 | 0 | 18351.8817 | 867.8521 | 109050.5369 | 1180.2331 | 69147.5201 | 222.6388 | 299.7788 | 0 | 15176.4712 | 84.3001 | 0 | 79568.2883 | 78.51% | 21.49% | 3179.6754 | 323.3915 | 276.5748 | 8.7968 | 65.7815 | 353.3248 | 315.276 | 60.7393 | 4727.3464 | 21782.5435 | 92755.4842 | 119265.3741 | 493570.6523 | 615418.9543 | 7.003% | 661762.4668
BUREAU #2113 | TERTIAIRE | BUREAUX | 32686.2046 | 2019 | 21393.979 | 0 | 0 | 0 | 0 | 9744.5942 | 82703.3012 | 85456.6778 | 5 | 208359.2513 | 141369.6697 | 22 | 336433.5698 | 153738.3182 | 4 | 0 | 0 | 0 | 74517.8166 | 3345.442 | 610955.0801 | 4757.2931 | 317616.5617 | 957.8092 | 1162.8929 | 0 | 63718.526 | 312.57 | 0 | 288658.3817 | 93.92% | 6.08% | 9760.7091 | 1274.8657 | 1047.9377 | 39.5946 | 227.6355 | 1197.1785 | 993.9593 | 245.8758 | 13388.874 | 57744.5778 | 383167.013 | 454300.4648 | 2201563.9404 | 2667357.4541 | 5.203% | 2813769.1678
BUREAU #2114 | TERTIAIRE | BUREAUX | 17601.6003 | 2023 | 15434.5613 | 0 | 0 | 0 | 0 | 4754.7261 | 58359.9976 | 47619.5202 | 3 | 96411.8875 | 94370.3908 | 17 | 157866.1857 | 103208.7833 | 2 | 0 | 0 | 0 | 37338.1652 | 1678.0486 | 314028.2116 | 2961.7368 | 236419.1003 | 407.4918 | 531.3461 | 0 | 32826.5689 | 147.686 | 0 | 169410.5958 | 83.18% | 16.82% | 5804.8616 | 560.1061 | 487.4358 | 19.2245 | 125.7535 | 511.4414 | 423.3715 | 160.69 | 9401.612 | 49529.3563 | 241462.4317 | 300393.4 | 1249544.1948 | 1558198.7168 | 2.352% | 1595731.5807
BUREAU #2115 | TERTIAIRE | BUREAUX | 10817.9347 | 2016 | 7065.8946 | 0 | 0 | 0 | 0 | 3751.2444 | 23057.3757 | 21109.7092 | 1 | 57463.608 | 54888.3961 | 9 | 100060.9825 | 47719.2149 | 2 | 0 | 0 | 0 | 17848.8273 | 1038.3756 | 152243.6788 | 1124.4834 | 80412.4524 | 327.9538 | 285.3266 | 0 | 16367.8055 | 115.5463 | 0 | 101707.5897 | 94.2% | 5.797% | 3065.454 | 337.6739 | 270.6357 | 9.9694 | 63.1663 | 327.6843 | 336.8594 | 81.6806 | 3739.3675 | 23561.345 | 140383.195 | 167683.9075 | 620350.2117 | 791563.6732 | 2.527% | 812083.4725
BUREAU #2116 | TERTIAIRE | BUREAUX | 25435.2624 | 2020 | 23872.17 | 0 | 0 | 0 | 0 | 8594.6855 | 76602.9202 | 51826.2162 | 4 | 158341.8896 | 138304.8945 | 23 | 246333.4034 | 97025.3394 | 4 | 0 | 0 | 0 | 45084.0459 | 1787.601 | 381293.5763 | 3071.4884 | 281082.9993 | 775.8651 | 988.7293 | 0 | 53829.0476 | 282.6447 | 0 | 206688.0903 | 94.38% | 5.618% | 8433.011 | 825.8801 | 549.4245 | 32.2019 | 172.0264 | 614.0761 | 687.1676 | 162.8266 | 11748.9116 | 54359.6627 | 301819.4886 | 367928.0629 | 1636717.0391 | 2015591.8321 | 7.771% | 2185420.3978
BUREAU #2117 | TERTIAIRE | BUREAUX | 22748.8121 | 2010 | 19588.1638 | 0 | 0 | 0 | 0 | 4943.4033 | 60597.6841 | 57321.0829 | 4 | 96756.7881 | 122566.8135 | 16 | 187101.3301 | 100884.7514 | 3 | 0 | 0 | 0 | 36993.3508 | 2531.8075 | 242063.6981 | 2678.6593 | 176956.2983 | 696.2657 | 710.4971 | 0 | 39812.4791 | 222.0311 | 0 | 191646.0618 | 81.95% | 18.05% | 7627.8998 | 701.3436 | 728.5626 | 25.3147 | 134.0123 | 805.3628 | 551.8062 | 171.1727 | 9585.7277 | 37162.5268 | 198758.6112 | 245506.8657 | 1166250.9429 | 1419265.4806 | 0.5494% | 1427106.1247
BUREAU #2118 | TERTIAIRE | BUREAUX | 15537.0556 | 2015 | 10025.0617 | 0 | 0 | 0 | 0 | 4078.4396 | 35772.1432 | 42726.3325 | 3 | 101776.7294 | 61230.4581 | 14 | 100417.7283 | 79744.7853 | 2 | 0 | 0 | 0 | 20458.4486 | 1652.1148 | 182104.0602 | 2524.4429 | 163709.4277 | 317.0911 | 507.9438 | 0 | 33059.0182 | 149.5033 | 0 | 103938.2892 | 95.3% | 4.697% | 3497.3464 | 482.046 | 498.6406 | 19.6299 | 111.882 | 495.0628 | 452.6665 | 138.3718 | 7709.4024 | 40712.729 | 194772.0017 | 243194.133 | 848353.4931 | 1095741.8563 | 7.522% | 1184865.1706
BUREAU #2119 | TERTIAIRE | BUREAUX | 5479.8093 | 2017 | 4217.5433 | 0 | 0 | 0 | 0 | 1808.4095 | 13891.1839 | 11907.8217 | 1 | 36982.575 | 23826.7943 | 4 | 40364.5382 | 22061.5267 | 1 | 0 | 0 | 0 | 10864.0098 | 546.8454 | 61402.3574 | 791.5318 | 63211.9106 | 141.4511 | 198.8969 | 0 | 12402.5612 | 59.1678 | 0 | 44532.3961 | 87.15% | 12.85% | 1753.6288 | 183.3276 | 127.0528 | 6.7891 | 40.2131 | 188.7538 | 136.2075 | 32.1752 | 2464.7458 | 11117.8253 | 68601.5548 | 82184.1259 | 320368.5156 | 404405.4572 | 3.048% | 417119.0313
BUREAU #2120 | TERTIAIRE | BUREAUX | 27592.1984 | 2013 | 21093.67 | 0 | 0 | 0 | 0 | 9183.8115 | 69833.4653 | 76711.8962 | 3 | 169127.0708 | 131751.7613 | 27 | 169068.7711 | 134229.1572 | 4 | 0 | 0 | 0 | 55049.3127 | 2703.606 | 301586.2354 | 4064.5495 | 196720.4479 | 700.7795 | 688.2736 | 0 | 45324.3986 | 239.2509 | 0 | 279743.0386 | 89.1% | 10.9% | 6734.766 | 943.4991 | 709.5571 | 26.717 | 187.6444 | 757.3216 | 1010.4055 | 223.5463 | 11082.7226 | 47865.492 | 243112.892 | 302061.1066 | 1451979.4104 | 1761199.6143 | 5.785% | 1869339.8571
BUREAU #2121 | TERTIAIRE | BUREAUX | 10074.3052 | 2014 | 9260.0519 | 0 | 0 | 0 | 0 | 2776.9888 | 20316.4571 | 18411.7918 | 2 | 49717.9171 | 58211.9764 | 7 | 83662.1217 | 44072.7239 | 1 | 0 | 0 | 0 | 18738.1289 | 698.1437 | 168777.5248 | 1335.7706 | 85106.9152 | 241.0324 | 372.7674 | 0 | 15045.9824 | 72.5045 | 0 | 75302.7889 | 93.26% | 6.742% | 3074.641 | 493.2424 | 333.7038 | 11.8398 | 79.2806 | 296.1935 | 382.3977 | 93.9302 | 3388.4614 | 16840.1283 | 133049.1003 | 153277.69 | 579037.9478 | 734846.8836 | 5.615% | 778567.1856
BUREAU #2122 | TERTIAIRE | BUREAUX | 3985.873 | 2017 | 3686.1318 | 0 | 0 | 0 | 0 | 1126.7217 | 8693.7156 | 8999.5409 | 0 | 26831.4681 | 17456.3367 | 4 | 37844.8247 | 18737.3554 | 1 | 0 | 0 | 0 | 7017.9513 | 309.1757 | 54990.927 | 635.4869 | 39911.8385 | 104.7767 | 112.0343 | 0 | 6852.5653 | 31.2046 | 0 | 31273.6084 | 79.86% | 20.14% | 1274.0927 | 198.3865 | 90.1832 | 3.7301 | 30.2181 | 111.5345 | 119.6938 | 30.2104 | 1671.6493 | 6835.7479 | 34492.5503 | 42999.9475 | 239445.4281 | 283751.4908 | 4.277% | 296429.532
BUREAU #2123 | TERTIAIRE | BUREAUX | 29706.4963 | 2024 | 33372.2633 | 0 | 0 | 0 | 0 | 7841.319 | 108855.9218 | 70864.963 | 4 | 253450.6558 | 159857.7086 | 22 | 310718.3779 | 145117.6773 | 4 | 0 | 0 | 0 | 48440.3529 | 2248.8352 | 488760.7872 | 4393.6834 | 257855.3787 | 581.8502 | 1057.7407 | 0 | 52771.0203 | 245.5007 | 0 | 363048.3328 | 92.17% | 7.826% | 9285.3823 | 1464.6626 | 668.2764 | 35.3749 | 234.0319 | 1051.8056 | 882.7957 | 166.8724 | 17362.7461 | 67585.7435 | 357525.0851 | 442473.5746 | 2121852.6013 | 2575075.2779 | 5.324% | 2719888.3631
BUREAU #2124 | TERTIAIRE | BUREAUX | 14922.9152 | 2024 | 13697.5991 | 0 | 0 | 0 | 0 | 5385.5031 | 59765.998 | 48404.1807 | 2 | 86491.1504 | 92664.4068 | 10 | 116599.6926 | 75943.7685 | 2 | 0 | 0 | 0 | 38337.8961 | 1414.3314 | 255016.7527 | 2386.133 | 206972.7468 | 474.3457 | 530.4854 | 0 | 35835.8939 | 156.2531 | 0 | 141712.0837 | 85.17% | 14.83% | 4331.7438 | 537.9791 | 347.2969 | 12.5649 | 112.956 | 539.1783 | 351.325 | 95.2343 | 7390.7245 | 29406.8443 | 191814.8856 | 228612.4544 | 1051042.1929 | 1284034.3269 | 5.562% | 1359664.2777
BUREAU #2125 | TERTIAIRE | BUREAUX | 11748.7304 | 2018 | 10743.9395 | 0 | 0 | 0 | 0 | 3745.3678 | 41444.6625 | 24884.8436 | 2 | 75037.5128 | 65829.3467 | 10 | 76346.1281 | 51027.4968 | 1 | 0 | 0 | 0 | 24320.4434 | 1061.7086 | 154257.5365 | 1806.2494 | 121527.9411 | 352.9932 | 312.6027 | 0 | 17362.3176 | 93.8726 | 0 | 131684.3208 | 93.13% | 6.869% | 3584.3583 | 567.4011 | 251.8996 | 13.5403 | 64.0329 | 349.9268 | 440.1248 | 108.7069 | 5727.8014 | 20900.8577 | 125451.36 | 152080.0191 | 720596.5393 | 875860.1476 | 2.301% | 896488.3165
BUREAU #2126 | TERTIAIRE | BUREAUX | 25956.8813 | 2019 | 20532.5534 | 0 | 0 | 0 | 0 | 6890.9357 | 68192.9687 | 70048.7676 | 3 | 164678.2587 | 126064.2674 | 20 | 232217.0185 | 99140.754 | 3 | 0 | 0 | 0 | 49263.0685 | 2219.289 | 486064.1761 | 3586.4499 | 212098.3262 | 731.7474 | 694.2662 | 0 | 55381.1133 | 222.0083 | 0 | 297276.9322 | 90.44% | 9.558% | 5449.4729 | 876.6638 | 820.674 | 26.2916 | 161.0884 | 723.0924 | 989.0337 | 195.6327 | 13690.3411 | 64605.9457 | 357121.8729 | 435418.1597 | 1764605.2747 | 2209708.2486 | 2.624% | 2269243.2237
BUREAU #2127 | TERTIAIRE | BUREAUX | 26073.7599 | 2020 | 18643.5134 | 0 | 0 | 0 | 0 | 6512.8321 | 88757.3536 | 60376.0323 | 3 | 149861.8117 | 142342.1179 | 17 | 267394.1728 | 136509.9981 | 4 | 0 | 0 | 0 | 48862.8552 | 2898.4546 | 328966.2676 | 3449.029 | 216628.7049 | 747.979 | 622.4397 | 0 | 61184.8093 | 230.122 | 0 | 257997.0333 | 88.91% | 11.09% | 6103.7349 | 1144.9858 | 614.5379 | 24.3441 | 172.697 | 742.847 | 661.2724 | 225.1204 | 10407.891 | 65614.6756 | 254134.0073 | 330156.5739 | 1604864.624 | 1942631.7766 | 1.612% | 1974459.5725
BUREAU #2128 | TERTIAIRE | BUREAUX | 26523.416 | 2013 | 17636.3393 | 0 | 0 | 0 | 0 | 5832.8015 | 74228.3662 | 53448.7282 | 3 | 183172.7756 | 101519.3924 | 24 | 181426.3199 | 116900.33 | 4 | 0 | 0 | 0 | 47100.2536 | 1979.1135 | 331150.6664 | 3518.0276 | 241460.6935 | 520.1435 | 702.6149 | 0 | 51536.8243 | 287.6902 | 0 | 263019.4949 | 87.34% | 12.66% | 7261.2057 | 1044.768 | 866.0544 | 22.4715 | 173.7303 | 699.7071 | 996.087 | 157.7052 | 9402.0053 | 55177.895 | 265115.7586 | 329695.6589 | 1542934.3226 | 1880946.8056 | 2.182% | 1922899.8724
BUREAU #2129 | TERTIAIRE | BUREAUX | 4597.5303 | 2014 | 3956.3474 | 0 | 0 | 0 | 0 | 1344.9637 | 12400.1843 | 7896.8017 | 1 | 23204.3455 | 19055.9038 | 3 | 31569.8427 | 15447.999 | 1 | 0 | 0 | 0 | 6589.555 | 494.1145 | 60627.0894 | 526.3273 | 34539.7826 | 128.6685 | 176.9037 | 0 | 7215.9922 | 34.8988 | 0 | 32253.2836 | 89.01% | 10.99% | 1578.8572 | 209.3203 | 123.5473 | 5.6242 | 31.9571 | 114.4704 | 140.024 | 38.3716 | 1488.4782 | 11565.5833 | 59615.123 | 72669.1845 | 239648.2135 | 313798.3439 | 4.597% | 328919.3823
BUREAU #2130 | TERTIAIRE | BUREAUX | 30701.5689 | 2020 | 25025.0099 | 0 | 0 | 0 | 0 | 9122.2394 | 76531.548 | 68369.6787 | 4 | 200768.5054 | 171837.306 | 29 | 319022.3073 | 117944.3263 | 3 | 0 | 0 | 0 | 68839.6175 | 2712.3129 | 527437.3112 | 4209.5807 | 267999.3748 | 837.2501 | 1190.2481 | 0 | 58035.3974 | 227.007 | 0 | 241469.9477 | 78.91% | 21.09% | 10063.1854 | 1469.201 | 1021.8242 | 32.4513 | 237.0956 | 1194.6998 | 1001.8478 | 178.9968 | 17203.5961 | 83515.2664 | 294644.5682 | 395363.4307 | 1999491.8082 | 2404163.0304 | 0.9423% | 2427032.0787
BUREAU #2131 | TERTIAIRE | BUREAUX | 31108.8841 | 2013 | 20701.8879 | 0 | 0 | 0 | 0 | 10484.1112 | 96471.1024 | 79587.7757 | 3 | 214761.4386 | 171696.4622 | 25 | 180576.1773 | 95943.7971 | 3 | 0 | 0 | 0 | 40421.2479 | 3283.266 | 334742.6055 | 3978.8961 | 342963.6019 | 887.0353 | 1134.9388 | 0 | 56957.0612 | 221.2987 | 0 | 205700.8769 | 90.38% | 9.624% | 7006.0155 | 1276.1509 | 986.5812 | 28.8006 | 176.9766 | 874.2149 | 875.8682 | 200.4314 | 10434.4572 | 61652.7603 | 346289.5354 | 418376.7528 | 1664203.709 | 2091669.0467 | 5.929% | 2223505.9218
BUREAU #2132 | TERTIAIRE | BUREAUX | 28489.8717 | 2018 | 21790.1542 | 0 | 0 | 0 | 0 | 10462.0427 | 64183.8465 | 84922.8794 | 3 | 216301.2358 | 170125.5539 | 22 | 184831.4089 | 111795.7895 | 4 | 0 | 0 | 0 | 63172.597 | 1990.9165 | 331309.9221 | 3388.0709 | 305829.8181 | 645.7546 | 894.9329 | 0 | 66708.0674 | 257.2384 | 0 | 262555.411 | 87.59% | 12.41% | 8060.6291 | 981.6453 | 671.5228 | 26.4744 | 216.2191 | 895.8384 | 1021.8834 | 225.4587 | 14905.5013 | 55522.9625 | 271384.2976 | 341812.7614 | 1687501.3418 | 2038885.2709 | 2.686% | 2095163.4728
BUREAU #2133 | TERTIAIRE | BUREAUX | 20966.2348 | 2015 | 20334.4625 | 0 | 0 | 0 | 0 | 4990.0455 | 52845.8225 | 52057.019 | 3 | 152077.6364 | 95590.9397 | 17 | 178718.7861 | 73254.4884 | 3 | 0 | 0 | 0 | 34909.6702 | 1496.3054 | 283019.9771 | 3086.764 | 225560.0775 | 667.5298 | 617.1536 | 0 | 40265.2772 | 179.5356 | 0 | 165178.0039 | 83.35% | 16.65% | 6856.8622 | 684.2763 | 542.7833 | 18.8277 | 151.8771 | 657.3878 | 583.7662 | 128.8655 | 10558.6778 | 54597.0664 | 279493.6951 | 344649.4393 | 1291450.8296 | 1642997.9367 | 4.275% | 1716379.9104
BUREAU #2134 | TERTIAIRE | BUREAUX | 32504.8868 | 2014 | 31335.0515 | 0 | 0 | 0 | 0 | 6856.8464 | 86599.7431 | 79932.2025 | 5 | 181828.6625 | 177629.8045 | 30 | 185916.3382 | 153547.9511 | 5 | 0 | 0 | 0 | 64944.8143 | 3697.1205 | 406302.2675 | 5267.8316 | 290532.7559 | 698.1014 | 1279.6608 | 0 | 52027.298 | 354.8916 | 0 | 228659.391 | 87.03% | 12.97% | 9817.1379 | 1068.1031 | 1017.4598 | 33.8951 | 212.1866 | 1232.8999 | 834.7132 | 189.6953 | 10850.9266 | 63577.9326 | 432179.5057 | 506608.3649 | 1701462.3114 | 2219078.9453 | 6.013% | 2361048.8454
BUREAU #2135 | TERTIAIRE | BUREAUX | 6153.6532 | 2009 | 3610.1696 | 0 | 0 | 0 | 0 | 1217.5186 | 11419.3446 | 13212.947 | 1 | 33498.7102 | 31820.2743 | 6 | 45373.2389 | 19423.6237 | 1 | 0 | 0 | 0 | 7207.2128 | 516.4498 | 61172.6205 | 937.5936 | 51864.579 | 130.5402 | 203.1596 | 0 | 7473.3648 | 68.5844 | 0 | 42023.6273 | 84.96% | 15.04% | 2121.4118 | 307.4286 | 155.6736 | 5.3903 | 32.7808 | 192.2143 | 216.8376 | 51.4435 | 2814.3142 | 13692.5688 | 83420.5993 | 99927.4823 | 297624.7259 | 399637.059 | 2.327% | 409156.1158
BUREAU #2136 | TERTIAIRE | BUREAUX | 3578.1467 | 2017 | 3386.5094 | 0 | 0 | 0 | 0 | 896.0799 | 11529.4598 | 7709.5291 | 1 | 16546.1044 | 21872.8811 | 3 | 34327.8811 | 19245.8079 | 1 | 0 | 0 | 0 | 5621.5331 | 294.1653 | 52006.79 | 445.5585 | 37221.8103 | 90.2306 | 136.3219 | 0 | 5103.8664 | 38.7385 | 0 | 29573.6072 | 89.22% | 10.78% | 804.3997 | 129.3808 | 100.7263 | 3.5181 | 17.6625 | 113.6204 | 98.7756 | 22.0478 | 1804.459 | 6424.077 | 46896.494 | 55125.03 | 215717.6226 | 271845.8297 | 6.682% | 291311.2497
BUREAU #2137 | TERTIAIRE | BUREAUX | 17573.9313 | 2018 | 18689.5202 | 0 | 0 | 0 | 0 | 6006.2009 | 50096.0953 | 37240.7803 | 2 | 129039.6814 | 114688.9526 | 15 | 167325.6121 | 87300.8066 | 2 | 0 | 0 | 0 | 38810.3426 | 1349.5092 | 227468.6509 | 2344.6537 | 163686.3773 | 339.9712 | 682.0006 | 0 | 37766.6929 | 142.9812 | 0 | 154710.1144 | 89.56% | 10.44% | 5228.1804 | 854.3507 | 476.5397 | 21.0613 | 110.5368 | 424.7276 | 646.838 | 130.6785 | 9421.9491 | 39995.7258 | 240921.089 | 290338.7639 | 1100775.246 | 1396454.4243 | 4.6% | 1463791.2641
BUREAU #2138 | TERTIAIRE | BUREAUX | 4658.501 | 2013 | 3246.3349 | 0 | 0 | 0 | 0 | 1237.2239 | 12348.0748 | 10480.445 | 1 | 29387.3904 | 23418.0788 | 4 | 31661.3375 | 16853.2889 | 1 | 0 | 0 | 0 | 7663.0503 | 425.8552 | 73054.3301 | 793.1509 | 42991.8567 | 135.723 | 122.048 | 0 | 7852.9346 | 33.051 | 0 | 47573.3927 | 91.42% | 8.585% | 1483.5524 | 204.3817 | 107.0833 | 4.9543 | 33.1634 | 124.3996 | 167.0189 | 27.8658 | 2248.14 | 7665.355 | 54814.9484 | 64728.4434 | 282073.6895 | 348514.3211 | 6.141% | 371318.0167
BUREAU #2139 | TERTIAIRE | BUREAUX | 4904.0475 | 2023 | 3783.9844 | 0 | 0 | 0 | 0 | 1988.4285 | 15217.9591 | 14577.9418 | 1 | 34836.54 | 33860.2445 | 4 | 41801.383 | 19031.2345 | 1 | 0 | 0 | 0 | 11640.5359 | 540.1438 | 85132.8187 | 566.8653 | 43845.0049 | 123.869 | 191.588 | 0 | 8043.3328 | 45.4208 | 0 | 50494.7463 | 95.47% | 4.528% | 1448.6041 | 201.3732 | 140.2593 | 5.7746 | 36.2696 | 123.4948 | 154.2693 | 34.2011 | 2560.3918 | 10067.341 | 56735.5605 | 69363.2933 | 327047.393 | 398471.9276 | 3.708% | 413818.0967
BUREAU #2140 | TERTIAIRE | BUREAUX | 18557.0578 | 2024 | 15686.1409 | 0 | 0 | 0 | 0 | 5219.4056 | 56762.007 | 40526.1209 | 3 | 113704.6589 | 115401.9283 | 17 | 188617.715 | 89218.5103 | 3 | 0 | 0 | 0 | 45517.8942 | 2023.0098 | 345170.4694 | 2862.4422 | 225453.2533 | 589.4869 | 653.7896 | 0 | 36201.3833 | 197.7419 | 0 | 199886.8506 | 86.89% | 13.11% | 4762.4024 | 573.9528 | 496.9825 | 17.1907 | 148.1237 | 496.2301 | 722.6441 | 123.3578 | 7702.7426 | 48030.8721 | 170589.4556 | 226323.0703 | 1361318.188 | 1596181.3779 | 0.9242% | 1611071.0593
BUREAU #2141 | TERTIAIRE | BUREAUX | 6381.9224 | 2019 | 4377.2905 | 0 | 0 | 0 | 0 | 1515.7571 | 16548.0598 | 15042.5445 | 1 | 36321.8572 | 32675.0366 | 4 | 58610.9303 | 30487.8588 | 1 | 0 | 0 | 0 | 10482.7929 | 662.4785 | 80778.8669 | 892.0709 | 51482.7132 | 194.2792 | 231.1619 | 0 | 14650.3675 | 61.762 | 0 | 63933.467 | 92.11% | 7.889% | 2166.183 | 281.177 | 185.5274 | 8.0084 | 42.6706 | 178.7073 | 154.7774 | 36.977 | 3072.0974 | 17577.971 | 61589.5524 | 82239.6208 | 379351.746 | 463526.5733 | 2.573% | 475769.4673
BUREAU #2142 | TERTIAIRE | BUREAUX | 15164.3861 | 2018 | 13243.1844 | 0 | 0 | 0 | 0 | 4891.5926 | 48500.9474 | 34906.8867 | 2 | 111358.0127 | 72207.5798 | 14 | 117409.6107 | 71202.8887 | 2 | 0 | 0 | 0 | 30969.633 | 1362.9821 | 207299.2858 | 2339.4044 | 144828.9051 | 345.6902 | 573.0326 | 0 | 23804.9022 | 154.4597 | 0 | 167740.4577 | 94.16% | 5.839% | 4584.6874 | 611.0389 | 335.188 | 19.922 | 88.9343 | 575.6105 | 582.6291 | 110.2463 | 5908.9708 | 32899.0829 | 140509.107 | 179317.1607 | 959154.6123 | 1143097.7708 | 5.823% | 1213771.5586
BUREAU #2143 | TERTIAIRE | BUREAUX | 17104.1285 | 2019 | 17940.8834 | 0 | 0 | 0 | 0 | 4313.0607 | 42790.3064 | 49556.8715 | 3 | 86371.7261 | 114516.1777 | 12 | 132437.5 | 78895.3112 | 2 | 0 | 0 | 0 | 37031.4532 | 1560.1368 | 277098.2631 | 2676.6618 | 177150.6421 | 340.968 | 509.6744 | 0 | 36397.1714 | 175.4156 | 0 | 175466.5566 | 92.33% | 7.673% | 3584.149 | 554.9453 | 498.1894 | 17.8151 | 120.5836 | 434.7547 | 435.778 | 142.6896 | 8585.6288 | 42770.7292 | 170546.4621 | 221902.8202 | 1095785.2204 | 1322939.0913 | 2.657% | 1359055.5693
BUREAU #2144 | TERTIAIRE | BUREAUX | 32149.0274 | 2013 | 28432.7429 | 0 | 0 | 0 | 0 | 6951.8467 | 83415.444 | 82040.5943 | 5 | 208115.9355 | 177586.1118 | 31 | 259476.7874 | 129893.5092 | 4 | 0 | 0 | 0 | 60023.3224 | 3619.3408 | 328611.6332 | 4538.6932 | 291510.3963 | 721.9395 | 834.1971 | 0 | 65612.2056 | 334.3658 | 0 | 318919.9068 | 86.67% | 13.33% | 8948.9076 | 1131.1913 | 782.2519 | 29.7535 | 188.1366 | 1239.8466 | 793.7672 | 278.1964 | 16256.9138 | 74694.6053 | 376839.8002 | 467791.3194 | 1837105.8679 | 2312500.0833 | 5.18% | 2438823.5006
BUREAU #2145 | TERTIAIRE | BUREAUX | 12709.7929 | 2009 | 9158.297 | 0 | 0 | 0 | 0 | 2779.2528 | 24521.402 | 29250.7634 | 2 | 53030.6417 | 51446.6315 | 12 | 101165.012 | 56452.0462 | 2 | 0 | 0 | 0 | 21696.3022 | 1198.9455 | 185486.0853 | 1471.0365 | 129526.7455 | 313.3803 | 449.3631 | 0 | 19063.467 | 108.3467 | 0 | 99743.8712 | 81.29% | 18.71% | 2869.4674 | 534.8382 | 258.5591 | 11.1019 | 66.3296 | 432.9114 | 398.9838 | 102.3663 | 3722.7658 | 18523.0131 | 152570.5483 | 174816.3272 | 705026.9041 | 882880.5699 | 2.37% | 904313.9486
BUREAU #2146 | TERTIAIRE | BUREAUX | 30510.5529 | 2009 | 17503.1291 | 0 | 0 | 0 | 0 | 8981.218 | 60524.3888 | 46677.0142 | 5 | 132503.8297 | 161773.5569 | 27 | 201267.2016 | 100277.1602 | 5 | 0 | 0 | 0 | 42348.9851 | 2733.8719 | 462595.8904 | 3740.8359 | 271731.3145 | 760.1943 | 828.6071 | 0 | 37764.2151 | 249.5806 | 0 | 221873.5778 | 85.89% | 14.11% | 7768.3878 | 1117.662 | 742.4652 | 28.2891 | 158.1975 | 1093.2341 | 898.5606 | 238.5334 | 10266.0584 | 45985.3641 | 302793.8292 | 359045.2517 | 1597770.9103 | 1965157.5706 | 0.5926% | 1976873.217
BUREAU #2147 | TERTIAIRE | BUREAUX | 16975.84 | 2013 | 12422.4378 | 0 | 0 | 0 | 0 | 4867.9364 | 34612.2452 | 30414.4793 | 2 | 108155.5706 | 67248.3429 | 13 | 105749.2636 | 85557.0492 | 3 | 0 | 0 | 0 | 22207.719 | 1182.1724 | 229042.3454 | 2174.1171 | 118361.0467 | 515.1568 | 417.937 | 0 | 24957.8983 | 161.9702 | 0 | 136402.5154 | 78.8% | 21.2% | 4984.0596 | 626.9669 | 434.7189 | 20.4266 | 92.0757 | 619.4722 | 556.6306 | 123.9952 | 7269.3092 | 29153.8547 | 220756.2687 | 257179.4325 | 881387.662 | 1144781.7734 | 2.197% | 1170498.4663
BUREAU #2148 | TERTIAIRE | BUREAUX | 26721.904 | 2010 | 17789.3822 | 0 | 0 | 0 | 0 | 5488.406 | 48857.8826 | 55377.8981 | 3 | 135023.0875 | 141112.9237 | 25 | 144996.1937 | 112543.656 | 4 | 0 | 0 | 0 | 31861.164 | 2854.9271 | 314751.1369 | 2817.5498 | 269519.325 | 566.5343 | 908.1971 | 0 | 46206.5132 | 267.2802 | 0 | 200032.9727 | 86.05% | 13.95% | 7425.8963 | 813.8417 | 735.2946 | 22.9136 | 151.5182 | 807.085 | 874.6832 | 247.5582 | 8076.8085 | 61070.6426 | 341475.0824 | 410622.5335 | 1354797.7132 | 1772030.2684 | 4.308% | 1851796.4486
BUREAU #2149 | TERTIAIRE | BUREAUX | 3633.9866 | 2008 | 2710.6674 | 0 | 0 | 0 | 0 | 861.8191 | 6320.7503 | 7587.6017 | 0 | 20643.5077 | 17238.8844 | 2 | 24625.7787 | 16004.0039 | 1 | 0 | 0 | 0 | 6074.0709 | 376.0741 | 51739.4832 | 502.0325 | 32447.7411 | 83.3697 | 103.6338 | 0 | 5104.6452 | 30.7495 | 0 | 29963.0832 | 84.92% | 15.08% | 1092.5572 | 117.0329 | 73.1057 | 3.2503 | 21.7305 | 106.2792 | 92.5343 | 22.6776 | 1211.1857 | 8143.261 | 51313.4118 | 60667.8584 | 200307.0745 | 261897.5819 | 3.597% | 271668.3361
BUREAU #2150 | TERTIAIRE | BUREAUX | 13010.1252 | 2009 | 7250.7882 | 0 | 0 | 0 | 0 | 3058.4666 | 30688.3747 | 27380.7653 | 2 | 63145.587 | 52676.2101 | 12 | 96019.3583 | 46588.2849 | 2 | 0 | 0 | 0 | 22434.4261 | 1313.8902 | 163197.5504 | 1621.2763 | 82351.4622 | 266.7014 | 500.4243 | 0 | 21105.5482 | 110.2437 | 0 | 122017.2985 | 93.16% | 6.839% | 2954.2384 | 504.9467 | 387.5587 | 15.9428 | 68.3219 | 451.1599 | 410.6934 | 92.066 | 4387.2971 | 29085.1994 | 161582.5974 | 195055.094 | 680685.4197 | 879270.9851 | 6.706% | 942476.6899
BUREAU #2151 | TERTIAIRE | BUREAUX | 5649.4596 | 2018 | 5022.2872 | 0 | 0 | 0 | 0 | 1349.9299 | 17655.5166 | 14201.9291 | 1 | 38158.586 | 35399.2197 | 5 | 48330.6537 | 28632.805 | 1 | 0 | 0 | 0 | 12288.0541 | 410.3476 | 81406.5381 | 775.53 | 45660.7727 | 118.8132 | 139.2212 | 0 | 12034.9229 | 56.7938 | 0 | 40512.5672 | 94.52% | 5.484% | 1696.8824 | 183.6793 | 126.5288 | 6.2509 | 41.0779 | 213.0979 | 200.5731 | 51.4755 | 2584.1833 | 9975.0219 | 78844.0042 | 91403.2094 | 332871.2497 | 426315.6632 | 5.301% | 450178.4623
BUREAU #2152 | TERTIAIRE | BUREAUX | 23938.4631 | 2023 | 27284.6441 | 0 | 0 | 0 | 0 | 6312.4339 | 74967.2944 | 52792.7122 | 3 | 145482.2843 | 118214.7791 | 22 | 197979.8602 | 122176.4706 | 3 | 0 | 0 | 0 | 40435.7533 | 2061.9282 | 294184.6071 | 2909.3512 | 289406.9224 | 665.1366 | 816.9649 | 0 | 51957.7305 | 266.2691 | 0 | 203628.6727 | 84.73% | 15.27% | 7263.4796 | 1103.1143 | 766.3392 | 26.5182 | 157.8138 | 747.3777 | 734.9139 | 141.5164 | 9743.8227 | 63860.3016 | 224345.9656 | 297950.0899 | 1484741.9459 | 1791487.657 | 3.678% | 1859886.3018
BUREAU #2153 | TERTIAIRE | BUREAUX | 23654.7231 | 2017 | 22928.6571 | 0 | 0 | 0 | 0 | 7233.1007 | 69924.5169 | 65438.2042 | 3 | 164228.3248 | 95974.4761 | 16 | 153302.8488 | 79665.1903 | 3 | 0 | 0 | 0 | 49617.826 | 2015.29 | 394993.6497 | 2941.8768 | 288078.6739 | 681.4672 | 899.1467 | 0 | 52526.2106 | 235.6735 | 0 | 227691.2503 | 85.57% | 14.43% | 5914.194 | 1032.1299 | 545.1988 | 21.0767 | 115.6228 | 623.9469 | 796.2041 | 142.6752 | 8499.5072 | 60868.8675 | 233756.4266 | 303124.8013 | 1581278.6728 | 1890489.7291 | 3.361% | 1956245.193
BUREAU #2154 | TERTIAIRE | BUREAUX | 15665.7383 | 2019 | 16903.9795 | 0 | 0 | 0 | 0 | 3978.071 | 56828.8084 | 31715.7462 | 2 | 103686.4372 | 88023.2 | 14 | 101979.436 | 84380.8192 | 2 | 0 | 0 | 0 | 33507.8111 | 1569.0801 | 232969.2481 | 2641.6679 | 186536.3569 | 332.7912 | 435.2125 | 0 | 37289.8371 | 128.629 | 0 | 131470.9979 | 94.53% | 5.467% | 4419.549 | 705.8871 | 359.2669 | 14.8487 | 86.9577 | 413.3331 | 467.8521 | 119.7782 | 8945.9673 | 29139.7639 | 197943.8433 | 236029.5745 | 996246.6421 | 1237845.8279 | 5.102% | 1304392.609
BUREAU #2155 | TERTIAIRE | BUREAUX | 26623.954 | 2014 | 15998.2593 | 0 | 0 | 0 | 0 | 8045.4285 | 77497.9151 | 62317.851 | 3 | 116066.2229 | 142305.3203 | 16 | 155405.3549 | 104044.6683 | 3 | 0 | 0 | 0 | 36709.3055 | 2512.8354 | 405960.29 | 2957.9643 | 218173.7692 | 602.7039 | 1036.4986 | 0 | 48297.1756 | 280.3546 | 0 | 244987.4642 | 94.1% | 5.897% | 6476.2682 | 933.8577 | 771.2911 | 32.389 | 154.9286 | 795.0566 | 968.9497 | 175.7671 | 12000.2584 | 54994.1198 | 264302.8988 | 331297.2771 | 1474767.2269 | 1816469.1568 | 1.548% | 1845029.4767
BUREAU #2156 | TERTIAIRE | BUREAUX | 7637.0891 | 2012 | 4795.5752 | 0 | 0 | 0 | 0 | 2429.3765 | 19339.864 | 16446.4527 | 1 | 44785.476 | 33343.506 | 6 | 45755.2705 | 31559.2801 | 1 | 0 | 0 | 0 | 12651.2431 | 559.8253 | 110471.0525 | 857.8857 | 69846.1516 | 230.9694 | 253.1772 | 0 | 10740.1876 | 62.5554 | 0 | 73557.8467 | 77.5% | 22.5% | 2234.5378 | 358.2682 | 183.7736 | 8.2221 | 43.3712 | 216.8571 | 268.9318 | 58.5513 | 3720.1776 | 17229.1149 | 68476.7752 | 89426.0677 | 438830.454 | 530868.9513 | 7.715% | 575248.4451
BUREAU #2157 | TERTIAIRE | BUREAUX | 9790.6817 | 2011 | 6312.973 | 0 | 0 | 0 | 0 | 2956.5944 | 25707.3037 | 24157.5427 | 1 | 51340.3211 | 43370.9922 | 10 | 85976.7702 | 39413.3186 | 1 | 0 | 0 | 0 | 18009.4702 | 768.0958 | 155382.9329 | 1480.2088 | 83308.4278 | 306.9293 | 307.7331 | 0 | 15978.1527 | 103.0152 | 0 | 91180.3319 | 80.19% | 19.81% | 2578.7883 | 365.9765 | 310.3077 | 8.1651 | 73.3736 | 365.4399 | 360.8855 | 61.2778 | 3827.9572 | 21132.8802 | 124528.5972 | 149489.4346 | 592228.835 | 744631.616 | 2.807% | 766140.5396
BUREAU #2158 | TERTIAIRE | BUREAUX | 31016.1456 | 2024 | 24942.5722 | 0 | 0 | 0 | 0 | 8504.2198 | 91199.0641 | 69114.9787 | 4 | 169330.4839 | 161294.5102 | 29 | 272574.461 | 149401.1231 | 5 | 0 | 0 | 0 | 77071.9324 | 3506.7075 | 573773.851 | 4392.286 | 366697.9746 | 842.4734 | 1066.5461 | 0 | 76284.546 | 250.205 | 0 | 274024.8508 | 87.85% | 12.15% | 7181.3824 | 988.5902 | 1031.8932 | 36.2192 | 176.12 | 974.2684 | 873.7732 | 204.014 | 12894.479 | 77062.2915 | 374118.759 | 464075.5296 | 2141136.5444 | 2620029.009 | 1.29% | 2654278.1791
BUREAU #2159 | TERTIAIRE | BUREAUX | 26668.572 | 2021 | 20858.4149 | 0 | 0 | 0 | 0 | 9129.5081 | 66146.5691 | 84182.633 | 4 | 182304.1657 | 125619.4615 | 26 | 241136.1308 | 132941.2589 | 4 | 0 | 0 | 0 | 43031.6451 | 2854.1614 | 316223.2337 | 3057.8924 | 300145.8326 | 699.0671 | 1029.7234 | 0 | 43338.9485 | 297.0467 | 0 | 282558.1498 | 84% | 16% | 6331.2129 | 818.8457 | 798.4842 | 33.6531 | 133.7136 | 627.9843 | 693.98 | 226.0544 | 13459.0797 | 76006.1652 | 318467.9471 | 407933.1921 | 1683399.9456 | 2100233.338 | 4.852% | 2207338.3866
BUREAU #2160 | TERTIAIRE | BUREAUX | 7954.0099 | 2021 | 6971.696 | 0 | 0 | 0 | 0 | 2919.1585 | 29755.7256 | 24643.1652 | 1 | 61817.6855 | 41302.0829 | 7 | 77834.3831 | 37702.6441 | 1 | 0 | 0 | 0 | 12990.8255 | 675.2984 | 144725.1102 | 877.5346 | 103502.9626 | 196.0595 | 289.1651 | 0 | 12183.3889 | 71.4077 | 0 | 65032.7306 | 95.14% | 4.864% | 2604.9176 | 371.1562 | 201.9061 | 10.4213 | 39.4509 | 248.4367 | 259.8839 | 55.7281 | 4799.3654 | 14756.2991 | 112738.5437 | 132294.2082 | 567476.4662 | 702935.1206 | 4.688% | 737507.0555
BUREAU #2161 | TERTIAIRE | BUREAUX | 14862.2544 | 2009 | 8492.1385 | 0 | 0 | 0 | 0 | 3530.7345 | 37748.9219 | 26729.0276 | 2 | 61197.579 | 60317.0125 | 10 | 103240.7327 | 57240.2143 | 2 | 0 | 0 | 0 | 27390.4214 | 1248.4729 | 187817.6772 | 2377.374 | 94859.6005 | 448.9166 | 352.787 | 0 | 21642.1651 | 112.5513 | 0 | 125014.1968 | 82.53% | 17.47% | 3921.9029 | 617.668 | 487.2808 | 14.4687 | 83.3873 | 424.6797 | 567.513 | 102.2989 | 5820.1379 | 27914.58 | 209202.9488 | 242937.6667 | 744636.5196 | 992082.9382 | 5.058% | 1044934.2903
BUREAU #2162 | TERTIAIRE | BUREAUX | 20691.3006 | 2019 | 20302.5497 | 0 | 0 | 0 | 0 | 5620.127 | 70006.0252 | 59832.2759 | 3 | 109868.6519 | 131179.3346 | 13 | 134362.9912 | 79953.6463 | 3 | 0 | 0 | 0 | 46660.9446 | 1514.5253 | 247580.7156 | 2915.7557 | 268613.202 | 624.3466 | 632.1786 | 0 | 48455.2845 | 211.7749 | 0 | 236765.04 | 95.88% | 4.122% | 4514.0582 | 722.7319 | 689.5811 | 26.4776 | 123.5703 | 714.7424 | 633.9087 | 158.3079 | 10975.6424 | 37089.0096 | 226613.4568 | 274678.1088 | 1304389.3511 | 1585042.8489 | 6.166% | 1689199.1156
BUREAU #2163 | TERTIAIRE | BUREAUX | 19078.2805 | 2017 | 12539.6548 | 0 | 0 | 0 | 0 | 6013.5422 | 59816.2063 | 51046.133 | 2 | 90586.9732 | 87921.5635 | 14 | 140120.3903 | 64405.3713 | 2 | 0 | 0 | 0 | 40678.0475 | 1428.5757 | 212341.1604 | 3266.6586 | 153647.9298 | 436.3293 | 528.3688 | 0 | 38267.3525 | 141.021 | 0 | 206927.3971 | 90.97% | 9.029% | 5813.325 | 691.5596 | 621.1022 | 17.1145 | 143.1761 | 610.0719 | 505.4963 | 163.4857 | 7703.0137 | 39858.5095 | 208520.5546 | 256082.0777 | 1065971.2075 | 1328763.7819 | 1.372% | 1347245.3564
BUREAU #2164 | TERTIAIRE | BUREAUX | 24560.1824 | 2015 | 19287.8377 | 0 | 0 | 0 | 0 | 6682.026 | 50373.7603 | 50527.9063 | 3 | 171570.6786 | 99939.337 | 23 | 143032.109 | 93055.5281 | 4 | 0 | 0 | 0 | 40575.833 | 1716.4687 | 261624.1649 | 2596.4476 | 188234.0548 | 538.4866 | 591.2122 | 0 | 44380.341 | 244.9357 | 0 | 159627.9236 | 93.7% | 6.302% | 5295.4438 | 859.9475 | 697.755 | 27.3998 | 189.3655 | 806.7652 | 718.9616 | 177.7016 | 9212.3826 | 44772.5536 | 263246.8422 | 317231.7784 | 1202911.4117 | 1526399.4409 | 2.306% | 1562427.6603
BUREAU #2165 | TERTIAIRE | BUREAUX | 7225.0664 | 2023 | 5689.4762 | 0 | 0 | 0 | 0 | 2149.7407 | 22393.572 | 23107.661 | 1 | 42648.3217 | 40982.4828 | 7 | 49824.1524 | 28755.3686 | 1 | 0 | 0 | 0 | 12986.3185 | 784.9802 | 96080.2726 | 841.0903 | 93153.7143 | 200.6763 | 281.6112 | 0 | 15928.7632 | 52.3583 | 0 | 83915.3459 | 86.78% | 13.22% | 1673.7254 | 220.0305 | 211.1694 | 6.4527 | 44.0445 | 201.2359 | 185.3152 | 62.0527 | 3194.7481 | 17865.8254 | 63595.0774 | 84655.6509 | 471181.2551 | 558750.7076 | 6.428% | 597133.6024
BUREAU #2166 | TERTIAIRE | BUREAUX | 18045.6037 | 2015 | 12037.7886 | 0 | 0 | 0 | 0 | 6348.7608 | 46363.0803 | 47596.7319 | 2 | 96411.7279 | 96315.0492 | 12 | 151016.1492 | 69313.317 | 3 | 0 | 0 | 0 | 34283.6056 | 1664.6964 | 225845.7553 | 2430.0376 | 184330.0627 | 443.2859 | 688.1661 | 0 | 33345.889 | 177.1597 | 0 | 134504.1783 | 88.92% | 11.08% | 6104.4467 | 866.2139 | 397.3894 | 21.8358 | 96.6022 | 640.9834 | 584.2337 | 157.9953 | 6617.1959 | 36506.9134 | 224658.7702 | 267782.8795 | 1022919.7838 | 1297300.8743 | 4.114% | 1352965.3175
BUREAU #2167 | TERTIAIRE | BUREAUX | 18922.4129 | 2019 | 14797.5987 | 0 | 0 | 0 | 0 | 4413.8829 | 65395.5128 | 37757.0208 | 2 | 131297.7795 | 90680.6725 | 14 | 190937.6425 | 90637.6956 | 3 | 0 | 0 | 0 | 39761.1835 | 1836.907 | 343082.5374 | 2675.7832 | 194190.768 | 592.7873 | 471.6183 | 0 | 29991.9192 | 140.0808 | 0 | 141962.3261 | 87.47% | 12.53% | 4810.1116 | 905.2177 | 623.2331 | 19.4353 | 101.9952 | 711.5741 | 652.9341 | 160.3918 | 9128.962 | 44688.9748 | 269072.391 | 322890.3278 | 1278582.7734 | 1609521.8931 | 7.183% | 1734088.9178
BUREAU #2168 | TERTIAIRE | BUREAUX | 27019.4176 | 2016 | 21157.1232 | 0 | 0 | 0 | 0 | 9421.5665 | 71830.9519 | 64090.1068 | 4 | 129524.6492 | 117788.4531 | 22 | 173543.2357 | 105513.4365 | 4 | 0 | 0 | 0 | 36350.3683 | 2718.3158 | 403629.2036 | 4489.8153 | 201734.6139 | 802.6208 | 731.7808 | 0 | 52605.0902 | 285.4276 | 0 | 233915.521 | 75.05% | 24.95% | 8806.3145 | 1076.6703 | 753.5716 | 27.2182 | 178.1789 | 1044.2281 | 793.6996 | 229.4906 | 9129.7837 | 51188.6775 | 287146.941 | 347465.4021 | 1474999.0985 | 1833194.762 | 1.92% | 1869077.3944
BUREAU #2169 | TERTIAIRE | BUREAUX | 31869.5459 | 2019 | 26914.9508 | 0 | 0 | 0 | 0 | 9487.5621 | 85415.2238 | 79150.7805 | 3 | 202181.5409 | 157637.772 | 20 | 317130.5422 | 147620.3883 | 4 | 0 | 0 | 0 | 66712.074 | 3197.4014 | 489305.5962 | 3621.3965 | 286935.4233 | 901.8389 | 767.2453 | 0 | 62503.4245 | 248.4795 | 0 | 264906.3068 | 83.26% | 16.74% | 9767.6802 | 1521.3295 | 717.8286 | 25.6529 | 161.64 | 767.6669 | 841.334 | 281.3879 | 12049.8427 | 77630.593 | 361645.9969 | 451326.4327 | 2005653.3313 | 2465952.7135 | 1.166% | 2495056.2036
BUREAU #2170 | TERTIAIRE | BUREAUX | 14268.627 | 2009 | 7682.884 | 0 | 0 | 0 | 0 | 3402.1307 | 34442.1834 | 21984.3937 | 2 | 58072.6976 | 75711.7144 | 9 | 94803.5945 | 48310.3067 | 2 | 0 | 0 | 0 | 16812.284 | 1093.2744 | 188026.2797 | 1652.2482 | 111333.1463 | 444.9301 | 374.2468 | 0 | 24773.9252 | 152.0996 | 0 | 125131.3062 | 79.85% | 20.15% | 4629.8396 | 442.2075 | 362.7218 | 11.9643 | 100.4521 | 375.8253 | 535.9932 | 102.3272 | 6272.2183 | 29466.3575 | 131877.9671 | 167616.5429 | 739225.8297 | 910647.965 | 1.594% | 925396.6034
BUREAU #2171 | TERTIAIRE | BUREAUX | 31384.9896 | 2015 | 24923.6103 | 0 | 0 | 0 | 0 | 9204.5816 | 89957.8279 | 82878.8134 | 5 | 214489.0468 | 146131.064 | 31 | 216571.6501 | 132165.3719 | 4 | 0 | 0 | 0 | 43578.2513 | 3375.246 | 487375.0824 | 5195.7065 | 236074.3814 | 688.0154 | 1139.7704 | 0 | 68844.6404 | 286.3375 | 0 | 331317.631 | 81.93% | 18.07% | 9833.7499 | 1497.2716 | 903.2435 | 41.0076 | 176.4371 | 965.472 | 1080.7491 | 288.7608 | 15199.1525 | 55979.1614 | 377273.185 | 448451.4989 | 1894117.3314 | 2352975.081 | 1.132% | 2379923.1371
BUREAU #2172 | TERTIAIRE | BUREAUX | 22677.2704 | 2013 | 18903.3042 | 0 | 0 | 0 | 0 | 7222.4409 | 62584.1968 | 62455.6322 | 4 | 156056.9998 | 125466.3705 | 16 | 174201.8416 | 83018.2566 | 3 | 0 | 0 | 0 | 35097.2492 | 2410.9891 | 337622.3942 | 2853.8326 | 200891.4168 | 609.5715 | 868.2866 | 0 | 36655.444 | 213.2255 | 0 | 217932.4806 | 87.41% | 12.59% | 5820.9539 | 896.3481 | 726.2265 | 28.4298 | 130.5209 | 689.6958 | 842.7065 | 151.3606 | 11597.4347 | 39669.7287 | 230393.6652 | 281660.8285 | 1371538.1502 | 1660990.857 | 5.862% | 1764430.0684
BUREAU #2173 | TERTIAIRE | BUREAUX | 28171.2555 | 2022 | 21090.1982 | 0 | 0 | 0 | 0 | 11420.6488 | 108028.6379 | 64331.9915 | 4 | 231335.5538 | 130261.637 | 27 | 279337.2309 | 120236.9561 | 4 | 0 | 0 | 0 | 63397.1532 | 2564.874 | 358772.662 | 3140.5918 | 331585.3534 | 657.9532 | 986.8553 | 0 | 59489.3042 | 237.6656 | 0 | 259116.1945 | 87.32% | 12.68% | 9472.9418 | 1263.0938 | 661.4189 | 25.1139 | 179.7293 | 761.7698 | 1101.316 | 222.0944 | 15975.6625 | 77624.6693 | 267942.3107 | 361542.6426 | 1916350.9143 | 2285816.3971 | 3.955% | 2379938.3893
BUREAU #2174 | TERTIAIRE | BUREAUX | 27568.25 | 2014 | 24354.1335 | 0 | 0 | 0 | 0 | 5849.0803 | 69927.1513 | 59152.1813 | 4 | 165536.7544 | 114625.9049 | 20 | 225512.2664 | 120406.9318 | 4 | 0 | 0 | 0 | 39805.7147 | 2460.2427 | 431127.1249 | 3940.7262 | 219159.4861 | 627.6293 | 1085.5524 | 0 | 43068.8159 | 242.7649 | 0 | 196794.9571 | 84.36% | 15.64% | 6191.0095 | 1194.8449 | 829.5808 | 30.0987 | 143.2861 | 969.2033 | 970.5448 | 205.8022 | 13138.7502 | 45828.2735 | 302343.5184 | 361310.5422 | 1564945.9472 | 1936578.6927 | 4.269% | 2022939.9467
BUREAU #2175 | TERTIAIRE | BUREAUX | 25062.573 | 2019 | 22598.3113 | 0 | 0 | 0 | 0 | 8380.2751 | 90704.1839 | 48236.4782 | 3 | 177611.1789 | 159240.498 | 17 | 231305.1467 | 100172.8373 | 4 | 0 | 0 | 0 | 52067.7695 | 2348.4963 | 375482.0796 | 2624.3817 | 271593.2837 | 756.9096 | 792.0431 | 0 | 45371.3524 | 175.1825 | 0 | 247697.2928 | 89.92% | 10.08% | 7053.713 | 883.1563 | 608.4941 | 28.0962 | 134.6493 | 684.6068 | 836.5813 | 146.4527 | 13694.0774 | 53828.936 | 285514.0252 | 353037.0386 | 1677978.0695 | 2038755.5728 | 3.735% | 2117849.5573
BUREAU #2176 | TERTIAIRE | BUREAUX | 8390.7652 | 2019 | 6061.0539 | 0 | 0 | 0 | 0 | 2163.0474 | 19275.7886 | 25601.6923 | 1 | 53686.3429 | 35450.6113 | 8 | 62030.356 | 36740.6475 | 1 | 0 | 0 | 0 | 12809.6903 | 686.0063 | 130646.7004 | 1348.8891 | 91598.8986 | 214.2422 | 326.0021 | 0 | 12925.5031 | 66.3357 | 0 | 88985.2647 | 92.68% | 7.316% | 2534.9645 | 304.6777 | 278.2199 | 10.9916 | 58.4414 | 234.5628 | 257.3296 | 49.0071 | 3772.311 | 15960.5073 | 119306.1873 | 139039.0055 | 528742.1323 | 671429.6091 | 3.466% | 695540.1463
BUREAU #2177 | TERTIAIRE | BUREAUX | 5119.0891 | 2012 | 4293.1373 | 0 | 0 | 0 | 0 | 1499.0744 | 11426.931 | 12437.076 | 1 | 30188.0537 | 22263.4676 | 4 | 44001.9211 | 15884.1016 | 1 | 0 | 0 | 0 | 6535.908 | 517.5314 | 59416.0445 | 608.5067 | 43165.4705 | 146.7956 | 174.6282 | 0 | 9980.3226 | 38.5932 | 0 | 46658.6034 | 86.06% | 13.94% | 1728.0393 | 195.0815 | 155.9178 | 6.4593 | 40.7854 | 139.8935 | 170.7587 | 33.5863 | 1630.0671 | 11807.7178 | 68274.1547 | 81711.9396 | 285456.6635 | 368428.8407 | 4.926% | 387519.977
BUREAU #2178 | TERTIAIRE | BUREAUX | 24080.3603 | 2023 | 21286.6758 | 0 | 0 | 0 | 0 | 6644.5429 | 63988.6511 | 68628.4001 | 3 | 166757.8395 | 124377.5878 | 23 | 192943.6862 | 129940.4727 | 4 | 0 | 0 | 0 | 43344.3792 | 1785.22 | 342181.8255 | 2787.3779 | 221357.0787 | 507.1341 | 860.2951 | 0 | 55046.7128 | 212.6942 | 0 | 240212.6697 | 92.51% | 7.492% | 5675.3246 | 1000.5796 | 663.1651 | 26.8621 | 187.3373 | 672.5055 | 640.2841 | 155.7259 | 13633.9692 | 54998.0325 | 265775.7235 | 334407.7252 | 1504612.0539 | 1849587.5769 | 0.7073% | 1862762.0023
BUREAU #2179 | TERTIAIRE | BUREAUX | 30252.7753 | 2012 | 20576.1286 | 0 | 0 | 0 | 0 | 6707.1456 | 59917.2377 | 52495.9666 | 5 | 131615.1091 | 141037.3016 | 29 | 216267.6105 | 107472.8038 | 5 | 0 | 0 | 0 | 47882.8256 | 2264.0109 | 480059.4617 | 4137.6465 | 238486.0304 | 752.3617 | 874.1263 | 0 | 44592.8424 | 211.2113 | 0 | 197291.2183 | 90.9% | 9.098% | 8704.3108 | 951.476 | 802.6495 | 32.762 | 236.0898 | 1066.2397 | 997.8394 | 246.7717 | 15166.801 | 62411.6075 | 268041.1337 | 345619.5422 | 1606803.0184 | 1961737.1311 | 3.207% | 2026743.2467
BUREAU #2180 | TERTIAIRE | BUREAUX | 25457.9745 | 2023 | 18593.6325 | 0 | 0 | 0 | 0 | 7336.0464 | 94690.5438 | 86557.9154 | 4 | 155377.6368 | 180717.9399 | 20 | 231377.8575 | 101214.2673 | 3 | 0 | 0 | 0 | 61192.9666 | 1786.5616 | 499902.523 | 3496.7214 | 292925.5928 | 544.2276 | 920.1909 | 0 | 49936.6491 | 223.234 | 0 | 296853.1775 | 84.56% | 15.44% | 8302.1154 | 777.8221 | 644.4254 | 27.9723 | 132.9625 | 675.3674 | 729.2004 | 198.6985 | 14146.7884 | 62446.4384 | 262647.0502 | 339240.277 | 1882537.2134 | 2229890.2217 | 1.016% | 2252777.0272
BUREAU #2181 | TERTIAIRE | BUREAUX | 10749.3944 | 2014 | 7512.4876 | 0 | 0 | 0 | 0 | 3455.1517 | 32755.621 | 23688.3953 | 1 | 68072.8781 | 44799.3569 | 8 | 67241.0657 | 53006.503 | 2 | 0 | 0 | 0 | 20377.1905 | 1048.0425 | 180303.1752 | 1701.9241 | 120403.2838 | 245.3126 | 328.7144 | 0 | 21117.6831 | 83.3401 | 0 | 73125.0618 | 89.2% | 10.8% | 3311.6872 | 340.4529 | 354.1609 | 8.6533 | 53.3993 | 379.5581 | 372.7637 | 79.7061 | 4601.5538 | 27759.6603 | 128954.2198 | 161315.4338 | 661003.2397 | 825120.756 | 0.7633% | 831467.5175
BUREAU #2182 | TERTIAIRE | BUREAUX | 29216.6526 | 2023 | 22270.3359 | 0 | 0 | 0 | 0 | 7669.5356 | 100563.7056 | 68591.7992 | 5 | 217693.8207 | 209541.7246 | 26 | 244260.4262 | 121987.2638 | 5 | 0 | 0 | 0 | 57049.0213 | 3154.9967 | 555793.9479 | 3101.8341 | 397749.8471 | 905.5027 | 873.9697 | 0 | 76043.9692 | 209.0495 | 0 | 315878.9656 | 82.86% | 17.14% | 8757.6234 | 1377.0373 | 909.7985 | 35.9949 | 177.0122 | 1127.8156 | 851.4317 | 194.2001 | 14471.2164 | 67754.4006 | 332664.0299 | 414889.647 | 2193279.131 | 2619806.8534 | 7.048% | 2818441.2658
BUREAU #2183 | TERTIAIRE | BUREAUX | 30529.1366 | 2018 | 20850.9309 | 0 | 0 | 0 | 0 | 10225.8382 | 78524.5492 | 79231.3207 | 5 | 169275.1845 | 199659.0052 | 19 | 192323.1114 | 109104.5359 | 3 | 0 | 0 | 0 | 61813.4588 | 3084.0442 | 366226.9975 | 4649.7363 | 390157.1796 | 633.1252 | 969.9312 | 0 | 67475.4667 | 278.5992 | 0 | 338316.361 | 90.42% | 9.582% | 6593.6621 | 1055.1765 | 663.5535 | 37.774 | 176.5334 | 931.3108 | 1064.2911 | 233.8443 | 13307.743 | 83353.4887 | 422339.3072 | 519000.5389 | 1890144.2898 | 2417431.938 | 4.314% | 2526420.5842
BUREAU #2184 | TERTIAIRE | BUREAUX | 5952.7235 | 2018 | 5422.8013 | 0 | 0 | 0 | 0 | 2241.706 | 20435.89 | 17206.1535 | 1 | 43556.195 | 38027.8766 | 4 | 53840.2313 | 29924.7357 | 1 | 0 | 0 | 0 | 11640.1262 | 665.546 | 81761.3001 | 752.1004 | 68016.0788 | 181.6525 | 209.3356 | 0 | 14123.3431 | 42.7557 | 0 | 58579.7003 | 90.91% | 9.087% | 1576.9174 | 269.9658 | 128.4363 | 5.916 | 35.588 | 206.9494 | 164.027 | 39.4249 | 2535.8734 | 14880.1805 | 51229.0902 | 68645.1441 | 398178.2008 | 469007.2531 | 5.261% | 495052.5158
BUREAU #2185 | TERTIAIRE | BUREAUX | 5884.5686 | 2009 | 5145.6837 | 0 | 0 | 0 | 0 | 1673.0862 | 10799.5464 | 11799.2633 | 1 | 23696.9368 | 27299.2872 | 6 | 34117.173 | 17518.4124 | 1 | 0 | 0 | 0 | 10430.5119 | 559.6764 | 56626.3581 | 848.2608 | 39479.6272 | 181.861 | 190.8655 | 0 | 10257.3832 | 65.5833 | 0 | 53341.0484 | 78.68% | 21.32% | 1297.8032 | 253.7685 | 178.9981 | 6.8361 | 46.728 | 196.452 | 146.5051 | 47.1568 | 2075.4689 | 10092.4431 | 60143.7079 | 72311.6199 | 272542.7814 | 346683.6882 | 1.867% | 353277.645
BUREAU #2186 | TERTIAIRE | BUREAUX | 30696.9221 | 2011 | 27426.4835 | 0 | 0 | 0 | 0 | 6571.5009 | 88271.9156 | 51687.3443 | 4 | 198905.3987 | 135783.6326 | 26 | 174249.4128 | 123430.0022 | 4 | 0 | 0 | 0 | 41407.8044 | 2640.4077 | 356662.637 | 4106.749 | 309574.9114 | 884.6849 | 1094.1388 | 0 | 44834.747 | 338.1621 | 0 | 294275.355 | 76.44% | 23.56% | 9646.2154 | 1208.6657 | 648.3832 | 27.0081 | 219.5674 | 860.6001 | 946.1556 | 278.5676 | 10335.4226 | 48534.0363 | 434892.1305 | 493761.5895 | 1688852.2977 | 2189995.0214 | 6.124% | 2332851.1026
BUREAU #2187 | TERTIAIRE | BUREAUX | 31040.811 | 2023 | 29814.5117 | 0 | 0 | 0 | 0 | 9269.1318 | 84045.5141 | 105013.9865 | 3 | 220202.2688 | 166135.9108 | 23 | 340928.2781 | 177880.2725 | 4 | 0 | 0 | 0 | 61975.9578 | 2885.8917 | 547292.3582 | 3435.035 | 357260.7786 | 885.4454 | 989.5259 | 0 | 50293.4976 | 263.3562 | 0 | 269005.9344 | 86.65% | 13.35% | 9263.8167 | 958.3389 | 1033.5465 | 27.6781 | 240.1794 | 1007.5625 | 1109.1162 | 227.8493 | 15953.3951 | 95203.2654 | 399950.6862 | 511107.3468 | 2197723.6612 | 2720656.2698 | 5.758% | 2886876.6041
BUREAU #2188 | TERTIAIRE | BUREAUX | 15958.4829 | 2017 | 11803.9772 | 0 | 0 | 0 | 0 | 5749.9988 | 46218.8357 | 43134.9217 | 3 | 115879.287 | 82408.3994 | 12 | 147544.1741 | 78784.5252 | 2 | 0 | 0 | 0 | 30309.2172 | 1547.4311 | 235045.0439 | 2382.3595 | 162041.2941 | 501.3781 | 428.7813 | 0 | 33152.3972 | 108.5334 | 0 | 172871.7106 | 89.81% | 10.19% | 4118.8641 | 705.5855 | 418.0735 | 17.9418 | 87.8889 | 457.7132 | 425.4489 | 90.8328 | 6824.6074 | 39519.0546 | 159876.2387 | 206219.9008 | 1062041.3053 | 1272769.5179 | 7.198% | 1371485.4483
BUREAU #2189 | TERTIAIRE | BUREAUX | 15017.168 | 2023 | 14684.5018 | 0 | 0 | 0 | 0 | 5146.487 | 45144.6466 | 39013.5706 | 2 | 94030.7179 | 100727.2183 | 11 | 115795.4432 | 83555.4998 | 2 | 0 | 0 | 0 | 32419.1735 | 1052.127 | 234494.677 | 2117.6505 | 128380.4248 | 334.7303 | 360.589 | 0 | 23908.3546 | 120.3941 | 0 | 158328.5999 | 83.67% | 16.33% | 3293.2673 | 593.56 | 309.3862 | 15.2423 | 78.3688 | 443.8839 | 536.041 | 134.8133 | 5720.7259 | 32596.1704 | 149357.4305 | 187674.3267 | 940795.3259 | 1133815.2785 | 2.097% | 1158106.425
BUREAU #2190 | TERTIAIRE | BUREAUX | 26651.4978 | 2023 | 28053.3823 | 0 | 0 | 0 | 0 | 10122.4557 | 75273.7937 | 69210.3288 | 3 | 215890.2284 | 132375.5398 | 18 | 201570.722 | 127810.8207 | 3 | 0 | 0 | 0 | 43536.5719 | 2222.7567 | 402765.0551 | 4553.7971 | 267199.0268 | 610.0889 | 848.9104 | 0 | 55405.5053 | 286.0183 | 0 | 215777.9805 | 92.99% | 7.014% | 8339.1509 | 1097.0776 | 539.1427 | 33.7801 | 172.8847 | 941.7369 | 773.7548 | 150.2822 | 13574.5932 | 84293.6636 | 319726.1566 | 417594.4135 | 1705070.4101 | 2133078.4261 | 4.437% | 2232117.7459
BUREAU #2191 | TERTIAIRE | BUREAUX | 26164.3087 | 2010 | 15142.9331 | 0 | 0 | 0 | 0 | 6118.6065 | 66798.9297 | 61477.5441 | 4 | 165156.6292 | 142833.7809 | 17 | 146547.7355 | 118741.1596 | 4 | 0 | 0 | 0 | 41013.1099 | 1871.4484 | 392578.4018 | 3658.3303 | 214597.9935 | 772.5434 | 856.3578 | 0 | 35505.552 | 186.9131 | 0 | 234817.7168 | 79.8% | 20.2% | 7590.0434 | 1252.0699 | 576.9463 | 31.7458 | 160.3622 | 789.1991 | 824.3276 | 181.7077 | 12001.4903 | 56863.3975 | 233910.0472 | 302774.9349 | 1464235.9443 | 1774378.8064 | 6.933% | 1906568.4416
BUREAU #2192 | TERTIAIRE | BUREAUX | 7060.872 | 2014 | 6128.8185 | 0 | 0 | 0 | 0 | 1474.6034 | 22323.9689 | 16464.5279 | 1 | 33078.8579 | 40828.9208 | 5 | 65705.9495 | 34757.2785 | 1 | 0 | 0 | 0 | 12640.9313 | 675.7059 | 86349.0402 | 1111.06 | 53584.3507 | 223.378 | 247.1491 | 0 | 9388.281 | 54.6893 | 0 | 49321.5034 | 77.35% | 22.65% | 2123.8849 | 245.7687 | 145.0922 | 7.3997 | 45.4006 | 257.4595 | 189.8182 | 58.0574 | 3162.4602 | 16155.0738 | 69962.0358 | 89279.5698 | 379571.1805 | 471033.2737 | 3.751% | 489390.6526
BUREAU #2193 | TERTIAIRE | BUREAUX | 14306.605 | 2022 | 12503.3479 | 0 | 0 | 0 | 0 | 4895.2619 | 51801.0353 | 41145.8223 | 2 | 96601.1468 | 96281.2368 | 10 | 146444.5108 | 61117.6031 | 2 | 0 | 0 | 0 | 23690.8345 | 1533.0671 | 253218.6823 | 2087.7099 | 153371.66 | 424.4767 | 442.735 | 0 | 31229.6076 | 124.6444 | 0 | 159470.8824 | 94.33% | 5.668% | 3133.404 | 631.5255 | 332.9225 | 12.7775 | 112.7887 | 500.4663 | 542.3561 | 96.8074 | 8518.0666 | 36673.3316 | 152509.5109 | 197700.9092 | 1031650.7753 | 1233457.8647 | 6.936% | 1325390.9679
BUREAU #2194 | TERTIAIRE | BUREAUX | 22998.6418 | 2019 | 16131.9838 | 0 | 0 | 0 | 0 | 5781.3795 | 74222.7947 | 44455.0728 | 4 | 167906.9487 | 100652.4259 | 18 | 163922.266 | 98684.6824 | 3 | 0 | 0 | 0 | 37912.0588 | 2053.7742 | 322000.4366 | 3502.3733 | 226703.7022 | 724.9179 | 706.0537 | 0 | 53257.3782 | 253.9189 | 0 | 233037.2662 | 79.39% | 20.61% | 6986.3779 | 1079.3385 | 661.9392 | 28.8167 | 152.9393 | 842.6098 | 854.3467 | 151.2037 | 10300.2989 | 60048.8721 | 250053.0432 | 320402.2141 | 1449449.9479 | 1779055.2983 | 4.988% | 1872459.1087
BUREAU #2195 | TERTIAIRE | BUREAUX | 31934.1151 | 2012 | 29344.3603 | 0 | 0 | 0 | 0 | 6759.3381 | 97874.6447 | 80436.458 | 4 | 193522.31 | 111676.4008 | 28 | 232950.8088 | 109663.1571 | 5 | 0 | 0 | 0 | 44862.2049 | 2230.5738 | 443824.071 | 4071.3157 | 354184.5707 | 742.6229 | 1205.9191 | 0 | 50888.8364 | 262.407 | 0 | 205258.6524 | 85.92% | 14.08% | 8664.6063 | 1339.7146 | 1003.3692 | 25.8666 | 172.2801 | 838.8905 | 1073.4408 | 228.0777 | 10337.0055 | 56958.5433 | 330851.3291 | 398146.878 | 1824202.1727 | 2232919.1071 | 6.575% | 2390065.3969
BUREAU #2196 | TERTIAIRE | BUREAUX | 14657.3625 | 2017 | 12700.059 | 0 | 0 | 0 | 0 | 4131.0703 | 37985.7403 | 30178.8274 | 2 | 109291.836 | 89610.8703 | 15 | 129407.5782 | 66835.4846 | 2 | 0 | 0 | 0 | 31670.7967 | 1119.3951 | 241610.3819 | 1684.9065 | 171072.4514 | 400.705 | 394.9245 | 0 | 23142.8174 | 103.2248 | 0 | 127943.1169 | 92.79% | 7.208% | 3338.5405 | 700.4948 | 330.6822 | 18.5741 | 79.4862 | 367.0754 | 399.3533 | 123.4915 | 5163.5609 | 29134.6469 | 135264.6545 | 169562.8623 | 975516.0729 | 1150887.8059 | 1.764% | 1171552.214
BUREAU #2197 | TERTIAIRE | BUREAUX | 27939.9718 | 2015 | 24292.6454 | 0 | 0 | 0 | 0 | 7695.3047 | 61970.4219 | 64714.3779 | 4 | 167211.8514 | 158271.4918 | 18 | 221650.2591 | 100733.2176 | 3 | 0 | 0 | 0 | 46993.2479 | 2874.246 | 485109.234 | 4192.6722 | 203673.3613 | 847.0472 | 706.9629 | 0 | 43169.9085 | 305.8826 | 0 | 231541.2153 | 89.02% | 10.98% | 6430.2865 | 1252.1806 | 898.1011 | 35.4749 | 200.1224 | 1016.71 | 1043.4646 | 193.7899 | 11981.7872 | 63828.3353 | 368587.4564 | 444397.5789 | 1655443.6868 | 2107336.7289 | 2.176% | 2154211.6059
BUREAU #2198 | TERTIAIRE | BUREAUX | 3600.6682 | 2015 | 3591.4201 | 0 | 0 | 0 | 0 | 863.2629 | 10342.2074 | 7413.1333 | 0 | 17812.1484 | 16464.146 | 3 | 24875.1358 | 13741.7295 | 0 | 0 | 0 | 0 | 5744.0568 | 270.0849 | 56862.2662 | 460.4584 | 34360.2326 | 83.1304 | 88.2533 | 0 | 6355.5406 | 25.3303 | 0 | 24463.9266 | 89.66% | 10.34% | 1119.1741 | 145.172 | 76.361 | 3.0082 | 22.5648 | 118.6298 | 123.3471 | 23.0924 | 1732.4935 | 7224.1522 | 45151.701 | 54108.3467 | 204851.0115 | 259828.7168 | 7.789% | 281775.4548
BUREAU #2199 | TERTIAIRE | BUREAUX | 29273.3352 | 2010 | 19304.5474 | 0 | 0 | 0 | 0 | 8286.8052 | 65985.8595 | 48088.758 | 4 | 158524.2908 | 143091.9299 | 22 | 155522.5754 | 121116.2485 | 3 | 0 | 0 | 0 | 44694.9659 | 2756.4119 | 417236.7722 | 4856.8104 | 243718.5986 | 707.7725 | 834.7393 | 0 | 57336.8612 | 293.8434 | 0 | 268811.1134 | 88.51% | 11.49% | 8618.6931 | 1418.0993 | 734.1743 | 29.4618 | 191.7735 | 1114.8864 | 688.7393 | 244.9172 | 11739.7662 | 48253.605 | 366184.1309 | 426177.5021 | 1584027.6984 | 2019387.2477 | 3.719% | 2097387.5206
BUREAU #2200 | TERTIAIRE | BUREAUX | 16470.9279 | 2014 | 10216.3207 | 0 | 0 | 0 | 0 | 5483.4315 | 36839.4445 | 42353.5187 | 2 | 79078.7173 | 94238.8202 | 16 | 124627.587 | 65753.0664 | 2 | 0 | 0 | 0 | 34873.319 | 1669.1157 | 256365.2176 | 2502.3909 | 171420.4924 | 418.0541 | 573.107 | 0 | 29052.4205 | 145.5126 | 0 | 117934.7711 | 92.33% | 7.668% | 3877.565 | 525.7417 | 357.9224 | 19.6113 | 95.8616 | 407.1249 | 628.4132 | 147.9411 | 5571.6387 | 38793.4947 | 149890.2464 | 194255.3798 | 960656.8094 | 1159566.5813 | 2.274% | 1186548.3627
BUREAU #2201 | TERTIAIRE | BUREAUX | 20823.3718 | 2021 | 21844.0795 | 0 | 0 | 0 | 0 | 5722.3807 | 64837.9454 | 54859.5261 | 3 | 120896.0174 | 126057.9919 | 15 | 157010.6402 | 96016.8048 | 3 | 0 | 0 | 0 | 43271.2719 | 2048.0905 | 312756.181 | 3511.5898 | 234300.0565 | 418.9974 | 508.9479 | 0 | 46372.7252 | 234.1332 | 0 | 177994.897 | 94.42% | 5.578% | 6854.2828 | 647.1651 | 597.0449 | 22.631 | 113.3334 | 694.1887 | 616.0274 | 180.5816 | 11125.1954 | 55256.6789 | 280803.6376 | 347185.5118 | 1322596.9367 | 1678010.5098 | 5.604% | 1777627.878
BUREAU #2202 | TERTIAIRE | BUREAUX | 9311.8998 | 2017 | 7061.9503 | 0 | 0 | 0 | 0 | 2401.3525 | 29010.895 | 26397.6822 | 1 | 61911.2915 | 40892.7724 | 8 | 65215.0707 | 31957.7126 | 1 | 0 | 0 | 0 | 15257.7047 | 916.2145 | 121099.6681 | 1216.7156 | 81862.3187 | 227.0033 | 346.7592 | 0 | 16394.4307 | 83.3444 | 0 | 66263.0346 | 92.4% | 7.599% | 2723.4847 | 433.8731 | 298.8775 | 9.8431 | 51.81 | 270.3014 | 324.726 | 84.0332 | 3598.8697 | 22933.7185 | 101633.4529 | 128166.0412 | 520954.2308 | 652256.8535 | 5.884% | 693033.097
BUREAU #2203 | TERTIAIRE | BUREAUX | 11992.6159 | 2013 | 7145.0493 | 0 | 0 | 0 | 0 | 3456.4464 | 27183.2722 | 32142.6424 | 2 | 66995.2223 | 70754.0253 | 9 | 104161.4412 | 40222.5542 | 2 | 0 | 0 | 0 | 24266.6823 | 1200.4943 | 179786.032 | 1602.4935 | 109878.1715 | 241.6328 | 361.9175 | 0 | 19636.4514 | 83.6173 | 0 | 77460.5527 | 82.26% | 17.74% | 3915.963 | 568.2197 | 364.0472 | 11.2656 | 82.9984 | 304.5227 | 321.1502 | 75.407 | 5994.1137 | 25850.6933 | 119003.3283 | 150848.1353 | 687651.3849 | 841591.4729 | 3.893% | 875681.8893
BUREAU #2204 | TERTIAIRE | BUREAUX | 4048.0288 | 2022 | 4585.6585 | 0 | 0 | 0 | 0 | 1342.84 | 15336.9817 | 8163.4403 | 0 | 27020.0666 | 17335.734 | 3 | 43409.5851 | 21729.5598 | 0 | 0 | 0 | 0 | 6256.785 | 441.4064 | 58398.6304 | 461.8195 | 35840.4756 | 117.9999 | 118.7565 | 0 | 6386.301 | 36.9377 | 0 | 41684.7311 | 84.46% | 15.54% | 1389.0082 | 140.8237 | 85.6732 | 5.1713 | 30.5974 | 102.5738 | 127.4944 | 29.4704 | 1901.5761 | 11059.2378 | 45653.927 | 58614.7409 | 267556.4511 | 327763.9909 | 1.417% | 332476.0112
BUREAU #2205 | TERTIAIRE | BUREAUX | 17273.4252 | 2021 | 19279.5603 | 0 | 0 | 0 | 0 | 4560.4622 | 56193.988 | 51278.4145 | 3 | 104698.6373 | 74378.3687 | 15 | 134929.1632 | 101294.9925 | 2 | 0 | 0 | 0 | 32303.3431 | 1278.0979 | 219204.6518 | 2402.3339 | 204893.5101 | 434.1082 | 588.8936 | 0 | 42776.0389 | 131.1101 | 0 | 129782.5112 | 87.32% | 12.68% | 5262.2027 | 644.4553 | 533.9193 | 13.9138 | 101.0589 | 520.493 | 476.9536 | 159.748 | 8795.8355 | 46555.7464 | 234067.119 | 289418.701 | 1060702.4739 | 1356340.5591 | 5.295% | 1432174.4829
BUREAU #2206 | TERTIAIRE | BUREAUX | 5902.7432 | 2016 | 4339.0043 | 0 | 0 | 0 | 0 | 1847.7467 | 17625.7255 | 13823.7737 | 1 | 26553.025 | 35621.8354 | 4 | 39376.3278 | 20702.9591 | 1 | 0 | 0 | 0 | 10906.8729 | 598.3601 | 76777.234 | 896.2221 | 51389.5367 | 121.7388 | 155.8963 | 0 | 13182.9552 | 43.2335 | 0 | 48897.4593 | 86.9% | 13.1% | 1310.2031 | 199.1402 | 126.5471 | 5.4589 | 45.5385 | 167.3817 | 199.984 | 48.4264 | 1995.1574 | 10027.4646 | 63316.9639 | 75339.5858 | 320263.4618 | 397697.3591 | 2.699% | 408730.5553
BUREAU #2207 | TERTIAIRE | BUREAUX | 13224.0905 | 2024 | 12624.522 | 0 | 0 | 0 | 0 | 3463.405 | 37100.8282 | 31647.4596 | 2 | 89627.0468 | 73145.948 | 10 | 149091.6374 | 60767.4101 | 1 | 0 | 0 | 0 | 26555.9391 | 1208.137 | 189488.4803 | 1587.0258 | 165922.2403 | 311.3786 | 431.422 | 0 | 31937.4919 | 106.6978 | 0 | 109934.9634 | 93.39% | 6.609% | 4409.3897 | 480.5971 | 395.8071 | 13.0675 | 78.4343 | 370.0444 | 321.5302 | 122.7134 | 6093.2804 | 29627.3394 | 120695.1851 | 156415.805 | 899997.5337 | 1062086.6727 | 0.7722% | 1070351.4919
BUREAU #2208 | TERTIAIRE | BUREAUX | 8832.6652 | 2012 | 7630.0584 | 0 | 0 | 0 | 0 | 2927.4665 | 21804.9207 | 17644.585 | 1 | 39769.4502 | 34917.2099 | 8 | 65083.7712 | 34773.0838 | 1 | 0 | 0 | 0 | 16874.8837 | 874.1799 | 133613.6698 | 1134.8553 | 81083.6192 | 190.5812 | 291.4246 | 0 | 13650.3984 | 82.9481 | 0 | 55924.5045 | 82.86% | 17.14% | 2034.412 | 423.9247 | 188.6281 | 10.3031 | 59.7257 | 248.0431 | 337.261 | 60.5972 | 3781.974 | 19073.9287 | 108856.2385 | 131712.1411 | 487355.604 | 621997.2942 | 2.045% | 634982.3161
BUREAU #2209 | TERTIAIRE | BUREAUX | 27335.6351 | 2019 | 18649.7806 | 0 | 0 | 0 | 0 | 8223.7895 | 81280.6971 | 57119.8872 | 4 | 134303.1931 | 130049.4461 | 19 | 239483.1375 | 111040.6296 | 3 | 0 | 0 | 0 | 43634.4913 | 2069.4187 | 513974.5632 | 3156.9151 | 241581.3549 | 579.856 | 858.4265 | 0 | 42453.7526 | 222.76 | 0 | 276345.071 | 89.56% | 10.44% | 6418.7443 | 1207.9453 | 768.3134 | 26.6569 | 178.0678 | 809.3258 | 733.1201 | 198.2198 | 13473.9074 | 56639.9104 | 295191.3319 | 365305.1497 | 1765208.2081 | 2141620.3836 | 1.694% | 2178530.4047
BUREAU #2210 | TERTIAIRE | BUREAUX | 27491.0021 | 2019 | 21765.5214 | 0 | 0 | 0 | 0 | 7951.6827 | 86837.7346 | 63025.957 | 4 | 160421.9907 | 158049.8142 | 21 | 176837.8671 | 142218.7107 | 3 | 0 | 0 | 0 | 52819.93 | 2723.8549 | 373748.2481 | 3551.6754 | 231736.3046 | 848.0638 | 740.0591 | 0 | 64531.8376 | 219.0504 | 0 | 200562.6309 | 89.58% | 10.42% | 7562.9794 | 906.4155 | 850.4291 | 35.553 | 219.7089 | 823.6764 | 1026.5806 | 240.2679 | 13269.7675 | 75470.9925 | 283252.1226 | 371992.8826 | 1549635.3989 | 1931517.0107 | 5.066% | 2034583.1201
BUREAU #2211 | TERTIAIRE | BUREAUX | 5544.45 | 2012 | 3648.1728 | 0 | 0 | 0 | 0 | 1628.1457 | 16926.7963 | 13793.6116 | 1 | 28811.906 | 24617.9308 | 3 | 37749.5274 | 18671.361 | 1 | 0 | 0 | 0 | 6816.9879 | 544.6016 | 88628.0133 | 653.0615 | 49254.9846 | 118.2904 | 198.311 | 0 | 7167.4827 | 55.9232 | 0 | 53707.646 | 77.98% | 22.02% | 1891.0271 | 265.4304 | 113.9259 | 5.6734 | 27.0909 | 187.6503 | 167.2273 | 35.7308 | 2733.1205 | 8501.4283 | 74373.1284 | 85607.6773 | 322683.2556 | 410034.1076 | 5.507% | 433932.4855
BUREAU #2212 | TERTIAIRE | BUREAUX | 4232.7763 | 2014 | 2564.8038 | 0 | 0 | 0 | 0 | 1442.2796 | 10125.7682 | 10950.3108 | 1 | 29168.3786 | 17006.3794 | 4 | 39336.0783 | 20005.1203 | 0 | 0 | 0 | 0 | 7352.5655 | 297.289 | 61338.7077 | 479.4674 | 43538.2426 | 100.6806 | 133.3625 | 0 | 6875.7557 | 42.2892 | 0 | 31329.2575 | 89.37% | 10.63% | 1318.0162 | 197.7556 | 95.6775 | 5.3372 | 28.6451 | 144.2663 | 159.7313 | 32.4208 | 2117.8916 | 6757.4794 | 57480.1793 | 66355.5503 | 255236.6949 | 322727.6033 | 6.825% | 346368.4156
BUREAU #2213 | TERTIAIRE | BUREAUX | 28565.94 | 2014 | 19497.1183 | 0 | 0 | 0 | 0 | 6644.8037 | 66487.5455 | 73262.6654 | 4 | 174201.8455 | 145194.6266 | 26 | 198156.8727 | 117541.4747 | 4 | 0 | 0 | 0 | 44737.5203 | 3209.1437 | 475385.5437 | 3883.133 | 286409.6259 | 862.322 | 879.5907 | 0 | 47609.3865 | 203.9779 | 0 | 185784.532 | 78.94% | 21.06% | 9630.8333 | 1067.3472 | 771.3311 | 30.3354 | 155.1553 | 738.7226 | 1116.6724 | 190.5441 | 13251.2573 | 68415.8323 | 402110.7054 | 483777.795 | 1673411.4015 | 2164332.4569 | 5.166% | 2282227.7397
BUREAU #2214 | TERTIAIRE | BUREAUX | 23130.942 | 2022 | 16876.1224 | 0 | 0 | 0 | 0 | 7906.683 | 71672.1912 | 60690.7497 | 3 | 135671.3496 | 104218.23 | 18 | 171899.9072 | 121259.6308 | 2 | 0 | 0 | 0 | 39832.6933 | 2125.3104 | 390270.6859 | 2586.6024 | 295693.2948 | 492.021 | 594.9472 | 0 | 56779.4801 | 249.763 | 0 | 282432.8837 | 88.9% | 11.1% | 6337.1441 | 703.5528 | 645.5067 | 27.0696 | 111.6926 | 874.95 | 648.9926 | 131.6566 | 13692.5809 | 46702.2542 | 207469.1379 | 267863.973 | 1613938.6408 | 1889456.9074 | 2.072% | 1929444.5907
BUREAU #2215 | TERTIAIRE | BUREAUX | 7673.2842 | 2020 | 6203.1195 | 0 | 0 | 0 | 0 | 1966.0008 | 27365.6974 | 24131.4318 | 1 | 41631.6295 | 33751.1798 | 6 | 65669.3505 | 38922.5785 | 1 | 0 | 0 | 0 | 14497.4681 | 705.6521 | 108268.3893 | 989.8076 | 72763.0767 | 189.7282 | 235.1401 | 0 | 15634.261 | 76.1497 | 0 | 58240.3516 | 84.64% | 15.36% | 1844.9336 | 335.2907 | 187.7815 | 7.3914 | 42.0029 | 263.8017 | 211.238 | 46.0443 | 3474.0396 | 15558.1936 | 75110.2485 | 94142.4817 | 455351.2894 | 551890.0883 | 7.444% | 596277.1085
BUREAU #2216 | TERTIAIRE | BUREAUX | 32415.9415 | 2009 | 27552.38 | 0 | 0 | 0 | 0 | 8421.9418 | 91775.9058 | 69132.9806 | 5 | 135139.9603 | 128358.7206 | 24 | 191933.05 | 110179.498 | 4 | 0 | 0 | 0 | 55594.2473 | 2679.0875 | 414924.242 | 4484.5674 | 251754.6354 | 997.4786 | 1031.1927 | 0 | 55421.3911 | 223.4796 | 0 | 280531.3497 | 88.06% | 11.94% | 8328.3654 | 1600.0936 | 1022.5949 | 27.9956 | 246.6595 | 1086.3426 | 1017.7847 | 281.8748 | 10512.7905 | 63403.573 | 407971.6177 | 481887.9813 | 1675432.6755 | 2166005.3568 | 1.887% | 2207673.4276
BUREAU #2217 | TERTIAIRE | BUREAUX | 7834.715 | 2023 | 8101.3732 | 0 | 0 | 0 | 0 | 3078.6403 | 27286.1005 | 18914.9097 | 1 | 60468.8018 | 44113.1456 | 7 | 53452.0351 | 44580.0048 | 1 | 0 | 0 | 0 | 14642.5231 | 786.4337 | 100374.8381 | 823.6942 | 100821.176 | 178.2312 | 265.8009 | 0 | 19171.6842 | 82.1287 | 0 | 91980.5072 | 96.18% | 3.824% | 1740.481 | 272.7619 | 192.0386 | 7.7042 | 51.1989 | 214.7952 | 238.12 | 50.9079 | 4850.1852 | 19569.3568 | 106800.9982 | 131220.5402 | 532255.785 | 666589.3752 | 7.307% | 719136.5953
BUREAU #2218 | TERTIAIRE | BUREAUX | 29201.9878 | 2023 | 31295.3815 | 0 | 0 | 0 | 0 | 7501.2759 | 105655.3085 | 77328.583 | 3 | 182750.7115 | 188098.5355 | 26 | 245621.7186 | 148619.7528 | 3 | 0 | 0 | 0 | 54920.7151 | 2838.9886 | 578210.5759 | 3608.8647 | 268045.6011 | 597.4993 | 1058.6898 | 0 | 53405.4404 | 199.8555 | 0 | 251791.9631 | 90.01% | 9.992% | 7876.6241 | 1022.2328 | 820.7226 | 23.5466 | 221.1621 | 770.6729 | 858.9773 | 264.051 | 16152.8448 | 86080.2898 | 337846.916 | 440080.0506 | 1988568.4668 | 2441091.4215 | 1.739% | 2484292.8376
BUREAU #2219 | TERTIAIRE | BUREAUX | 24599.9365 | 2021 | 18863.1522 | 0 | 0 | 0 | 0 | 6312.6782 | 78436.0842 | 52000.11 | 3 | 193580.0918 | 156365.8692 | 22 | 161625.1952 | 105166.2307 | 3 | 0 | 0 | 0 | 53379.1802 | 1844.8236 | 316906.2955 | 2905.3533 | 265420.145 | 525.7035 | 929.5651 | 0 | 59225.2957 | 216.2162 | 0 | 184406.0009 | 86.54% | 13.46% | 7011.2853 | 1038.6772 | 692.3219 | 28.0146 | 163.7371 | 596.1567 | 671.9543 | 179.3007 | 13050.971 | 72776.3749 | 324462.9857 | 410290.3316 | 1503103.386 | 1920939.2869 | 3.032% | 1981011.8575
BUREAU #2220 | TERTIAIRE | BUREAUX | 29532.0373 | 2018 | 23062.6098 | 0 | 0 | 0 | 0 | 8590.7444 | 93949.3161 | 63165.6679 | 3 | 144613.833 | 171412.7394 | 27 | 186357.6867 | 132044.3418 | 3 | 0 | 0 | 0 | 56700.2689 | 2653.5655 | 523888.7781 | 3661.6571 | 242155.8911 | 585.1433 | 1141.543 | 0 | 55360.0024 | 293.9341 | 0 | 207372.9839 | 87.03% | 12.97% | 7085.3814 | 1312.683 | 593.9389 | 32.6264 | 180.2204 | 1105.1064 | 1074.2618 | 263.1473 | 15570.1533 | 72461.5205 | 381793.7322 | 469825.4061 | 1720744.7146 | 2199290.8226 | 4.836% | 2311062.991
BUREAU #2221 | TERTIAIRE | BUREAUX | 8292.1497 | 2019 | 5918.715 | 0 | 0 | 0 | 0 | 2339.9853 | 24616.422 | 16362.9888 | 1 | 48573.6268 | 44015.4044 | 7 | 80631.647 | 36305.8721 | 1 | 0 | 0 | 0 | 17583.6564 | 568.8994 | 150334.7947 | 1082.8273 | 74701.0346 | 212.458 | 241.1966 | 0 | 15347.7268 | 61.3735 | 0 | 70600.9038 | 86.8% | 13.2% | 2124.0426 | 344.4861 | 185.1652 | 6.6956 | 52.83 | 251.0109 | 305.0797 | 66.1139 | 4290.4981 | 16503.507 | 113615.2655 | 134409.2706 | 539534.9427 | 676344.4984 | 1.688% | 687958.5986
BUREAU #2222 | TERTIAIRE | BUREAUX | 32991.512 | 2009 | 25189.2803 | 0 | 0 | 0 | 0 | 9609.3198 | 64976.5494 | 80688.3792 | 5 | 202258.6515 | 109768.9174 | 22 | 173658.9141 | 114530.2776 | 4 | 0 | 0 | 0 | 44777.1004 | 3648.8221 | 347525.3126 | 4578.8276 | 213019.6712 | 723.7955 | 1264.5844 | 0 | 41305.8162 | 285.3839 | 0 | 309140.9018 | 72.58% | 27.42% | 11088.7989 | 1063.7577 | 1031.399 | 35.1043 | 231.5038 | 1026.578 | 1216.7336 | 224.3486 | 15421.8357 | 65600.5517 | 405942.5599 | 486964.9472 | 1595746.0071 | 2089985.1517 | 2.068% | 2134112.7009
BUREAU #2223 | TERTIAIRE | BUREAUX | 31894.4386 | 2018 | 21369.5364 | 0 | 0 | 0 | 0 | 9556.3802 | 94534.0966 | 96856.197 | 4 | 176544.4829 | 161744.2074 | 27 | 283656.5546 | 136579.6473 | 5 | 0 | 0 | 0 | 63209.7128 | 3514.2201 | 366721.0768 | 5354.2064 | 362130.3889 | 903.3689 | 1129.8279 | 0 | 65215.2557 | 312.5809 | 0 | 310849.9919 | 85.72% | 14.28% | 8215.2569 | 1004.2249 | 848.0616 | 31.2448 | 202.6992 | 1107.3942 | 1152.4072 | 282.8717 | 11905.2616 | 66453.2728 | 292534.3108 | 370892.8452 | 1937685.7648 | 2321847.6129 | 7.308% | 2504906.4275
BUREAU #2224 | TERTIAIRE | BUREAUX | 31302.8096 | 2008 | 23093.7399 | 0 | 0 | 0 | 0 | 8128.4862 | 71670.2901 | 67134.6762 | 4 | 179046.8188 | 135034.0295 | 23 | 240421.8632 | 129728.5379 | 5 | 0 | 0 | 0 | 56712.2935 | 2794.2495 | 423386.2445 | 3643.2009 | 304720.9721 | 778.2027 | 1057.6875 | 0 | 38246.2683 | 283.591 | 0 | 213851.4662 | 84.78% | 15.22% | 7844.9282 | 1470.5324 | 724.3093 | 37.2602 | 237.1558 | 1219.1395 | 945.788 | 194.7197 | 13854.9262 | 51164.8841 | 426804.7436 | 491824.5539 | 1716376.5055 | 2218547.0972 | 4.864% | 2331981.5996
BUREAU #2225 | TERTIAIRE | BUREAUX | 25448.2471 | 2010 | 14635.4166 | 0 | 0 | 0 | 0 | 4950.2703 | 76383.4144 | 57837.2545 | 3 | 164664.6077 | 98420.8711 | 23 | 171826.4271 | 104313.0188 | 4 | 0 | 0 | 0 | 34167.0925 | 1972.3813 | 340308.3609 | 3327.5692 | 253348.0027 | 577.4981 | 684.6299 | 0 | 50496.6521 | 250.0773 | 0 | 204148.4207 | 95.03% | 4.968% | 5321.3903 | 844.733 | 587.6351 | 24.1075 | 178.8578 | 912.8485 | 981.9145 | 216.8914 | 11234.1224 | 40519.4894 | 339715.5044 | 391469.1163 | 1441404.6912 | 1838957.9032 | 4.7% | 1929647.7064
BUREAU #2226 | TERTIAIRE | BUREAUX | 31979.8345 | 2018 | 25691.8885 | 0 | 0 | 0 | 0 | 10825.0764 | 72411.1563 | 72660.0538 | 5 | 174391.8141 | 182230.8064 | 30 | 207697.6395 | 125486.7308 | 5 | 0 | 0 | 0 | 46465.9165 | 3541.7771 | 542531.3919 | 5473.166 | 365998.4954 | 696.6869 | 787.2766 | 0 | 46364.6474 | 278.8175 | 0 | 277329.9763 | 88.34% | 11.66% | 8836.5293 | 1065.1606 | 717.554 | 32.0247 | 195.9731 | 946.493 | 907.7893 | 229.4934 | 13166.1145 | 78135.1587 | 455906.2733 | 547207.5465 | 1967609.4322 | 2527721.4481 | 4.741% | 2653532.0826
BUREAU #2227 | TERTIAIRE | BUREAUX | 5088.3864 | 2010 | 4358.4241 | 0 | 0 | 0 | 0 | 1462.012 | 14800.3547 | 12750.9823 | 1 | 20033.9387 | 18215.164 | 3 | 30843.0162 | 21476.7559 | 1 | 0 | 0 | 0 | 9065.6486 | 439.8913 | 58487.1231 | 626.3173 | 51207.967 | 134.8454 | 170.5049 | 0 | 7352.1857 | 39.1892 | 0 | 42560.1696 | 79.89% | 20.11% | 1616.8906 | 230.8903 | 137.5553 | 5.7443 | 39.3347 | 130.3231 | 119.6235 | 41.5658 | 2386.1101 | 8789.7198 | 49021.0101 | 60196.84 | 265227.0017 | 326674.3165 | 6.494% | 349363.4647
BUREAU #2228 | TERTIAIRE | BUREAUX | 10865.4517 | 2022 | 10173.5641 | 0 | 0 | 0 | 0 | 2977.5604 | 41529.8434 | 31697.1171 | 2 | 69781.1709 | 52745.701 | 9 | 94687.3212 | 53468.1884 | 1 | 0 | 0 | 0 | 17393.93 | 974.5121 | 130712.2606 | 1347.7971 | 124019.3318 | 240.4367 | 334.1802 | 0 | 20802.6188 | 84.1994 | 0 | 90909.6102 | 94.22% | 5.78% | 3124.4022 | 482.289 | 350.7784 | 11.7797 | 53.8573 | 304.8445 | 312.1479 | 81.1726 | 4956.2272 | 24458.7729 | 109714.4843 | 139129.4844 | 667605.3543 | 810147.2502 | 5.226% | 854821.8347
BUREAU #2229 | TERTIAIRE | BUREAUX | 16348.7245 | 2014 | 11338.114 | 0 | 0 | 0 | 0 | 4492.9976 | 47318.773 | 28564.6947 | 2 | 106816.557 | 63431.1574 | 11 | 124893.3078 | 75570.5377 | 3 | 0 | 0 | 0 | 24902.1574 | 1329.3222 | 173401.4567 | 1692.9432 | 141068.5283 | 466.4562 | 452.2126 | 0 | 21819.6291 | 163.2899 | 0 | 158826.3872 | 86.61% | 13.39% | 4546.4392 | 753.4854 | 501.0374 | 13.373 | 94.4257 | 419.17 | 572.2413 | 133.789 | 7729.843 | 32975.6571 | 166378.0798 | 207083.5798 | 902837.2196 | 1114182.3622 | 1.016% | 1125618.9151
BUREAU #2230 | TERTIAIRE | BUREAUX | 28313.7588 | 2009 | 21589.0913 | 0 | 0 | 0 | 0 | 7869.2351 | 79830.1999 | 61318.7858 | 3 | 134657.3506 | 111058.6632 | 21 | 213153.6637 | 101906.0258 | 3 | 0 | 0 | 0 | 36656.5273 | 2297.5155 | 426734.5746 | 4385.0421 | 283517.3062 | 886.0657 | 737.8189 | 0 | 41287.2391 | 194.1262 | 0 | 177913.7725 | 91.14% | 8.855% | 6078.0225 | 906.52 | 838.8522 | 33.7975 | 187.9793 | 759.6853 | 975.4174 | 182.5233 | 12565.7327 | 59071.3788 | 356522.0303 | 428159.1418 | 1575966.4227 | 2010199.8951 | 5.67% | 2131028.679
BUREAU #2231 | TERTIAIRE | BUREAUX | 26024.7022 | 2011 | 21953.3019 | 0 | 0 | 0 | 0 | 6711.8343 | 58065.2647 | 51845.3615 | 4 | 126899.9641 | 112185.9591 | 19 | 193134.6176 | 78675.0374 | 4 | 0 | 0 | 0 | 43457.4525 | 2957.7997 | 366064.6572 | 3300.1463 | 286310.1464 | 704.976 | 697.5485 | 0 | 38717.909 | 267.5505 | 0 | 256148.1853 | 85.75% | 14.25% | 7965.87 | 1233.4131 | 819.9428 | 32.5858 | 145.4455 | 786.8326 | 1008.4708 | 220.5234 | 9417.7405 | 46586.4713 | 328808.4645 | 384812.6762 | 1534885.1642 | 1928025.6904 | 6.157% | 2054517.7119
BUREAU #2232 | TERTIAIRE | BUREAUX | 13317.4177 | 2019 | 9113.9504 | 0 | 0 | 0 | 0 | 4243.1761 | 37124.1918 | 29217.9049 | 2 | 70201.4623 | 59296.066 | 12 | 128790.9526 | 69094.0787 | 2 | 0 | 0 | 0 | 27777.8506 | 1391.1358 | 246851.0647 | 2198.1481 | 140166.6141 | 330.6266 | 333.4142 | 0 | 29127.1084 | 116.5899 | 0 | 133198.9618 | 87.69% | 12.31% | 3656.3119 | 480.856 | 422.7235 | 12.8147 | 73.3158 | 506.8565 | 357.3243 | 108.1452 | 7522.0416 | 29744.1181 | 140845.8689 | 178112.0286 | 910921.1201 | 1092715.58 | 1.295% | 1107054.7573
BUREAU #2233 | TERTIAIRE | BUREAUX | 14293.8025 | 2016 | 14093.4598 | 0 | 0 | 0 | 0 | 4290.959 | 47667.8005 | 31086.3016 | 2 | 86054.5185 | 86905.2028 | 12 | 97393.2335 | 75616.0225 | 2 | 0 | 0 | 0 | 19696.3805 | 1081.973 | 246222.3511 | 1706.1021 | 170384.8988 | 393.4607 | 534.436 | 0 | 28298.463 | 135.1773 | 0 | 153049.5914 | 93.17% | 6.835% | 3310.9736 | 460.7229 | 452.6599 | 13.6523 | 77.275 | 347.3686 | 480.8641 | 101.458 | 5767.1011 | 23856.0303 | 136584.8109 | 166207.9423 | 945462.6747 | 1115336.4722 | 3.026% | 1150137.3487
BUREAU #2234 | TERTIAIRE | BUREAUX | 17497.2473 | 2018 | 12467.2093 | 0 | 0 | 0 | 0 | 5795.8136 | 47681.3539 | 37036.3232 | 2 | 107871.389 | 92473.3733 | 12 | 130791.0326 | 81317.5763 | 3 | 0 | 0 | 0 | 35825.2876 | 1782.7868 | 303051.5174 | 2159.3617 | 194432.3416 | 522.5061 | 655.0285 | 0 | 32007.111 | 140.6498 | 0 | 198765.8872 | 84.1% | 15.9% | 3843.0491 | 839.2324 | 515.3148 | 20.572 | 116.9353 | 453.8636 | 554.0382 | 139.6627 | 9854.8639 | 41541.2144 | 227865.3029 | 279261.3811 | 1181748.8798 | 1466400.363 | 0.6409% | 1475858.8873
BUREAU #2235 | TERTIAIRE | BUREAUX | 32888.632 | 2014 | 23714.7861 | 0 | 0 | 0 | 0 | 7778.2774 | 100040.233 | 78811.8332 | 4 | 155202.4688 | 124474.5624 | 25 | 189352.4657 | 150363.3776 | 3 | 0 | 0 | 0 | 47229.1548 | 2625.2781 | 378957.0645 | 4443.5124 | 380758.6297 | 932.3864 | 955.8423 | 0 | 70473.6376 | 271.4612 | 0 | 303262.4147 | 87.68% | 12.32% | 8154.9221 | 1457.2137 | 996.9278 | 36.0005 | 163.4967 | 1071.0643 | 927.9217 | 192.039 | 12467.7195 | 64637.9 | 419602.9692 | 496708.5887 | 1831196.5158 | 2338027.0344 | 3.161% | 2414345.7322
BUREAU #2236 | TERTIAIRE | BUREAUX | 23890.4088 | 2017 | 19643.0151 | 0 | 0 | 0 | 0 | 6030.1003 | 81202.4362 | 58118.4536 | 3 | 113893.1448 | 94036.8598 | 21 | 189473.2116 | 127793.7636 | 3 | 0 | 0 | 0 | 48619.3569 | 1917.5877 | 432519.7528 | 2958.6689 | 211733.1949 | 584.41 | 921.3711 | 0 | 37279.8192 | 204.4961 | 0 | 193110.7553 | 80.24% | 19.76% | 8039.0946 | 813.0818 | 530.0473 | 31.225 | 126.3616 | 565.3207 | 610.477 | 143.2555 | 11779.361 | 52548.2928 | 215440.9226 | 279768.5764 | 1476318.6418 | 1764272.5316 | 4.668% | 1850657.1637
BUREAU #2237 | TERTIAIRE | BUREAUX | 15417.2843 | 2015 | 13879.0947 | 0 | 0 | 0 | 0 | 5387.5519 | 33600.6562 | 34901.9699 | 2 | 95455.9153 | 89216.8556 | 11 | 129905.0758 | 71643.5427 | 2 | 0 | 0 | 0 | 31509.5673 | 1666.0163 | 221385.9631 | 2004.4549 | 139898.617 | 300.6425 | 511.1075 | 0 | 31659.3828 | 133.4161 | 0 | 147718.9851 | 83.81% | 16.19% | 4521.1833 | 676.1601 | 444.75 | 15.8726 | 89.5963 | 534.0594 | 495.9531 | 139.382 | 7632.526 | 27429.742 | 210668.347 | 245730.615 | 934618.2537 | 1184998.4141 | 6.988% | 1274027.7505
BUREAU #2238 | TERTIAIRE | BUREAUX | 14005.1891 | 2021 | 15345.1889 | 0 | 0 | 0 | 0 | 4189.6093 | 40100.2839 | 43890.5357 | 2 | 78402.7476 | 70472.8865 | 12 | 148627.6915 | 72887.2115 | 2 | 0 | 0 | 0 | 27828.3269 | 1507.8467 | 181282.071 | 2098.072 | 188066.431 | 291.7786 | 455.3362 | 0 | 23761.4569 | 150.3086 | 0 | 111292.8272 | 85.05% | 14.95% | 2938.1934 | 451.5363 | 285.2181 | 14.979 | 91.81 | 493.3762 | 465.1487 | 92.7454 | 5120.5071 | 38601.5652 | 161458.7835 | 205180.8557 | 910603.443 | 1120406.9665 | 4.773% | 1176561.9657
BUREAU #2239 | TERTIAIRE | BUREAUX | 6715.8554 | 2011 | 3883.6598 | 0 | 0 | 0 | 0 | 1452.1139 | 14896.5808 | 15332.5061 | 1 | 36136.3928 | 28911.5718 | 5 | 35751.2543 | 26934.0657 | 1 | 0 | 0 | 0 | 11242.9196 | 638.5222 | 76997.7087 | 866.8591 | 48872.4341 | 138.2815 | 224.8483 | 0 | 11068.2957 | 75.9703 | 0 | 64694.9805 | 93.69% | 6.311% | 1924.4513 | 309.1864 | 144.9236 | 8.5269 | 43.9042 | 243.1475 | 219.1956 | 61.9928 | 2157.5767 | 15577.3144 | 78736.997 | 96471.888 | 340541.0033 | 438606.4251 | 5.642% | 464832.3296
BUREAU #2240 | TERTIAIRE | BUREAUX | 15887.8024 | 2013 | 14152.276 | 0 | 0 | 0 | 0 | 5233.4673 | 41487.4183 | 35090.1479 | 2 | 97970.977 | 68858.5658 | 12 | 89749.1343 | 51065.6633 | 2 | 0 | 0 | 0 | 30642.078 | 1742.9871 | 256880.8286 | 2710.5944 | 138723.1587 | 359.333 | 598.253 | 0 | 26455.5705 | 141.4489 | 0 | 163221.3585 | 75.77% | 24.23% | 5364.8263 | 706.1523 | 445.8431 | 14.569 | 83.2185 | 552.979 | 591.0973 | 141.1858 | 8050.9451 | 30662.8952 | 177958.7966 | 216672.637 | 952900.3708 | 1173867.0629 | 5.783% | 1245913.0326
BUREAU #2241 | TERTIAIRE | BUREAUX | 30277.3282 | 2024 | 24286.8015 | 0 | 0 | 0 | 0 | 12308.8025 | 90907.5629 | 80080.6259 | 4 | 175881.6652 | 169250.851 | 18 | 227775.5348 | 127869.4888 | 5 | 0 | 0 | 0 | 47409.3501 | 3108.2357 | 451239.8281 | 3261.1613 | 303227.3478 | 916.9995 | 1014.1369 | 0 | 73920.0259 | 302.9648 | 0 | 273134.2368 | 94.97% | 5.029% | 8618.0896 | 966.0034 | 998.404 | 35.673 | 175.6723 | 1131.3188 | 849.326 | 230.6231 | 18933.9092 | 73706.2482 | 268002.5506 | 360642.708 | 1874529.2071 | 2247706.5136 | 4.728% | 2359251.2056
BUREAU #2242 | TERTIAIRE | BUREAUX | 16471.5907 | 2019 | 15658.4281 | 0 | 0 | 0 | 0 | 4469.3665 | 39683.1435 | 42562.1207 | 2 | 120727.9881 | 108414.891 | 13 | 150993.8968 | 71352.2478 | 2 | 0 | 0 | 0 | 24098.6073 | 1272.1829 | 240818.4842 | 2391.2232 | 148007.8172 | 523.3526 | 449.8193 | 0 | 39230.6411 | 185.7241 | 0 | 158930.029 | 84.12% | 15.88% | 3546.2976 | 646.5245 | 344.1232 | 15.9179 | 122.6443 | 445.6882 | 566.8252 | 113.3882 | 8495.5294 | 36000.0249 | 173742.594 | 218238.1484 | 1043275.076 | 1267994.5788 | 5.098% | 1336107.1487
BUREAU #2243 | TERTIAIRE | BUREAUX | 22656.8129 | 2009 | 12433.7676 | 0 | 0 | 0 | 0 | 4594.7485 | 63425.0794 | 57392.7852 | 3 | 109429.7696 | 115301.3475 | 14 | 155759.9374 | 90633.6783 | 2 | 0 | 0 | 0 | 35897.8248 | 2254.3038 | 212860.7381 | 2685.689 | 173118.83 | 690.4258 | 605.523 | 0 | 40894.3322 | 168.8442 | 0 | 142427.6786 | 84.65% | 15.35% | 7087.711 | 998.7331 | 456.8203 | 27.9 | 127.0334 | 881.6419 | 643.0565 | 199.9651 | 9907.8166 | 32890.5231 | 316901.1682 | 359699.5079 | 1050905.4108 | 1417826.1689 | 3.28% | 1465905.723
BUREAU #2244 | TERTIAIRE | BUREAUX | 6132.8057 | 2020 | 5798.0312 | 0 | 0 | 0 | 0 | 2100.0434 | 20484.7249 | 18247.8405 | 1 | 33224.8593 | 33280.9411 | 6 | 45789.1903 | 27152.682 | 1 | 0 | 0 | 0 | 12893.4707 | 665.0898 | 93532.0497 | 798.9625 | 66768.3476 | 183.1773 | 186.5338 | 0 | 11182.9733 | 50.0744 | 0 | 54868.6388 | 88.88% | 11.12% | 1449.4674 | 202.0405 | 149.759 | 8.15 | 39.5721 | 222.463 | 165.2327 | 52.31 | 3214.621 | 16054.262 | 65539.1987 | 84808.0818 | 387052.2614 | 474570.3322 | 1.632% | 482442.6709
BUREAU #2245 | TERTIAIRE | BUREAUX | 26730.4003 | 2016 | 22724.5513 | 0 | 0 | 0 | 0 | 6204.7747 | 68748.5111 | 56437.9929 | 4 | 121323.8677 | 150184.8748 | 19 | 189300.7468 | 110158.1175 | 3 | 0 | 0 | 0 | 46711.8969 | 2974.2937 | 381011.5573 | 3636.4817 | 313081.6401 | 825.1372 | 987.6857 | 0 | 41790.599 | 293.868 | 0 | 193811.9341 | 84.93% | 15.07% | 6434.4402 | 1197.2939 | 697.7017 | 34.7595 | 170.6677 | 1032.8566 | 772.2593 | 173.7154 | 11776.903 | 49766.9107 | 364733.628 | 426277.4418 | 1526576.9909 | 1960483.3883 | 6.183% | 2089688.8506
BUREAU #2246 | TERTIAIRE | BUREAUX | 6580.5401 | 2017 | 6425.618 | 0 | 0 | 0 | 0 | 2294.0411 | 21258.5829 | 16157.364 | 1 | 40708.967 | 34953.358 | 5 | 61566.6553 | 31713.519 | 1 | 0 | 0 | 0 | 13868.6101 | 629.4322 | 119169.1598 | 1067.62 | 61277.06 | 205.353 | 204.9823 | 0 | 13499.5096 | 65.177 | 0 | 46601.4841 | 90.24% | 9.762% | 2083.6326 | 211.1229 | 183.1471 | 5.5999 | 36.0792 | 157.9145 | 235.3715 | 58.8667 | 2248.5375 | 12651.0941 | 76416.4591 | 91316.0907 | 424486.8781 | 518506.8665 | 7.633% | 561355.9585
BUREAU #2247 | TERTIAIRE | BUREAUX | 8917.7479 | 2012 | 8082.9833 | 0 | 0 | 0 | 0 | 1788.0228 | 22621.0164 | 18725.3732 | 1 | 46045.8815 | 46703.8118 | 7 | 60501.6761 | 37381.5553 | 1 | 0 | 0 | 0 | 11973.5095 | 613.7102 | 127667.2114 | 1374.3734 | 84551.5817 | 213.1949 | 281.1215 | 0 | 18734.3063 | 98.6165 | 0 | 59927.8998 | 86.97% | 13.03% | 2206.3438 | 389.0996 | 277.5446 | 10.3262 | 52.868 | 324.8106 | 247.4198 | 63.2455 | 4203.4824 | 18783.3489 | 106080.8315 | 129067.6629 | 491385.9009 | 623559.2159 | 6.79% | 668985.2859
BUREAU #2248 | TERTIAIRE | BUREAUX | 27296.5234 | 2016 | 24852.7937 | 0 | 0 | 0 | 0 | 8153.8009 | 83560.5855 | 63776.8375 | 4 | 142713.837 | 167488.6055 | 26 | 238038.5017 | 131118.0683 | 4 | 0 | 0 | 0 | 56725.5319 | 2044.8316 | 417527.8785 | 4145.03 | 211445.7105 | 875.5917 | 1038.7652 | 0 | 52152.4313 | 259.6675 | 0 | 182575.1721 | 84.17% | 15.83% | 5970.0775 | 1070.1158 | 650.2378 | 23.0669 | 217.1725 | 683.1738 | 783.1824 | 168.355 | 11218.8471 | 65514.0931 | 297872.5118 | 374605.452 | 1580834.2582 | 1966516.9633 | 6.285% | 2098392.6314
BUREAU #2249 | TERTIAIRE | BUREAUX | 3890.2978 | 2020 | 4123.1835 | 0 | 0 | 0 | 0 | 1107.3965 | 13419.2506 | 9008.2007 | 1 | 20333.5514 | 22701.0366 | 3 | 30739.5331 | 21201.727 | 0 | 0 | 0 | 0 | 7705.871 | 422.232 | 73965.0242 | 552.6591 | 34191.264 | 114.193 | 104.3679 | 0 | 8758.7964 | 33.6712 | 0 | 35225.1712 | 82.87% | 17.13% | 963.1326 | 168.1946 | 99.4395 | 4.6671 | 28.5031 | 112.3589 | 121.3596 | 28.479 | 1541.1476 | 7964.3242 | 50094.6226 | 59600.0944 | 252212.8526 | 312941.15 | 6.783% | 335713.1186
BUREAU #2250 | TERTIAIRE | BUREAUX | 15601.9069 | 2010 | 9352.5147 | 0 | 0 | 0 | 0 | 3842.5341 | 36573.904 | 30483.1618 | 2 | 78295.6763 | 56006.5409 | 12 | 121003.8698 | 54295.692 | 2 | 0 | 0 | 0 | 25925.5936 | 1706.3987 | 227813.7635 | 2637.7292 | 155987.4161 | 405.4759 | 383.2502 | 0 | 20114.9327 | 122.9512 | 0 | 115264.6755 | 85.71% | 14.29% | 3408.939 | 708.1228 | 449.3663 | 15.2642 | 99.8207 | 420.701 | 464.112 | 129.5758 | 5431.6579 | 30361.0388 | 205881.178 | 241673.8747 | 877102.2132 | 1124143.9519 | 4.76% | 1180322.8427
BUREAU #2251 | TERTIAIRE | BUREAUX | 28061.371 | 2016 | 19273.7004 | 0 | 0 | 0 | 0 | 6980.8349 | 80256.8533 | 51895.341 | 4 | 183763.128 | 130778.9804 | 27 | 208399.3337 | 135396.9027 | 3 | 0 | 0 | 0 | 50523.6745 | 2909.2881 | 497345.2418 | 3549.3027 | 254556.184 | 896.7635 | 740.7352 | 0 | 53511.5833 | 285.6952 | 0 | 302278.5022 | 84.05% | 15.95% | 7254.4505 | 1216.0036 | 659.5902 | 32.4383 | 182.8254 | 1076.1057 | 704.3257 | 227.7696 | 14557.9269 | 65087.456 | 373451.4447 | 453096.8277 | 1830795.7089 | 2290973.0784 | 1.969% | 2336995.5252
BUREAU #2252 | TERTIAIRE | BUREAUX | 3226.6552 | 2024 | 3470.9976 | 0 | 0 | 0 | 0 | 1222.6093 | 9981.7405 | 8131.2021 | 0 | 18357.0764 | 14796.3222 | 2 | 24360.7822 | 17584.7663 | 0 | 0 | 0 | 0 | 5672.4612 | 254.4566 | 43818.01 | 515.8205 | 42156.2474 | 84.4128 | 93.515 | 0 | 6118.9807 | 32.427 | 0 | 31524.2233 | 81.18% | 18.82% | 969.1155 | 148.7501 | 95.5341 | 3.3758 | 19.8361 | 119.4616 | 102.686 | 20.2398 | 1466.8723 | 10361.0765 | 37855.5212 | 49683.4701 | 209609.1412 | 260409.2875 | 5.508% | 275587.704
BUREAU #2253 | TERTIAIRE | BUREAUX | 12175.9521 | 2018 | 9947.1278 | 0 | 0 | 0 | 0 | 3525.9098 | 34113.9281 | 36023.348 | 1 | 79979.92 | 51114.1934 | 8 | 97288.2332 | 59575.4141 | 2 | 0 | 0 | 0 | 22752.8594 | 982.1792 | 182374.584 | 1445.2096 | 141339.0249 | 238.8933 | 364.8793 | 0 | 20674.752 | 98.6033 | 0 | 118000.2743 | 91.91% | 8.086% | 3465.5871 | 385.1445 | 357.165 | 13.2627 | 79.7068 | 416.8994 | 325.6828 | 108.9758 | 6616.8552 | 23383.1361 | 164795.918 | 194795.9093 | 781112.4579 | 979828.3889 | 4.686% | 1028004.3046
BUREAU #2254 | TERTIAIRE | BUREAUX | 25993.4059 | 2021 | 26516.4839 | 0 | 0 | 0 | 0 | 7095.2233 | 97162.9166 | 82124.1384 | 4 | 169129.0502 | 139930.1027 | 26 | 172741.1984 | 141146.5362 | 3 | 0 | 0 | 0 | 45232.0665 | 2099.7755 | 345123.491 | 4196.2866 | 313667.1461 | 736.4357 | 936.0795 | 0 | 48366.6178 | 257.255 | 0 | 196094.9621 | 78.08% | 21.92% | 8124.6532 | 1081.526 | 574.7568 | 26.4082 | 165.736 | 824.7496 | 828.9039 | 215.7076 | 12855.0315 | 78348.8671 | 329774.8891 | 420978.7878 | 1598552.3494 | 2029628.8916 | 6.914% | 2180369.0266
BUREAU #2255 | TERTIAIRE | BUREAUX | 16212.1264 | 2014 | 14096.9198 | 0 | 0 | 0 | 0 | 5204.4787 | 40387.5781 | 30114.1699 | 2 | 107933.5368 | 89905.897 | 12 | 126446.2167 | 52176.2972 | 2 | 0 | 0 | 0 | 31766.5888 | 1321.5818 | 185161.8504 | 2260.664 | 182130.9664 | 417.8451 | 395.3699 | 0 | 31329.3472 | 162.302 | 0 | 163770.133 | 83.48% | 16.52% | 5336.3042 | 746.2663 | 487.2716 | 19.4652 | 121.7234 | 467.1938 | 631.241 | 114.4416 | 5871.699 | 36983.6427 | 199655.9638 | 242511.3055 | 982219.6692 | 1229095.3211 | 1.554% | 1248496.2481
BUREAU #2256 | TERTIAIRE | BUREAUX | 10160.3934 | 2015 | 9372.1866 | 0 | 0 | 0 | 0 | 3358.7579 | 29184.0946 | 24170.1131 | 1 | 66078.4019 | 44018.5853 | 10 | 61625.2781 | 52789.2018 | 2 | 0 | 0 | 0 | 21539.8406 | 818.4531 | 163495.5742 | 1687.5394 | 95317.6856 | 304.0823 | 359.2882 | 0 | 22238.8174 | 89.5144 | 0 | 100166.258 | 92.12% | 7.881% | 3024.8589 | 335.4597 | 266.9573 | 11.497 | 66.4413 | 316.244 | 385.9764 | 83.7806 | 4793.5732 | 21343.8663 | 144847.5365 | 170984.976 | 632016.5005 | 806407.6188 | 1.787% | 821082.6381
BUREAU #2257 | TERTIAIRE | BUREAUX | 25657.5865 | 2023 | 29863.6874 | 0 | 0 | 0 | 0 | 8795.777 | 72615.8647 | 85595.773 | 4 | 214991.7221 | 153162.69 | 22 | 250248.3561 | 98716.1132 | 3 | 0 | 0 | 0 | 54018.7355 | 2123.6043 | 458797.1622 | 3500.5996 | 315907.1006 | 692.6129 | 753.0461 | 0 | 50556.3426 | 286.7646 | 0 | 236075.0296 | 88.41% | 11.59% | 7432.654 | 1175.1956 | 525.5834 | 29.2664 | 176.9642 | 892.0805 | 746.8953 | 233.2327 | 12680.9793 | 67837.3947 | 339255.9611 | 419774.3351 | 1872864.6903 | 2303931.5312 | 6.163% | 2455235.8074
BUREAU #2258 | TERTIAIRE | BUREAUX | 7381.2661 | 2020 | 6013.7248 | 0 | 0 | 0 | 0 | 2465.7657 | 26199.4597 | 18678.7775 | 1 | 48573.3069 | 39245.6627 | 7 | 48849.6674 | 33147.8829 | 1 | 0 | 0 | 0 | 11923.7625 | 574.9562 | 98307.5805 | 1062.0253 | 68482.374 | 209.3111 | 216.2525 | 0 | 16772.9733 | 63.9732 | 0 | 53854.7592 | 83.24% | 16.76% | 2008.1441 | 340.0404 | 152.1229 | 6.6938 | 38.1175 | 184.5846 | 208.5807 | 53.0643 | 4292.7739 | 13970.7782 | 96952.6842 | 115216.2362 | 422750.5761 | 540879.4826 | 1.351% | 548285.6577
BUREAU #2259 | TERTIAIRE | BUREAUX | 14483.8627 | 2020 | 16012.4219 | 0 | 0 | 0 | 0 | 3513.5948 | 32774.2692 | 37054.2326 | 2 | 92751.6903 | 96629.5452 | 11 | 121928.6921 | 54431.4326 | 2 | 0 | 0 | 0 | 31637.7555 | 1555.7274 | 220695.9611 | 2144.9279 | 152994.507 | 330.525 | 404.0928 | 0 | 27836.6179 | 118.5329 | 0 | 112123.7438 | 81.47% | 18.53% | 3738.3172 | 561.1181 | 300.0262 | 13.4406 | 74.0178 | 554.0133 | 558.6918 | 93.0418 | 7202.6899 | 42975.0733 | 134678.165 | 184855.9282 | 912166.0938 | 1103304.6184 | 0.9415% | 1113790.5891
BUREAU #2260 | TERTIAIRE | BUREAUX | 24287.0248 | 2019 | 16595.1148 | 0 | 0 | 0 | 0 | 8816.3025 | 61005.4695 | 74411.3762 | 4 | 167770.0207 | 141063.4158 | 16 | 228779.1253 | 91151.4623 | 3 | 0 | 0 | 0 | 48447.3544 | 2111.4784 | 419422.6153 | 3802.8347 | 196032.6803 | 757.6281 | 580.6564 | 0 | 43799.946 | 184.4367 | 0 | 174327.5369 | 91.51% | 8.492% | 8050.703 | 834.3849 | 691.8006 | 20.7185 | 160.6083 | 781.1277 | 855.638 | 176.9367 | 9494.9983 | 52118.6382 | 319894.6313 | 381508.2678 | 1505615.1537 | 1894432.8132 | 1.745% | 1928078.2165
BUREAU #2261 | TERTIAIRE | BUREAUX | 27156.2932 | 2013 | 19381.0442 | 0 | 0 | 0 | 0 | 8266.9211 | 56313.0037 | 74822.0344 | 4 | 189250.736 | 98341.5286 | 17 | 250132.1668 | 96354.0807 | 3 | 0 | 0 | 0 | 55160.7489 | 2915.035 | 345486.5445 | 3140.6255 | 280224.6847 | 590.6098 | 741.9827 | 0 | 36085.828 | 216.1109 | 0 | 226209.3758 | 82.59% | 17.41% | 6909.3108 | 1143.224 | 901.9679 | 30.0616 | 198.5688 | 708.3218 | 782.6145 | 166.2097 | 12534.4622 | 65707.9834 | 285919.3868 | 364161.8324 | 1630651.8595 | 2003061.9636 | 0.5379% | 2013895.1624
BUREAU #2262 | TERTIAIRE | BUREAUX | 31807.7512 | 2014 | 22950.7068 | 0 | 0 | 0 | 0 | 7841.2497 | 89910.9292 | 69172.1026 | 5 | 169592.1436 | 145217.9544 | 19 | 220472.784 | 159550.3092 | 4 | 0 | 0 | 0 | 64613.0746 | 2729.8569 | 433695.2305 | 4647.4899 | 327574.4825 | 840.0474 | 852.249 | 0 | 54581.5454 | 327.2687 | 0 | 304917.6902 | 88.76% | 11.24% | 10167.7022 | 1197.8589 | 945.8377 | 39.4184 | 234.2618 | 821.8415 | 970.716 | 249.736 | 15167.3448 | 62306.5298 | 391348.7219 | 468822.5965 | 1870535.4407 | 2347196.6505 | 5.079% | 2472802.6124
BUREAU #2263 | TERTIAIRE | BUREAUX | 17264.7902 | 2020 | 19092.0083 | 0 | 0 | 0 | 0 | 5197.889 | 53823.7324 | 50466.0836 | 2 | 100786.2471 | 98800.9299 | 15 | 137415.6929 | 88636.4511 | 2 | 0 | 0 | 0 | 37697.2356 | 1797.3605 | 251486.0583 | 2610.1138 | 192907.7211 | 345.4724 | 619.8891 | 0 | 35022.7791 | 181.2451 | 0 | 188843.9032 | 85.91% | 14.09% | 5610.7339 | 566.2443 | 423.8959 | 21.9614 | 123.2063 | 503.5804 | 625.1407 | 157.5296 | 9390.1089 | 41919.5131 | 235149.9874 | 286459.6094 | 1134736.0857 | 1428313.84 | 2.437% | 1463996.5022
BUREAU #2264 | TERTIAIRE | BUREAUX | 30373.3946 | 2015 | 25283.7189 | 0 | 0 | 0 | 0 | 8213.7012 | 102510.709 | 78345.7008 | 3 | 175238.9664 | 177507.3945 | 24 | 220107.0151 | 99741.007 | 4 | 0 | 0 | 0 | 64304.9017 | 3326.0868 | 435742.8318 | 4048.4656 | 295558.8897 | 873.4576 | 1108.1772 | 0 | 63586.5038 | 313.5127 | 0 | 214384.1189 | 88.07% | 11.93% | 8846.1091 | 974.6296 | 869.7854 | 38.4175 | 219.6439 | 877.2977 | 1139.3567 | 175.572 | 16009.9153 | 75197.4936 | 311461.9693 | 402669.3782 | 1790628.9019 | 2202520.3735 | 7.12% | 2371359.7725
BUREAU #2265 | TERTIAIRE | BUREAUX | 28476.4018 | 2012 | 26457.1676 | 0 | 0 | 0 | 0 | 8956.7109 | 69547.2377 | 49893.915 | 4 | 142586.4942 | 136395.1355 | 25 | 202289.9682 | 115239.4936 | 4 | 0 | 0 | 0 | 43818.623 | 1957.3379 | 296711.2611 | 3546.1434 | 276627.6012 | 873.6207 | 840.7039 | 0 | 40901.6261 | 246.83 | 0 | 234496.5205 | 87.13% | 12.87% | 8222.5082 | 1169.6195 | 656.8383 | 32.9279 | 166.394 | 685.8843 | 1112.4848 | 207.7617 | 10898.1653 | 48690.975 | 286495.2165 | 346084.3568 | 1481422.101 | 1836402.2984 | 1.135% | 1857475.9277
BUREAU #2266 | TERTIAIRE | BUREAUX | 26732.5711 | 2021 | 28648.3306 | 0 | 0 | 0 | 0 | 8445.6719 | 67477.9867 | 73567.585 | 3 | 153236.6 | 142489.3634 | 25 | 200594.4502 | 132840.9308 | 3 | 0 | 0 | 0 | 49850.7203 | 1947.794 | 465377.9137 | 3338.1672 | 319050.009 | 630.4767 | 890.4409 | 0 | 43790.099 | 224.5336 | 0 | 253205.5595 | 89.18% | 10.82% | 8248.2661 | 1159.2627 | 856.9802 | 24.5415 | 136.5891 | 710.093 | 1029.898 | 194.944 | 11810.1488 | 65999.6928 | 295118.1827 | 372928.0243 | 1758855.6353 | 2139397.0822 | 4.783% | 2246868.1782
BUREAU #2267 | TERTIAIRE | BUREAUX | 3178.8445 | 2017 | 2559.5483 | 0 | 0 | 0 | 0 | 1021.8837 | 7928.3844 | 7560.12 | 0 | 16454.8755 | 17389.2646 | 3 | 30519.8272 | 13783.6535 | 0 | 0 | 0 | 0 | 4654.503 | 319.5939 | 55864.1402 | 515.8751 | 39350.9745 | 90.4023 | 90.0162 | 0 | 5651.3046 | 21.6255 | 0 | 21468.337 | 88.94% | 11.06% | 1032.6007 | 96.5966 | 88.2328 | 2.7921 | 21.0231 | 80.7629 | 94.4054 | 24.1756 | 1290.5022 | 6395.2788 | 32017.6607 | 39703.4417 | 203734.4663 | 244311.1735 | 4.464% | 255727.7912
BUREAU #2268 | TERTIAIRE | BUREAUX | 31376.2343 | 2008 | 23156.7495 | 0 | 0 | 0 | 0 | 7778.7912 | 90422.2145 | 77489.6534 | 4 | 156041.6525 | 142769.8563 | 24 | 181300.5394 | 107545.9223 | 5 | 0 | 0 | 0 | 49592.828 | 2364.542 | 450223.1136 | 3661.4208 | 312364.5682 | 755.8186 | 881.9766 | 0 | 46318.0698 | 335.5982 | 0 | 182489.7741 | 76.84% | 23.16% | 8893.3688 | 1552.067 | 651.9461 | 41.1785 | 247.6811 | 1087.3955 | 1148.6457 | 213.1643 | 9832.3281 | 48349.4298 | 308628.5547 | 366810.3126 | 1645012.9683 | 2020632.2396 | 1.064% | 2042359.1506
BUREAU #2269 | TERTIAIRE | BUREAUX | 9689.6146 | 2016 | 9809.4706 | 0 | 0 | 0 | 0 | 2958.1829 | 23342.9821 | 20983.9145 | 1 | 52818.6532 | 49625.5858 | 9 | 71129.6035 | 51869.7202 | 1 | 0 | 0 | 0 | 16053.3988 | 1076.5751 | 114362.6559 | 1137.5437 | 97205.4274 | 245.4277 | 381.2659 | 0 | 14925.8512 | 105.9431 | 0 | 80183.6738 | 89.81% | 10.19% | 2097.953 | 329.6274 | 262.3319 | 9.6649 | 57.6676 | 332.3074 | 278.8916 | 87.0537 | 3222.2691 | 19505.9636 | 137703.9685 | 160432.2012 | 533621.6931 | 696746.8984 | 2.429% | 714088.923
BUREAU #2270 | TERTIAIRE | BUREAUX | 20697.8013 | 2016 | 20535.8298 | 0 | 0 | 0 | 0 | 6014.5522 | 58361.1293 | 54558.8114 | 3 | 123504.4251 | 88285.607 | 15 | 180382.667 | 67996.4446 | 3 | 0 | 0 | 0 | 32233.3834 | 2151.4071 | 229871.8783 | 2146.7514 | 163813.4374 | 564.1402 | 605.3731 | 0 | 34244.3183 | 174.5675 | 0 | 198761.7689 | 80.81% | 19.19% | 4458.4298 | 1005.0027 | 595.6548 | 17.3575 | 159.7739 | 732.351 | 701.9048 | 152.2664 | 7285.1199 | 54611.7928 | 291889.7519 | 353786.6647 | 1172815.5506 | 1533949.1038 | 2.512% | 1573473.0235
BUREAU #2271 | TERTIAIRE | BUREAUX | 30261.6013 | 2018 | 21595.8899 | 0 | 0 | 0 | 0 | 8552.8109 | 107054.4291 | 85091.0133 | 4 | 176662.4143 | 125681.831 | 21 | 238929.1519 | 139302.2012 | 4 | 0 | 0 | 0 | 59528.1472 | 3223.6121 | 389545.7467 | 4276.3236 | 343186.804 | 901.1573 | 783.1618 | 0 | 45526.8314 | 252.6948 | 0 | 253427.3459 | 80.6% | 19.4% | 9292.025 | 1273.5572 | 887.6104 | 37.979 | 183.9762 | 754.0942 | 1173.2409 | 235.3038 | 13351.2182 | 75972.2451 | 325461.0901 | 414784.5534 | 1828483.8716 | 2251348.6015 | 7.125% | 2424073.4609
BUREAU #2272 | TERTIAIRE | BUREAUX | 4501.6576 | 2019 | 3039.1835 | 0 | 0 | 0 | 0 | 1085.2866 | 12046.615 | 9498.4074 | 1 | 25113.9517 | 20721.4731 | 4 | 30645.1077 | 18755.4846 | 0 | 0 | 0 | 0 | 7765.2809 | 452.6169 | 77613.1167 | 605.8145 | 37017.4496 | 117.7293 | 169.604 | 0 | 8892.3052 | 40.8223 | 0 | 47397.6931 | 82.49% | 17.51% | 1085.8735 | 186.9895 | 144.2985 | 5.2571 | 28.1248 | 162.0097 | 105.8036 | 29.3199 | 2407.0883 | 12451.7102 | 56067.6488 | 70926.4474 | 280668.1277 | 353422.7654 | 4.226% | 369017.886
BUREAU #2273 | TERTIAIRE | BUREAUX | 26558.9466 | 2024 | 22902.7362 | 0 | 0 | 0 | 0 | 7564.2002 | 96124.1013 | 66000.8166 | 3 | 174058.4513 | 177697.6906 | 19 | 274190.6272 | 103533.228 | 3 | 0 | 0 | 0 | 46841.9752 | 2052.8353 | 543389.8341 | 3983.2759 | 274435.2863 | 759.8572 | 632.9812 | 0 | 50779.0931 | 250.0608 | 0 | 328907.6562 | 95.35% | 4.652% | 9197.6023 | 1066.1872 | 852.8276 | 23.828 | 182.5226 | 1001.453 | 712.4019 | 227.2131 | 11931.8896 | 68960.6049 | 230424.938 | 311317.4326 | 2004982.1027 | 2325719.8439 | 2.053% | 2374476.7987
BUREAU #2274 | TERTIAIRE | BUREAUX | 13348.7541 | 2020 | 14449.6686 | 0 | 0 | 0 | 0 | 3420.7303 | 38416.2826 | 32640.7184 | 2 | 90737.8117 | 83975.2476 | 10 | 105066.4127 | 48772.8481 | 2 | 0 | 0 | 0 | 26676.2103 | 1099.2371 | 193738.6565 | 2128.5312 | 126559.4334 | 270.4191 | 372.6335 | 0 | 25017.7592 | 99.3814 | 0 | 157951.3741 | 87.99% | 12.01% | 3796.7574 | 467.5647 | 296.5196 | 17.4629 | 92.0945 | 487.2667 | 347.6472 | 94.9251 | 5445.173 | 32216.2743 | 115176.2599 | 152837.7072 | 864675.0176 | 1021316.9548 | 1.546% | 1037351.9582
BUREAU #2275 | TERTIAIRE | BUREAUX | 14306.7211 | 2008 | 10966.7267 | 0 | 0 | 0 | 0 | 3092.3504 | 34191.8498 | 31817.1777 | 1 | 54287.8345 | 47811.3661 | 12 | 97839.4814 | 46009.6764 | 2 | 0 | 0 | 0 | 21512.2987 | 1172.0257 | 162885.2697 | 1985.6324 | 111072.2387 | 375.3194 | 410.0953 | 0 | 17622.3738 | 123.8762 | 0 | 79192.4456 | 91.49% | 8.515% | 4056.789 | 640.7526 | 373.364 | 14.7805 | 100.2691 | 347.4393 | 466.623 | 81.4814 | 4848.8086 | 24672.3886 | 179331.3944 | 208852.5916 | 657581.0692 | 870517.2794 | 7.233% | 938390.204
BUREAU #2276 | TERTIAIRE | BUREAUX | 27723.4638 | 2020 | 23035.2125 | 0 | 0 | 0 | 0 | 8393.1875 | 96521.8174 | 55745.4256 | 4 | 200403.7074 | 166231.0637 | 25 | 263334.7585 | 144809.6688 | 3 | 0 | 0 | 0 | 44668.5773 | 2817.7466 | 431900.5783 | 3913.4137 | 258768.7245 | 713.3723 | 922.6795 | 0 | 57781.2548 | 275.3622 | 0 | 304980.9676 | 85.09% | 14.91% | 6860.4208 | 1366.2233 | 647.8518 | 33.0832 | 204.4334 | 909.7134 | 1062.2338 | 181.3684 | 12694.1051 | 66612.0371 | 245237.562 | 324543.7043 | 1865567.0354 | 2197746.3215 | 7.761% | 2382666.3082
BUREAU #2277 | TERTIAIRE | BUREAUX | 7875.0528 | 2023 | 6164.2876 | 0 | 0 | 0 | 0 | 2875.4455 | 28987.9045 | 21614.2637 | 1 | 42779.3857 | 54116.4676 | 7 | 66171.4796 | 34781.9935 | 1 | 0 | 0 | 0 | 16880.6249 | 652.5622 | 100454.533 | 1150.4475 | 101754.3928 | 214.974 | 197.8501 | 0 | 16257.5682 | 80.764 | 0 | 88798.151 | 88.81% | 11.19% | 2057.4874 | 287.8484 | 252.366 | 10.0636 | 46.0736 | 191.1778 | 289.2825 | 53.8824 | 4949.1939 | 15280.5652 | 107334.7993 | 127564.5584 | 518664.4187 | 648841.5583 | 5.406% | 685924.3002
BUREAU #2278 | TERTIAIRE | BUREAUX | 6086.8274 | 2022 | 4654.6822 | 0 | 0 | 0 | 0 | 1561.9202 | 16277.3637 | 17525.2937 | 1 | 48496.5568 | 32130.4057 | 5 | 46533.4397 | 28887.8567 | 1 | 0 | 0 | 0 | 14282.4606 | 633.3811 | 97124.0261 | 757.7606 | 83555.6266 | 119.3604 | 169.1683 | 0 | 11792.065 | 48.9217 | 0 | 67782.0651 | 84.17% | 15.83% | 1538.7386 | 241.7802 | 188.2532 | 4.8921 | 33.6488 | 205.1762 | 152.8174 | 45.2387 | 3106.5118 | 13334.866 | 53357.0704 | 69798.4482 | 431269.2022 | 503298.6402 | 2.59% | 516678.1643
BUREAU #2279 | TERTIAIRE | BUREAUX | 28624.2349 | 2022 | 20997.4947 | 0 | 0 | 0 | 0 | 9000.8306 | 82969.1887 | 64884.179 | 4 | 179660.1063 | 124664.3005 | 23 | 257557.7884 | 169694.1255 | 4 | 0 | 0 | 0 | 55153.3963 | 2646.4756 | 566197.3523 | 3858.0403 | 311534.5511 | 569.0721 | 852.7061 | 0 | 56258.4897 | 259.1808 | 0 | 300369.4725 | 87.72% | 12.28% | 6494.4797 | 921.6111 | 915.6339 | 37.4078 | 191.1809 | 1003.1738 | 998.6941 | 233.9979 | 13727.5437 | 88709.5267 | 339819.7329 | 442256.8032 | 2052360.2561 | 2507110.1338 | 1.689% | 2550195.6169
BUREAU #2280 | TERTIAIRE | BUREAUX | 31131.3346 | 2010 | 24183.1307 | 0 | 0 | 0 | 0 | 8817.4324 | 56888.6722 | 65788.6783 | 5 | 171309.6542 | 105154.8733 | 22 | 228948.0064 | 114633.0532 | 4 | 0 | 0 | 0 | 57345.3022 | 2330.4777 | 428907.7769 | 4767.2683 | 332923.4999 | 850.5923 | 1120.6874 | 0 | 58965.3448 | 327.2674 | 0 | 217514.4995 | 92.66% | 7.339% | 7873.3222 | 1139.9838 | 803.48 | 30.9221 | 235.73 | 947.1597 | 1195.1824 | 261.9939 | 14922.3879 | 71524.3507 | 374856.7343 | 461303.4729 | 1764475.2228 | 2233981.2312 | 6.131% | 2379886.2926
BUREAU #2281 | TERTIAIRE | BUREAUX | 8333.265 | 2020 | 6595.6109 | 0 | 0 | 0 | 0 | 3035.7655 | 23489.9287 | 24623.8199 | 1 | 51174.2751 | 44176.7247 | 6 | 66685.7838 | 31213.2887 | 1 | 0 | 0 | 0 | 13630.3846 | 848.3677 | 98318.4085 | 1062.2736 | 86346.4533 | 179.985 | 222.0515 | 0 | 18476.7442 | 73.1799 | 0 | 94885.8157 | 86.8% | 13.2% | 2315.5087 | 252.8103 | 212.8254 | 10.8618 | 45.899 | 301.0622 | 216.5607 | 50.389 | 4931.8612 | 15204.5784 | 92696.1908 | 112832.6304 | 509596.2598 | 624983.0515 | 3.56% | 648050.895
BUREAU #2282 | TERTIAIRE | BUREAUX | 3158.1209 | 2022 | 2753.198 | 0 | 0 | 0 | 0 | 1118.2985 | 9550.2198 | 8584.4518 | 0 | 19337.5334 | 16122.2882 | 3 | 26026.0657 | 13336.856 | 0 | 0 | 0 | 0 | 6666.8754 | 218.5363 | 59413.2271 | 499.2835 | 28799.2119 | 87.7057 | 115.1261 | 0 | 8083.5679 | 23.267 | 0 | 30321.5186 | 85.65% | 14.35% | 874.6377 | 101.0638 | 104.218 | 2.5931 | 20.5938 | 121.4976 | 82.78 | 26.6461 | 1828.7435 | 8901.3778 | 35742.8904 | 46473.0117 | 214252.028 | 261974.7526 | 5.75% | 277956.4337
BUREAU #2283 | TERTIAIRE | BUREAUX | 18356.1149 | 2013 | 13027.732 | 0 | 0 | 0 | 0 | 6001.2167 | 46618.5578 | 37932.654 | 3 | 127359.4895 | 105844.9686 | 13 | 155654.3459 | 87064.2044 | 3 | 0 | 0 | 0 | 34360.2567 | 1264.546 | 244720.2071 | 2635.1694 | 154408.816 | 501.0424 | 616.8425 | 0 | 38722.7949 | 149.6773 | 0 | 134557.7002 | 84.52% | 15.48% | 3965.0629 | 725.797 | 400.6108 | 19.7238 | 140.7054 | 492.8751 | 438.4952 | 135.5622 | 8334.1327 | 43746.6033 | 202426.784 | 254507.5199 | 1062692.225 | 1321775.7255 | 4.428% | 1383018.2035
BUREAU #2284 | TERTIAIRE | BUREAUX | 21253.7032 | 2011 | 11735.3074 | 0 | 0 | 0 | 0 | 4459.1683 | 57320.3126 | 44019.9821 | 3 | 132370.1971 | 73351.8796 | 14 | 173432.3729 | 89429.4597 | 3 | 0 | 0 | 0 | 36512.4795 | 2413.7561 | 212284.9417 | 3058.8147 | 194156.6909 | 487.2933 | 698.0089 | 0 | 38539.7296 | 167.8038 | 0 | 154749.824 | 92.75% | 7.249% | 6297.0222 | 1049.7245 | 633.5716 | 18.9724 | 168.0082 | 683.4572 | 643.2992 | 133.6101 | 9679.0382 | 47689.8831 | 192154.3079 | 249523.2292 | 1133498.9489 | 1389615.0411 | 3.562% | 1440942.753
BUREAU #2285 | TERTIAIRE | BUREAUX | 6055.8881 | 2016 | 4564.0168 | 0 | 0 | 0 | 0 | 1902.1844 | 16872.7977 | 13785.6156 | 1 | 34587.3788 | 26117.4459 | 4 | 36263.3206 | 20765.6024 | 1 | 0 | 0 | 0 | 9121.726 | 471.8241 | 82686.7583 | 723.0808 | 70817.2252 | 156.7171 | 208.7584 | 0 | 10838.293 | 63.3763 | 0 | 59194.3998 | 83.27% | 16.73% | 1457.5718 | 222.5223 | 163.5646 | 7.0415 | 36.349 | 169.488 | 176.6899 | 36.7113 | 2375.4952 | 14407.701 | 75272.2544 | 92055.4506 | 362616.1811 | 456389.0787 | 4.499% | 477889.4765
BUREAU #2286 | TERTIAIRE | BUREAUX | 29425.6764 | 2016 | 19875.0456 | 0 | 0 | 0 | 0 | 8931.7859 | 102015.5297 | 82501.5434 | 3 | 146762.067 | 128434.1748 | 22 | 178713.1015 | 155729.1797 | 4 | 0 | 0 | 0 | 53062.8885 | 2870.485 | 383575.8957 | 4806.2012 | 329261.025 | 913.6438 | 1046.8451 | 0 | 51633.8129 | 267.7004 | 0 | 286336.4597 | 81.25% | 18.75% | 6999.3964 | 1027.0773 | 956.934 | 30.6372 | 206.4527 | 1103.6598 | 702.7893 | 243.0482 | 12023.1302 | 69462.7964 | 362557.6805 | 444043.6072 | 1732575.3618 | 2185037.2041 | 6.705% | 2342071.1523
BUREAU #2287 | TERTIAIRE | BUREAUX | 19309.0112 | 2014 | 15039.52 | 0 | 0 | 0 | 0 | 6422.4852 | 58670.1384 | 37935.9174 | 2 | 94689.9896 | 112373.8012 | 16 | 142653.1306 | 87215.6033 | 3 | 0 | 0 | 0 | 26145.1247 | 1704.8593 | 200139.2013 | 2064.9504 | 181358.833 | 429.1929 | 649.5066 | 0 | 41794.1329 | 211.57 | 0 | 134748.1294 | 87.3% | 12.7% | 6336.3635 | 960.1182 | 568.8514 | 19.1796 | 115.3513 | 657.4572 | 657.0714 | 167.2521 | 9095.7564 | 49166.6199 | 245396.0794 | 303658.4556 | 1013038.1944 | 1321571.869 | 2.925% | 1361386.3347
BUREAU #2288 | TERTIAIRE | BUREAUX | 24233.86 | 2019 | 24326.3215 | 0 | 0 | 0 | 0 | 8198.4942 | 80150.2736 | 74009.2857 | 3 | 167407.9218 | 120707.315 | 24 | 158207.9362 | 124822.5867 | 3 | 0 | 0 | 0 | 37727.7571 | 2212.8435 | 329917.019 | 2608.1469 | 232881.4789 | 629.0699 | 952.2243 | 0 | 43212.4028 | 203.2663 | 0 | 252844.0497 | 82.41% | 17.59% | 6674.5846 | 905.3423 | 641.8495 | 29.6019 | 179.308 | 808.9314 | 836.6968 | 222.0013 | 8899.1131 | 61714.9692 | 333368.9718 | 403983.054 | 1485339.2413 | 1898443.3598 | 3.409% | 1965455.2804
BUREAU #2289 | TERTIAIRE | BUREAUX | 8345.2936 | 2024 | 9731.8456 | 0 | 0 | 0 | 0 | 3262.7762 | 21588.2148 | 23990.3495 | 1 | 67643.6911 | 54898.3451 | 7 | 71503.1188 | 32839.6916 | 1 | 0 | 0 | 0 | 16722.5516 | 887.5108 | 108083.9603 | 1341.4402 | 99563.3102 | 181.4869 | 235.921 | 0 | 19040.6971 | 79.4185 | 0 | 84086.6375 | 80.58% | 19.42% | 2520.1662 | 366.2025 | 214.9302 | 9.7879 | 62.9424 | 210.7617 | 297.3554 | 70.4548 | 3691.5029 | 19830.79 | 84671.5897 | 108193.8826 | 553601.5615 | 664285.9305 | 1.674% | 675592.9318
BUREAU #2290 | TERTIAIRE | BUREAUX | 20996.9342 | 2023 | 17435.0423 | 0 | 0 | 0 | 0 | 6273.4583 | 54942.7628 | 65492.7808 | 3 | 135181.2308 | 110868.0019 | 15 | 186152.5963 | 128600.1453 | 3 | 0 | 0 | 0 | 50527.5649 | 1639.3547 | 260192.1633 | 2180.4921 | 224951.4363 | 508.055 | 729.4265 | 0 | 45687.4825 | 155.1073 | 0 | 219151.7599 | 82.49% | 17.51% | 6639.7464 | 1002.0131 | 631.7605 | 21.6045 | 143.6938 | 640.37 | 804.0145 | 195.5748 | 8142.6313 | 43541.1287 | 259935.1574 | 311618.9174 | 1321011.1338 | 1638556.6356 | 2.763% | 1685109.8575
BUREAU #2291 | TERTIAIRE | BUREAUX | 22330.9839 | 2019 | 22948.9927 | 0 | 0 | 0 | 0 | 8543.6564 | 81068.5429 | 57691.8994 | 3 | 110074.1335 | 117307.3308 | 16 | 206208.4605 | 113719.9314 | 3 | 0 | 0 | 0 | 38706.9442 | 1786.4579 | 276461.1133 | 3802.5696 | 244841.4797 | 707.5904 | 748.4468 | 0 | 37531.7164 | 152.2507 | 0 | 183287.0562 | 90.16% | 9.841% | 5834.6304 | 971.8401 | 602.6809 | 29.2467 | 126.5005 | 673.9629 | 596.7022 | 162.5526 | 12757.7091 | 43561.9327 | 202119.9656 | 258439.6074 | 1335740.2915 | 1600321.7724 | 5.52% | 1693826.1808
BUREAU #2292 | TERTIAIRE | BUREAUX | 28775.9354 | 2021 | 31488.7384 | 0 | 0 | 0 | 0 | 8072.3031 | 108333.6751 | 89007.3008 | 4 | 234209.6737 | 139574.1564 | 27 | 196063.2422 | 145163.845 | 3 | 0 | 0 | 0 | 69213.5081 | 2801.6408 | 514919.5936 | 4821.7515 | 234335.2729 | 810.5233 | 690.9431 | 0 | 45131.1239 | 311.5841 | 0 | 346805.1866 | 87.36% | 12.64% | 9615.4829 | 975.9281 | 955.7319 | 30.2589 | 225.701 | 875.3609 | 735.1191 | 181.7339 | 11595.0031 | 75680.6923 | 262239.7646 | 349515.4601 | 1983259.0329 | 2345744.6065 | 1.442% | 2380074.2778
BUREAU #2293 | TERTIAIRE | BUREAUX | 19291.3688 | 2009 | 11596.7499 | 0 | 0 | 0 | 0 | 3835.6728 | 43189.4073 | 41366.6407 | 3 | 92159.0166 | 66121.7047 | 13 | 143947.0365 | 83392.2473 | 3 | 0 | 0 | 0 | 28095.2409 | 1815.4055 | 195383.0998 | 2604.3722 | 161890.025 | 458.1803 | 518.7036 | 0 | 31075.9183 | 210.0108 | 0 | 129386.3663 | 76.15% | 23.85% | 6192.4989 | 883.948 | 424.8049 | 15.7544 | 106.3171 | 564.6303 | 731.559 | 151.3197 | 8086.22 | 29968.6502 | 204593.6679 | 242648.538 | 927775.3669 | 1175406.0888 | 7.274% | 1267609.0882
BUREAU #2294 | TERTIAIRE | BUREAUX | 18961.3721 | 2017 | 19459.0964 | 0 | 0 | 0 | 0 | 4556.2572 | 44037.7071 | 53971.9886 | 2 | 99868.1625 | 90693.9869 | 18 | 130704.4342 | 76195.422 | 3 | 0 | 0 | 0 | 36820.327 | 1745.3199 | 319752.9452 | 2279.5374 | 213378.8514 | 493.295 | 564.224 | 0 | 32403.7925 | 150.3187 | 0 | 196308.8474 | 85.63% | 14.37% | 4080.0902 | 675.9554 | 487.6343 | 24.7727 | 113.066 | 455.8233 | 735.7508 | 150.0115 | 9658.9268 | 41298.1587 | 245480.9219 | 296438.0074 | 1212741.5304 | 1515923.965 | 5.168% | 1598535.2378
BUREAU #2295 | TERTIAIRE | BUREAUX | 26533.5612 | 2008 | 20004.9301 | 0 | 0 | 0 | 0 | 5667.3535 | 56780.1997 | 60093.8103 | 4 | 121672.9361 | 88181.5142 | 24 | 207849.7592 | 107031.4322 | 4 | 0 | 0 | 0 | 37097.1252 | 1957.0499 | 376192.967 | 3983.2832 | 232581.6067 | 727.7687 | 1027.4236 | 0 | 35932.2104 | 251.1525 | 0 | 163095.7875 | 92.36% | 7.64% | 6974.9596 | 1217.9856 | 713.4224 | 25.0561 | 168.388 | 671.8632 | 806.2736 | 209.0378 | 8065.0476 | 56741.9657 | 315821.2482 | 380628.2615 | 1395521.8977 | 1783536.7445 | 5.814% | 1893623.8162
BUREAU #2296 | TERTIAIRE | BUREAUX | 10147.8786 | 2011 | 8832.9401 | 0 | 0 | 0 | 0 | 3221.6735 | 25888.7866 | 16446.424 | 1 | 50670.5931 | 37924.7603 | 10 | 72971.1432 | 47623.8846 | 1 | 0 | 0 | 0 | 13670.5192 | 1125.141 | 108198.6403 | 1103.171 | 95533.6432 | 241.4578 | 289.3323 | 0 | 16534.3782 | 97.0568 | 0 | 60965.8902 | 85.49% | 14.51% | 2667.9966 | 313.1017 | 271.3853 | 12.1927 | 63.5223 | 387.5554 | 374.2991 | 62.2049 | 3842.4407 | 20588.4576 | 136748.8183 | 161179.7166 | 508717.3306 | 673470.637 | 1.38% | 682895.7363
BUREAU #2297 | TERTIAIRE | BUREAUX | 6415.0612 | 2020 | 6177.3847 | 0 | 0 | 0 | 0 | 2414.8044 | 21822.0849 | 13302.9471 | 1 | 35204.3203 | 33660.1744 | 5 | 54404.314 | 30796.5281 | 1 | 0 | 0 | 0 | 13002.7463 | 699.8012 | 91228.442 | 818.4111 | 58415.2487 | 177.1405 | 155.1208 | 0 | 14225.52 | 60.9497 | 0 | 54086.0366 | 90.68% | 9.316% | 1981.8817 | 196.6999 | 210.9695 | 5.527 | 49.2958 | 177.2114 | 235.1123 | 47.4451 | 2369.5802 | 13871.9396 | 82152.1593 | 98393.6791 | 387740.8666 | 488189.1398 | 5.934% | 518986.0678
BUREAU #2298 | TERTIAIRE | BUREAUX | 20032.8014 | 2020 | 18291.7375 | 0 | 0 | 0 | 0 | 7486.1287 | 65763.7429 | 48618.3613 | 3 | 127385.7278 | 129165.6091 | 15 | 186881.3013 | 90473.0072 | 3 | 0 | 0 | 0 | 47476.2676 | 1511.1161 | 256487.9582 | 3180.2761 | 256568.6748 | 563.9455 | 609.2812 | 0 | 35644.0178 | 190.3169 | 0 | 159541.0361 | 91.56% | 8.436% | 5430.0357 | 653.2636 | 460.7158 | 23.4603 | 96.1595 | 540.9839 | 739.6003 | 153.993 | 7666.5547 | 52601.0282 | 231330.3187 | 291597.9016 | 1289282.8788 | 1586975.061 | 5.796% | 1684609.2052
BUREAU #2299 | TERTIAIRE | BUREAUX | 29593.8432 | 2014 | 23877.3051 | 0 | 0 | 0 | 0 | 8125.6526 | 70307.1176 | 77232.354 | 4 | 179704.6849 | 158853.3032 | 28 | 260093.7608 | 133151.3825 | 3 | 0 | 0 | 0 | 41168.1789 | 2810.0782 | 367880.6809 | 3371.859 | 287492.8779 | 708.1694 | 997.4408 | 0 | 61810.4089 | 217.2863 | 0 | 255438.0934 | 86.18% | 13.82% | 9716.9873 | 1394.8912 | 615.9518 | 25.2882 | 170.2132 | 733.521 | 1093.8032 | 222.9298 | 10475.7217 | 58181.0633 | 317214.8906 | 385871.6757 | 1715934.7784 | 2111474.5064 | 2.265% | 2160417.7932
BUREAU #2300 | TERTIAIRE | BUREAUX | 25618.0242 | 2022 | 21361.3149 | 0 | 0 | 0 | 0 | 8208.8663 | 61980.7174 | 73395.8614 | 3 | 147595.162 | 110127.608 | 25 | 190605.9596 | 106765.9148 | 4 | 0 | 0 | 0 | 49282.9907 | 2473.8681 | 332959.5996 | 4219.1191 | 323240.8521 | 677.4926 | 942.6891 | 0 | 50115.7042 | 188.4198 | 0 | 285645.3244 | 82.91% | 17.09% | 8606.2317 | 922.3813 | 658.906 | 22.83 | 130.9091 | 915.7695 | 654.0638 | 202.9588 | 10181.2641 | 55270.0878 | 266573.9121 | 332025.2639 | 1624429.6617 | 1967082.9509 | 3.011% | 2028148.9744
BUREAU #2301 | TERTIAIRE | BUREAUX | 13126.7376 | 2011 | 9426.0747 | 0 | 0 | 0 | 0 | 2731.309 | 24984.3806 | 25673.3758 | 2 | 84004.4767 | 51936.8972 | 12 | 92886.5493 | 53225.9602 | 2 | 0 | 0 | 0 | 22553.4952 | 1111.8374 | 162248.5807 | 1810.2711 | 112481.1039 | 387.5376 | 517.6264 | 0 | 20399.3499 | 120.4023 | 0 | 114193.0603 | 86.26% | 13.74% | 3862.0958 | 578.4315 | 426.3174 | 14.4342 | 89.3434 | 373.2326 | 372.4108 | 79.832 | 5124.2815 | 21666.4069 | 176932.2455 | 203722.9339 | 710529.7909 | 918248.6951 | 2.179% | 938707.8132
BUREAU #2302 | TERTIAIRE | BUREAUX | 5932.307 | 2013 | 5039.8337 | 0 | 0 | 0 | 0 | 1289.6699 | 12509.7508 | 10588.3815 | 1 | 39537.0853 | 26784.5426 | 4 | 37431.6557 | 26849.9121 | 1 | 0 | 0 | 0 | 8266.9499 | 661.6325 | 77929.314 | 672.8487 | 56251.7539 | 160.4573 | 168.5216 | 0 | 11331.3082 | 48.6859 | 0 | 37877.4326 | 81.44% | 18.56% | 1334.4632 | 221.5051 | 182.2353 | 5.5166 | 45.4122 | 166.2024 | 189.0597 | 51.1395 | 2832.8624 | 14221.6076 | 82405.2581 | 99459.7282 | 321765.8418 | 423150.0046 | 7.314% | 456541.9145
BUREAU #2303 | TERTIAIRE | BUREAUX | 23538.1595 | 2022 | 25218.2844 | 0 | 0 | 0 | 0 | 8242.2064 | 69091.3384 | 57583.4338 | 4 | 146428.9667 | 132828.4874 | 22 | 172518.0417 | 112090.0188 | 3 | 0 | 0 | 0 | 46399.2789 | 1656.1573 | 446875.2557 | 3630.6116 | 313590.1841 | 676.6099 | 615.7693 | 0 | 39210.1949 | 243.3958 | 0 | 257103.2076 | 82.24% | 17.76% | 7124.107 | 1134.3094 | 614.4639 | 29.4849 | 181.1884 | 826.7296 | 606.1675 | 149.4519 | 11470.7724 | 72423.9197 | 211803.9659 | 295698.6579 | 1699727.3272 | 2005642.2648 | 3.736% | 2083476.0485
BUREAU #2304 | TERTIAIRE | BUREAUX | 14090.5813 | 2018 | 10465.2856 | 0 | 0 | 0 | 0 | 4434.787 | 37327.7395 | 26476.1402 | 2 | 98210.7392 | 91138.2451 | 13 | 131207.8556 | 72641.9539 | 1 | 0 | 0 | 0 | 29998.0322 | 1435.7054 | 251913.5893 | 2097.5324 | 135924.6458 | 332.8026 | 492.0513 | 0 | 22116.6647 | 123.9655 | 0 | 108247.8118 | 88.61% | 11.39% | 3524.6386 | 517.2351 | 413.5282 | 14.5709 | 85.2555 | 366.3957 | 408.3348 | 89.0408 | 5219.7691 | 32172.535 | 195789.3513 | 233181.6555 | 915448.1525 | 1153245.7365 | 1.317% | 1168642.1713
BUREAU #2305 | TERTIAIRE | BUREAUX | 28351.558 | 2022 | 20973.0537 | 0 | 0 | 0 | 0 | 10162.4488 | 82429.2836 | 56988.9983 | 4 | 193343.0646 | 166691.849 | 19 | 237009.7027 | 144632.0292 | 4 | 0 | 0 | 0 | 50400.0404 | 2039.7726 | 395059.3096 | 4778.3127 | 252277.9258 | 809.1565 | 946.1013 | 0 | 55173.7535 | 260.3723 | 0 | 335413.6675 | 84.69% | 15.31% | 8322.4285 | 1106.8055 | 905.3086 | 35.5527 | 206.9762 | 1066.5033 | 913.723 | 213.5496 | 11868.6194 | 71546.143 | 318897.6454 | 402312.4078 | 1814726.933 | 2229693.693 | 2.995% | 2298534.6735
BUREAU #2306 | TERTIAIRE | BUREAUX | 27194.9967 | 2022 | 23729.2778 | 0 | 0 | 0 | 0 | 7425.3136 | 70597.5043 | 65207.2694 | 3 | 167070.2045 | 142440.9197 | 20 | 216118.369 | 132996.2755 | 3 | 0 | 0 | 0 | 61457.5873 | 1880.2068 | 541949.4215 | 3085.1083 | 357703.6477 | 724.006 | 970.1182 | 0 | 57982.3074 | 286.5624 | 0 | 293396.4691 | 87.56% | 12.44% | 8380.6736 | 888.1769 | 621.165 | 30.4085 | 136.8085 | 967.7771 | 962.0121 | 177.2351 | 16198.3934 | 55874.0416 | 319998.4859 | 392070.9209 | 1971661.2595 | 2372002.2713 | 4.676% | 2488362.2118
BUREAU #2307 | TERTIAIRE | BUREAUX | 24939.852 | 2019 | 25422.714 | 0 | 0 | 0 | 0 | 7131.8457 | 59389.7087 | 75034.3206 | 3 | 119981.2799 | 123361.4855 | 22 | 163703.6233 | 115159.7277 | 4 | 0 | 0 | 0 | 51618.4621 | 2169.2962 | 432963.8785 | 4239.3733 | 297588.7355 | 543.5744 | 912.138 | 0 | 52051.5465 | 191.2809 | 0 | 250667.2384 | 94.23% | 5.774% | 7320.5252 | 875.6939 | 750.3545 | 32.3124 | 166.999 | 880.2652 | 697.4345 | 194.2749 | 11560.4586 | 66971.3565 | 343045.34 | 421577.1551 | 1623045.796 | 2051330.0045 | 4.093% | 2138881.1712
BUREAU #2308 | TERTIAIRE | BUREAUX | 20447.6823 | 2018 | 17895.1306 | 0 | 0 | 0 | 0 | 6673.9311 | 66852.8124 | 51350.7713 | 3 | 128819.4283 | 130980.4015 | 14 | 143223.8054 | 104137.9581 | 3 | 0 | 0 | 0 | 46724.7316 | 2151.0785 | 329241.9692 | 3375.205 | 213239.7861 | 515.1331 | 512.648 | 0 | 43183.537 | 174.3707 | 0 | 156404.6485 | 87.86% | 12.14% | 7074.9648 | 666.8733 | 635.2007 | 23.9245 | 127.4671 | 509.7302 | 751.2941 | 136.742 | 8297.508 | 46718.7541 | 177653.4933 | 232669.7554 | 1273404.163 | 1511563.7455 | 2.782% | 1554819.0942
BUREAU #2309 | TERTIAIRE | BUREAUX | 30086.8464 | 2023 | 33184.2482 | 0 | 0 | 0 | 0 | 11085.6202 | 110799.8233 | 82372.4969 | 4 | 207771.868 | 208377.454 | 26 | 313559.4429 | 174663.8125 | 4 | 0 | 0 | 0 | 57987.829 | 3000.5897 | 580543.7839 | 4037.0168 | 289264.63 | 960.9923 | 767.828 | 0 | 68900.7189 | 288.5557 | 0 | 368123.8658 | 93.28% | 6.721% | 8327.2891 | 1406.2773 | 945.5222 | 34.9574 | 237.0799 | 1109.8939 | 1079.4431 | 209.5957 | 12033.6457 | 85304.0527 | 301426.5267 | 398764.2251 | 2256781.4428 | 2666301.7992 | 0.7688% | 2686959.3845
BUREAU #2310 | TERTIAIRE | BUREAUX | 7680.6894 | 2011 | 5759.3166 | 0 | 0 | 0 | 0 | 2050.5768 | 21690.5346 | 15978.2996 | 1 | 33507.3901 | 43222.0119 | 5 | 60677.0477 | 23479.9701 | 1 | 0 | 0 | 0 | 10825.6748 | 797.6002 | 99498.747 | 1262.5052 | 60360.6899 | 166.2814 | 190.982 | 0 | 14092.0051 | 72.935 | 0 | 64606.02 | 80.03% | 19.97% | 2447.4495 | 293.8197 | 254.5397 | 8.7776 | 47.5038 | 197.1348 | 239.606 | 48.004 | 3706.9254 | 18635.6723 | 78229.0746 | 100571.6723 | 417538.9248 | 520356.1156 | 4.846% | 546858.473
BUREAU #2311 | TERTIAIRE | BUREAUX | 25328.1 | 2011 | 19238.4369 | 0 | 0 | 0 | 0 | 5643.3215 | 75508.9984 | 42122.8922 | 4 | 111930.057 | 99080.0524 | 25 | 153236.8848 | 117580.2971 | 4 | 0 | 0 | 0 | 38390.4907 | 2873.4903 | 396935.453 | 4144.6406 | 236241.2523 | 532.852 | 924.9432 | 0 | 41664.6547 | 177.8562 | 0 | 241329.7799 | 84.07% | 15.93% | 7656.5191 | 1188.0458 | 797.0274 | 27.0694 | 176.0772 | 924.7144 | 870.6784 | 221.7768 | 10230.6427 | 60925.8849 | 360090.4591 | 431246.9867 | 1470003.9144 | 1909978.7721 | 7.766% | 2070793.0146
BUREAU #2312 | TERTIAIRE | BUREAUX | 26242.7438 | 2015 | 26062.7179 | 0 | 0 | 0 | 0 | 8482.2634 | 59441.1189 | 47273.4773 | 3 | 122443.2713 | 150933.0373 | 17 | 225748.5935 | 97304.575 | 4 | 0 | 0 | 0 | 43185.9814 | 2575.1345 | 419341.2044 | 3387.2643 | 225837.5589 | 580.7788 | 793.2039 | 0 | 58354.137 | 257.9339 | 0 | 278303.2469 | 93.16% | 6.84% | 8273.1606 | 956.6024 | 580.2221 | 29.2114 | 198.3945 | 672.8181 | 735.6563 | 189.6946 | 13296.9297 | 53179.2079 | 301069.127 | 367545.2647 | 1619515.374 | 1995780.0017 | 6.008% | 2123352.7199
BUREAU #2313 | TERTIAIRE | BUREAUX | 22752.7129 | 2019 | 16655.6361 | 0 | 0 | 0 | 0 | 8446.0707 | 56125.7978 | 56842.2529 | 3 | 120570.6328 | 104843.0478 | 18 | 166845.5256 | 90841.3218 | 4 | 0 | 0 | 0 | 36515.9147 | 1854.6158 | 397295.0965 | 3903.9778 | 238238.4693 | 481.233 | 737.4348 | 0 | 34412.1711 | 225.9553 | 0 | 184743.6588 | 88.11% | 11.89% | 7036.4218 | 879.6297 | 572.9402 | 24.1633 | 130.6431 | 810.0589 | 880.9564 | 147.9987 | 9637.7025 | 57834.4957 | 230433.1733 | 297905.3716 | 1401554.3212 | 1706952.1605 | 4.076% | 1779484.4265
BUREAU #2314 | TERTIAIRE | BUREAUX | 32845.6913 | 2016 | 27980.4384 | 0 | 0 | 0 | 0 | 9858.0718 | 72767.014 | 78188.2153 | 4 | 233305.1252 | 203163.3088 | 31 | 198525.7654 | 158954.2016 | 5 | 0 | 0 | 0 | 65227.5599 | 2964.1447 | 451530.7216 | 4995.6115 | 304222.4144 | 763.2846 | 1097.6251 | 0 | 63880.551 | 349.1875 | 0 | 289460.248 | 80.87% | 19.13% | 8920.8994 | 1420.3617 | 1011.9154 | 42.8994 | 250.0246 | 1279.7458 | 1083.7644 | 232.2509 | 12543.7768 | 68038.304 | 284199.1611 | 364781.2418 | 1900028.2114 | 2277020.1403 | 2.36% | 2332065.5709
BUREAU #2315 | TERTIAIRE | BUREAUX | 5874.8674 | 2021 | 6508.6217 | 0 | 0 | 0 | 0 | 1791.9677 | 16123.9944 | 18707.9401 | 1 | 47512.0363 | 31092.7264 | 5 | 46274.2411 | 33776.9622 | 1 | 0 | 0 | 0 | 10711.6326 | 551.3539 | 72184.5516 | 970.1526 | 52083.3171 | 140.1175 | 170.9833 | 0 | 10473.9095 | 47.6456 | 0 | 57837.9401 | 86.99% | 13.01% | 1701.23 | 180.1833 | 123.1592 | 6.4436 | 32.9302 | 178.9229 | 140.0839 | 45.1388 | 2546.9589 | 12942.7248 | 54684.3482 | 70174.0318 | 356620.7711 | 429441.7369 | 6.402% | 458813.0905
BUREAU #2316 | TERTIAIRE | BUREAUX | 23818.6601 | 2011 | 15311.9158 | 0 | 0 | 0 | 0 | 6129.0681 | 69258.6249 | 60113.0882 | 3 | 153189.7515 | 117045.6882 | 17 | 153062.1229 | 100013.3978 | 4 | 0 | 0 | 0 | 28562.4907 | 1720.5428 | 284993.4102 | 4083.7168 | 246073.5839 | 591.8826 | 710.739 | 0 | 44931.7829 | 247.2343 | 0 | 163719.5576 | 80.28% | 19.72% | 6940.5476 | 1073.5947 | 628.0225 | 30.5371 | 153.7425 | 916.2685 | 677.8418 | 140.3716 | 7603.7871 | 49840.0584 | 332043.092 | 389486.9375 | 1289811.1208 | 1685013.4478 | 3.035% | 1737752.0848
BUREAU #2317 | TERTIAIRE | BUREAUX | 20898.5573 | 2019 | 20176.6861 | 0 | 0 | 0 | 0 | 6949.1084 | 71904.5671 | 46412.9686 | 3 | 154590.2934 | 125980.6005 | 18 | 168821.7319 | 82383.6297 | 2 | 0 | 0 | 0 | 44921.135 | 1650.537 | 303110.9569 | 2483.7203 | 183803.2605 | 421.8811 | 764.5231 | 0 | 39870.5375 | 231.29 | 0 | 240383.5383 | 78.59% | 21.41% | 7033.7335 | 858.8813 | 602.8311 | 22.6023 | 145.884 | 709.6504 | 573.339 | 184.4419 | 9891.4195 | 45251.3713 | 243603.6855 | 298746.4763 | 1363012.5875 | 1670191.684 | 5.753% | 1772143.3129
BUREAU #2318 | TERTIAIRE | BUREAUX | 16744.3889 | 2014 | 14153.0844 | 0 | 0 | 0 | 0 | 5779.7168 | 39743.5487 | 40063.6983 | 2 | 79896.3589 | 91970.8575 | 13 | 136224.4344 | 54179.5758 | 2 | 0 | 0 | 0 | 30784.8794 | 1631.5753 | 275241.9248 | 2243.8006 | 166944.8989 | 417.3275 | 591.9073 | 0 | 24272.3932 | 177.79 | 0 | 142885.0959 | 91.64% | 8.364% | 3963.8068 | 639.3827 | 556.2044 | 21.3061 | 121.7251 | 396.8312 | 620.1406 | 109.7637 | 7331.522 | 39074.7656 | 158437.3703 | 204843.658 | 1016793.1041 | 1227678.5241 | 7.645% | 1329298.369
BUREAU #2319 | TERTIAIRE | BUREAUX | 3691.7618 | 2021 | 3752.7428 | 0 | 0 | 0 | 0 | 1317.4961 | 11837.6283 | 7378.9978 | 1 | 28851.5539 | 15541.4797 | 2 | 27445.4935 | 20080.4617 | 1 | 0 | 0 | 0 | 7584.1226 | 370.4903 | 69722.6026 | 560.4387 | 40118.9593 | 79.9402 | 130.1263 | 0 | 8225.8523 | 26.7923 | 0 | 38617.3509 | 89.15% | 10.85% | 842.0092 | 142.5471 | 83.6791 | 2.9992 | 24.8314 | 93.0051 | 108.1576 | 27.0153 | 1786.0355 | 8737.7811 | 47335.8697 | 57859.6863 | 261482.9981 | 320376.4922 | 4.666% | 336055.8842
BUREAU #2320 | TERTIAIRE | BUREAUX | 19110.5238 | 2023 | 17319.2599 | 0 | 0 | 0 | 0 | 6216.3911 | 75908.5781 | 64148.7496 | 3 | 101997.3603 | 119692.1641 | 19 | 150854.0632 | 118189.7806 | 2 | 0 | 0 | 0 | 42598.9015 | 1859.6427 | 234443.2695 | 2583.7136 | 168095.844 | 534.2102 | 553.5856 | 0 | 40214.7685 | 165.3718 | 0 | 192194.1221 | 91.17% | 8.828% | 4513.2044 | 837.8865 | 491.2225 | 17.8639 | 133.6864 | 493.636 | 698.5754 | 110.482 | 11087.7532 | 50348.5296 | 169520.2092 | 230956.492 | 1153127.7994 | 1391022.4022 | 4.131% | 1450955.7845
BUREAU #2321 | TERTIAIRE | BUREAUX | 28795.8908 | 2008 | 20505.3752 | 0 | 0 | 0 | 0 | 5314.4906 | 54279.2495 | 58540.3734 | 4 | 131639.5567 | 134536.209 | 18 | 216080.7318 | 94766.0033 | 4 | 0 | 0 | 0 | 32004.2994 | 3248.0897 | 344748.1684 | 3008.4964 | 242083.3276 | 587.4139 | 1029.9024 | 0 | 34071.1794 | 229.9591 | 0 | 195203.7632 | 83.73% | 16.27% | 8919.9007 | 990.3568 | 846.0305 | 32.1331 | 199.467 | 826.745 | 1081.1282 | 192.9739 | 8045.5803 | 40149.4249 | 284202.3842 | 332397.3894 | 1398580.8966 | 1738834.9453 | 1.585% | 1766847.1016
BUREAU #2322 | TERTIAIRE | BUREAUX | 30310.3048 | 2016 | 25957.589 | 0 | 0 | 0 | 0 | 10592.543 | 79412.8461 | 75489.4373 | 4 | 212480.649 | 185539.2957 | 28 | 237122.6964 | 117609.1199 | 4 | 0 | 0 | 0 | 59876.6359 | 2870.7058 | 372439.9202 | 3830.9882 | 287102.9185 | 635.6488 | 1143.7334 | 0 | 54475.7391 | 303.0454 | 0 | 264272.5713 | 89.79% | 10.21% | 9487.9814 | 1176.2062 | 959.2174 | 33.111 | 158.3476 | 838.8132 | 808.067 | 179.4623 | 10689.7817 | 66563.2497 | 412382.7179 | 489635.7492 | 1777099.2205 | 2278223.2778 | 4.811% | 2393376.7925
BUREAU #2323 | TERTIAIRE | BUREAUX | 19868.5919 | 2019 | 13319.262 | 0 | 0 | 0 | 0 | 5333.9466 | 66153.4265 | 38809.1001 | 3 | 108904.0251 | 85387.0608 | 15 | 166395.4095 | 92944.9538 | 3 | 0 | 0 | 0 | 38949.2847 | 1587.8775 | 374054.9514 | 2695.6343 | 193700.105 | 422.8244 | 543.5462 | 0 | 41024.9223 | 166.6943 | 0 | 224916.772 | 87.5% | 12.5% | 5685.1043 | 993.1127 | 408.4051 | 22.8776 | 146.6925 | 756.5039 | 632.6861 | 180.2428 | 10877.6299 | 57139.9517 | 173512.3276 | 241529.9091 | 1373124.3395 | 1621622.0282 | 6.526% | 1734834.801
BUREAU #2324 | TERTIAIRE | BUREAUX | 24035.978 | 2013 | 17757.938 | 0 | 0 | 0 | 0 | 7678.9308 | 75851.0794 | 41193.166 | 4 | 137383.7734 | 101995.9658 | 23 | 155368.8284 | 101655.3168 | 4 | 0 | 0 | 0 | 41139.2707 | 2236.7174 | 381252.6031 | 2488.8253 | 272502.3959 | 726.6555 | 857.2916 | 0 | 40013.9161 | 181.8723 | 0 | 216749.6699 | 86.42% | 13.58% | 6851.814 | 1023.1092 | 498.2004 | 24.9154 | 185.0203 | 745.2005 | 749.8548 | 189.1256 | 12087.5913 | 46620.1994 | 341465.571 | 400173.3617 | 1483226.0438 | 1891589.4412 | 1.138% | 1913370.8974
BUREAU #2325 | TERTIAIRE | BUREAUX | 15704.8961 | 2016 | 13223.2968 | 0 | 0 | 0 | 0 | 3727.1798 | 48511.7666 | 33272.1101 | 2 | 94894.7283 | 69341.5305 | 14 | 125206.016 | 82498.1217 | 2 | 0 | 0 | 0 | 31065.1834 | 1538.6019 | 254834.0081 | 1637.774 | 130990.9493 | 421.548 | 416.7874 | 0 | 35933.571 | 167.7527 | 0 | 133461.9014 | 89.51% | 10.49% | 4154.1308 | 755.2865 | 457.3029 | 18.3166 | 111.1692 | 590.4617 | 476.7184 | 108.4648 | 6789.4096 | 42753.706 | 177611.7073 | 227154.8228 | 972007.5131 | 1203492.0606 | 6.963% | 1293564.9825
BUREAU #2326 | TERTIAIRE | BUREAUX | 15926.1294 | 2020 | 14607.2094 | 0 | 0 | 0 | 0 | 5890.9697 | 47164.7473 | 37956.6688 | 2 | 115686.8645 | 91360.8821 | 13 | 154988.0603 | 62326.8399 | 3 | 0 | 0 | 0 | 30253.662 | 1098.2196 | 305665.7137 | 2211.1789 | 157914.4179 | 396.0344 | 413.5095 | 0 | 31995.0456 | 140.7735 | 0 | 139285.7518 | 96.37% | 3.629% | 3667.8621 | 498.8511 | 345.4537 | 14.8873 | 125.2867 | 389.9788 | 516.8526 | 135.1308 | 6494.0356 | 29892.806 | 210858.9839 | 247245.8256 | 1097128.7574 | 1349419.83 | 5.606% | 1429567.3176
BUREAU #2327 | TERTIAIRE | BUREAUX | 27296.2643 | 2014 | 26361.5969 | 0 | 0 | 0 | 0 | 6516.1204 | 88135.5692 | 55779.5667 | 4 | 163132.0113 | 145439.0513 | 17 | 204371.1611 | 126350.9658 | 3 | 0 | 0 | 0 | 57299.3116 | 2473.1089 | 376553.9095 | 2869.4287 | 297231.966 | 872.4189 | 751.2656 | 0 | 45440.7722 | 270.1593 | 0 | 194383.8369 | 93.52% | 6.483% | 8069.3266 | 1156.637 | 891.0197 | 29.2026 | 186.8395 | 1001.6051 | 987.5855 | 185.7353 | 13612.4154 | 58288.6905 | 294541.9012 | 366443.0071 | 1618690.9963 | 1995417.1152 | 0.7103% | 2009692.5115
BUREAU #2328 | TERTIAIRE | BUREAUX | 16140.3293 | 2015 | 16095.3609 | 0 | 0 | 0 | 0 | 4513.6611 | 54163.6673 | 37151.3572 | 2 | 88711.2794 | 91098.9419 | 13 | 152653.6807 | 63878.9495 | 2 | 0 | 0 | 0 | 32761.8526 | 1634.43 | 236854.4129 | 1864.2055 | 137515.741 | 471.688 | 443.1727 | 0 | 22455.0965 | 112.6958 | 0 | 160377.907 | 85.01% | 14.99% | 5391.7336 | 488.7848 | 337.2997 | 20.0718 | 120.2271 | 630.8101 | 387.1021 | 139.3735 | 8091.9082 | 37763.412 | 200912.998 | 246768.3182 | 1005089.6618 | 1257128.2498 | 3.908% | 1308254.4765
BUREAU #2329 | TERTIAIRE | BUREAUX | 21725.2179 | 2016 | 14229.8638 | 0 | 0 | 0 | 0 | 6896.1508 | 45688.1544 | 51100.8902 | 3 | 143089.5732 | 99912.196 | 17 | 187028.7258 | 112679.0876 | 3 | 0 | 0 | 0 | 45735.8597 | 1929.805 | 237244.7721 | 2914.0571 | 161864.7892 | 508.1099 | 746.8344 | 0 | 32225.5629 | 228.1892 | 0 | 200445.0552 | 86.91% | 13.09% | 6327.8808 | 818.5385 | 572.0253 | 25.2356 | 112.9445 | 836.0818 | 848.0644 | 179.5483 | 8728.2928 | 41025.9037 | 188195.8404 | 237950.0369 | 1189347.147 | 1435806.0488 | 4.646% | 1505758.7373
BUREAU #2330 | TERTIAIRE | BUREAUX | 20433.4342 | 2009 | 16675.0155 | 0 | 0 | 0 | 0 | 5130.6646 | 51590.9216 | 38118.6832 | 3 | 88432.0704 | 81711.3253 | 15 | 168904.2397 | 66661.5417 | 3 | 0 | 0 | 0 | 32034.2946 | 1782.1476 | 207755.2847 | 3030.1025 | 130321.7622 | 559.1429 | 550.5149 | 0 | 29481.8842 | 158.4068 | 0 | 185464.2887 | 76.35% | 23.65% | 5395.3651 | 948.4348 | 589.8747 | 25.3641 | 123.1009 | 684.3653 | 574.4956 | 146.5164 | 8851.5715 | 37977.1764 | 214513.799 | 261342.5468 | 1017292.8742 | 1284866.6037 | 2.076% | 1312111.9556
BUREAU #2331 | TERTIAIRE | BUREAUX | 13680.9779 | 2008 | 9413.7932 | 0 | 0 | 0 | 0 | 3910.4884 | 28943.3634 | 33027.1438 | 2 | 79015.4976 | 61807.0704 | 8 | 83278.6068 | 56382.5505 | 2 | 0 | 0 | 0 | 24136.8303 | 1104.833 | 135880.1705 | 2182.9116 | 117976.0863 | 401.1978 | 510.6306 | 0 | 21008.6211 | 134.3213 | 0 | 84564.7473 | 89.67% | 10.33% | 3731.9099 | 557.4633 | 402.7821 | 18.0782 | 82.9021 | 420.2969 | 377.2672 | 111.2506 | 3912.8735 | 21921.5546 | 165221.5852 | 191056.0133 | 648063.2113 | 842359.65 | 7.511% | 910766.2814
BUREAU #2332 | TERTIAIRE | BUREAUX | 21782.0637 | 2013 | 19065.7006 | 0 | 0 | 0 | 0 | 4826.1418 | 63312.6586 | 59499.6717 | 3 | 119762.141 | 106253.286 | 18 | 180476.3967 | 81536.9733 | 3 | 0 | 0 | 0 | 38139.1669 | 1976.6212 | 358898.2637 | 3457.0983 | 154467.3117 | 624.0233 | 756.8296 | 0 | 31772.9086 | 151.1293 | 0 | 170711.7981 | 91.07% | 8.934% | 5965.249 | 1042.7182 | 465.6562 | 23.2268 | 166.7928 | 727.2883 | 633.7981 | 134.8533 | 7525.4122 | 53536.4484 | 258859.4304 | 319921.291 | 1269480.4828 | 1595936.4569 | 1.682% | 1623232.5516
BUREAU #2333 | TERTIAIRE | BUREAUX | 12013.393 | 2013 | 8975.2021 | 0 | 0 | 0 | 0 | 3972.4663 | 30878.9898 | 29108.548 | 2 | 70105.7737 | 61818.4948 | 8 | 77210.127 | 50183.7511 | 2 | 0 | 0 | 0 | 19357.2205 | 896.4186 | 146739.7566 | 1667.2241 | 138361.0501 | 237.2097 | 468.5486 | 0 | 21520.0203 | 116.9771 | 0 | 122553.0827 | 89.18% | 10.82% | 3086.5715 | 490.2842 | 288.7668 | 10.3315 | 88.6423 | 383.8277 | 290.9634 | 71.4566 | 3866.528 | 28798.1833 | 147558.6385 | 180223.3498 | 709600.5992 | 893295.6431 | 4.269% | 933132.122
BUREAU #2334 | TERTIAIRE | BUREAUX | 18951.4899 | 2020 | 16853.8735 | 0 | 0 | 0 | 0 | 6806.8121 | 59575.0566 | 40440.3854 | 3 | 113916.9826 | 105068.5152 | 13 | 193951.0407 | 75495.984 | 3 | 0 | 0 | 0 | 42989.4639 | 1529.1673 | 278656.1444 | 2360.6187 | 190606.1853 | 578.5274 | 510.9162 | 0 | 29495.6377 | 182.1391 | 0 | 145677.7834 | 88.82% | 11.18% | 5165.8911 | 874.7263 | 620.2534 | 19.3011 | 143.5922 | 591.215 | 474.0597 | 122.8913 | 9127.824 | 53798.8308 | 193749.8188 | 256676.4736 | 1204881.301 | 1467608.1404 | 4.725% | 1540383.8823
BUREAU #2335 | TERTIAIRE | BUREAUX | 11059.6708 | 2023 | 8890.7721 | 0 | 0 | 0 | 0 | 3527.6541 | 30788.2749 | 31670.4243 | 1 | 89543.9603 | 64814.7869 | 10 | 117794.8729 | 58135.9519 | 2 | 0 | 0 | 0 | 25827.7608 | 1220.3771 | 194153.3398 | 1615.9491 | 146791.4112 | 344.7899 | 292.3834 | 0 | 22918.134 | 78.0242 | 0 | 118561.159 | 84.95% | 15.05% | 3352.3227 | 495.3918 | 298.7324 | 10.598 | 60.8021 | 323.2613 | 288.9413 | 63.1501 | 5605.2118 | 31675.8374 | 142671.4707 | 179952.5199 | 839518.1272 | 1022933.3324 | 2.582% | 1050050.432
BUREAU #2336 | TERTIAIRE | BUREAUX | 12408.4629 | 2016 | 8868.0815 | 0 | 0 | 0 | 0 | 3709.9039 | 29553.8165 | 33731.7133 | 2 | 57864.8578 | 55120.5943 | 12 | 95009.1702 | 48134.595 | 2 | 0 | 0 | 0 | 22101.804 | 893.3221 | 143413.3213 | 1531.9765 | 119891.2654 | 246.8673 | 298.8055 | 0 | 18754.7244 | 86.5446 | 0 | 128353.8914 | 85.54% | 14.46% | 3288.8944 | 541.9365 | 398.3937 | 14.4306 | 82.9455 | 419.8441 | 308.7939 | 98.8235 | 6742.6666 | 30392.3079 | 126186.5145 | 163321.4889 | 701438.7882 | 868141.4074 | 4.095% | 905211.2499
BUREAU #2337 | TERTIAIRE | BUREAUX | 9738.1327 | 2008 | 7715.9638 | 0 | 0 | 0 | 0 | 1854.6115 | 27839.8908 | 16753.6242 | 1 | 46717.0367 | 39621.8002 | 8 | 58235.3424 | 30926.1177 | 2 | 0 | 0 | 0 | 14177.5448 | 855.6586 | 126556.4185 | 1129.7687 | 79572.3934 | 272.434 | 350.1956 | 0 | 16389.2123 | 69.4391 | 0 | 63192.4055 | 91.45% | 8.555% | 2419.8755 | 477.774 | 224.3617 | 10.9395 | 71.2803 | 307.3783 | 317.8609 | 63.3787 | 3915.8216 | 14977.3488 | 105114.4595 | 124007.6299 | 486560.7869 | 612815.6522 | 7.162% | 660087.8483
BUREAU #2338 | TERTIAIRE | BUREAUX | 11814.2044 | 2021 | 8698.7606 | 0 | 0 | 0 | 0 | 4044.808 | 36022.869 | 33215.0493 | 2 | 68269.2664 | 52949.04 | 9 | 96696.7829 | 46110.7897 | 1 | 0 | 0 | 0 | 23276.592 | 1331.0622 | 214152.3671 | 1814.2242 | 137261.2139 | 313.9891 | 445.1699 | 0 | 19238.8036 | 98.0085 | 0 | 139973.6291 | 90.83% | 9.171% | 2709.2752 | 380.626 | 248.1658 | 11.7634 | 67.5881 | 286.6322 | 353.9669 | 89.0761 | 6527.6428 | 35453.3602 | 114175.7254 | 156156.7284 | 832631.8803 | 992155.2562 | 4.649% | 1040530.558
BUREAU #2339 | TERTIAIRE | BUREAUX | 11390.2456 | 2020 | 10628.1258 | 0 | 0 | 0 | 0 | 3369.4218 | 28371.1766 | 25436.0896 | 1 | 57143.0125 | 76149.7113 | 11 | 119755.649 | 46200.1295 | 1 | 0 | 0 | 0 | 21507.6344 | 1023.6154 | 193897.8038 | 1599.0383 | 141429.1532 | 224.8693 | 405.8359 | 0 | 20704.2909 | 111.8773 | 0 | 103963.2361 | 87.32% | 12.68% | 2726.5888 | 456.4269 | 231.6307 | 9.5554 | 79.0917 | 357.7556 | 373.2405 | 83.2237 | 4452.7729 | 23292.6311 | 122671.775 | 150417.1789 | 769178.5208 | 923631.7639 | 4.536% | 967518.5159
BUREAU #2340 | TERTIAIRE | BUREAUX | 29867.7139 | 2018 | 21591.8027 | 0 | 0 | 0 | 0 | 9791.1603 | 78473.7294 | 70564.818 | 5 | 140086.0264 | 135556.4646 | 28 | 231187.6562 | 113282.1234 | 4 | 0 | 0 | 0 | 42445.8914 | 2780.1856 | 367731.7496 | 4294.0723 | 282776.9942 | 818.9453 | 1080.2836 | 0 | 63727.1179 | 327.7386 | 0 | 281211.4932 | 84.84% | 15.16% | 9592.5242 | 1209.9181 | 662.3779 | 36.1748 | 161.9724 | 761.8266 | 1001.7751 | 221.6085 | 11184.8883 | 62233.1448 | 257678.0959 | 331096.129 | 1680188.0772 | 2019021.673 | 6.483% | 2158986.0949
BUREAU #2341 | TERTIAIRE | BUREAUX | 7167.1249 | 2020 | 7945.0871 | 0 | 0 | 0 | 0 | 2426.8385 | 21380.1188 | 22745.37 | 1 | 56205.8764 | 37928.0206 | 6 | 75195.6762 | 41820.0299 | 1 | 0 | 0 | 0 | 14869.8078 | 644.0428 | 111876.0004 | 1140.7175 | 81759.0764 | 211.5824 | 266.7199 | 0 | 11328.6556 | 59.4419 | 0 | 65175.8593 | 88.31% | 11.69% | 1845.9998 | 279.8656 | 235.0517 | 6.0822 | 42.5636 | 278.1306 | 270.646 | 58.9979 | 3172.1654 | 17972.4951 | 86160.9051 | 107305.5657 | 495787.8313 | 605964.627 | 3.316% | 626748.3303
BUREAU #2342 | TERTIAIRE | BUREAUX | 30135.808 | 2008 | 15625.9057 | 0 | 0 | 0 | 0 | 9100.201 | 73037.1454 | 50498.2234 | 3 | 168598.9206 | 151937.1533 | 21 | 178600.3261 | 131749.4942 | 3 | 0 | 0 | 0 | 51396.0655 | 2202.9828 | 377120.5449 | 4003.8065 | 208967.6127 | 871.857 | 812.0292 | 0 | 52162.9549 | 276.0046 | 0 | 239420.9786 | 86.77% | 13.23% | 9168.6212 | 916.5903 | 705.5705 | 39.5206 | 146.3385 | 883.5155 | 909.463 | 253.4309 | 9602.0393 | 59192.3631 | 378890.0261 | 447684.4285 | 1525596.2459 | 1983404.4224 | 1.332% | 2010187.0468
BUREAU #2343 | TERTIAIRE | BUREAUX | 27407.0506 | 2019 | 21209.6754 | 0 | 0 | 0 | 0 | 9340.9766 | 64732.9555 | 81832.5498 | 4 | 172336.2869 | 152594.5089 | 20 | 214948.1429 | 121981.2586 | 3 | 0 | 0 | 0 | 45997.0346 | 2525.2364 | 374264.9543 | 3607.2923 | 232583.6709 | 806.8625 | 974.5769 | 0 | 43670.0749 | 209.8609 | 0 | 262331.9171 | 90.65% | 9.346% | 7663.5706 | 904.2036 | 589.4195 | 23.491 | 171.4768 | 862.2462 | 982.9259 | 189.5275 | 9779.1349 | 53348.6441 | 373047.6341 | 436175.4131 | 1587777.694 | 2031578.8713 | 6.984% | 2184129.1715
BUREAU #2344 | TERTIAIRE | BUREAUX | 12121.9251 | 2013 | 7993.6864 | 0 | 0 | 0 | 0 | 2511.0592 | 32304.3426 | 33064.171 | 2 | 82672.6778 | 47492.4291 | 11 | 69726.3625 | 41568.8418 | 1 | 0 | 0 | 0 | 16528.185 | 1196.5258 | 174285.0842 | 1515.8008 | 123326.9979 | 279.8866 | 347.1492 | 0 | 25496.5955 | 109.6781 | 0 | 114347.2516 | 82.5% | 17.5% | 3401.6611 | 603.2391 | 343.4515 | 12.691 | 65.0327 | 352.0117 | 431.5493 | 110.2059 | 4294.7612 | 28877.5311 | 131335.8673 | 164508.1597 | 720293.1602 | 888430.2708 | 4.366% | 928985.5042
BUREAU #2345 | TERTIAIRE | BUREAUX | 31105.4803 | 2021 | 27285.6943 | 0 | 0 | 0 | 0 | 9117.7904 | 103377.9503 | 71963.2788 | 4 | 157488.2425 | 178730.0111 | 27 | 265503.6755 | 177219.9949 | 3 | 0 | 0 | 0 | 62667.669 | 3289.7494 | 600280.8513 | 4922.7448 | 300961.3321 | 730.0188 | 936.8984 | 0 | 48162.6619 | 346.3604 | 0 | 238778.9361 | 89.32% | 10.68% | 10599.8457 | 1447.1374 | 987.1152 | 39.902 | 158.0833 | 1132.0146 | 886.9373 | 284.9498 | 15726.9657 | 78146.2053 | 306384.9099 | 400258.081 | 2016938.4788 | 2430592.3747 | 0.9298% | 2453404.7264
BUREAU #2346 | TERTIAIRE | BUREAUX | 29292.86 | 2021 | 23668.8549 | 0 | 0 | 0 | 0 | 10752.9244 | 99090.8179 | 92065.8576 | 3 | 211058.3248 | 164010.2323 | 29 | 288153.334 | 162920.7554 | 5 | 0 | 0 | 0 | 48272.7845 | 2134.884 | 429847.5112 | 4886.7795 | 394890.5832 | 620.7283 | 735.9847 | 0 | 67267.276 | 305.7406 | 0 | 305869.6038 | 85.21% | 14.79% | 7885.7575 | 1341.0191 | 799.9442 | 38.6144 | 167.5832 | 846.7692 | 920.8361 | 179.9332 | 13082.8705 | 71327.5844 | 323176.6239 | 407587.0787 | 2073010.2618 | 2491610.3585 | 4.979% | 2622173.9041
BUREAU #2347 | TERTIAIRE | BUREAUX | 7142.3253 | 2020 | 5781.6305 | 0 | 0 | 0 | 0 | 1857.619 | 26246.6587 | 19928.5603 | 1 | 47629.5591 | 35059.1124 | 7 | 58855.3025 | 40629.3168 | 1 | 0 | 0 | 0 | 11728.9145 | 808.1135 | 90210.5668 | 880.4692 | 94029.6053 | 156.5295 | 241.0691 | 0 | 15541.1388 | 55.8974 | 0 | 52252.9033 | 90.83% | 9.174% | 2457.8259 | 243.3131 | 211.6059 | 9.0313 | 50.3919 | 259.8911 | 229.6794 | 52.5609 | 3397.232 | 17784.4416 | 94244.268 | 115425.9416 | 449662.8698 | 568023.5915 | 1.656% | 577588.8929
BUREAU #2348 | TERTIAIRE | BUREAUX | 28887.7738 | 2012 | 26754.7774 | 0 | 0 | 0 | 0 | 8025.9332 | 67987.8108 | 66416.0438 | 3 | 156763.5811 | 142522.5052 | 27 | 216287.9197 | 119368.8596 | 4 | 0 | 0 | 0 | 52506.5552 | 2813.9957 | 366877.5559 | 3828.9673 | 212741.71 | 929.2097 | 948.4045 | 0 | 59177.4314 | 260.6964 | 0 | 241714.4355 | 78.8% | 21.2% | 7818.7934 | 1412.1958 | 897.1545 | 28.3138 | 221.2541 | 857.3821 | 733.3408 | 203.8781 | 10704.7957 | 62493.6865 | 265668.6643 | 338867.1465 | 1564539.0647 | 1911407.2231 | 4.211% | 1995428.512
BUREAU #2349 | TERTIAIRE | BUREAUX | 28822.1899 | 2023 | 31134.6733 | 0 | 0 | 0 | 0 | 7455.2503 | 85921.9558 | 83996.9373 | 5 | 185381.2034 | 156785.2099 | 19 | 258000.5634 | 150834.0404 | 4 | 0 | 0 | 0 | 45793.4571 | 3181.716 | 512240.9786 | 4143.5792 | 300080.7388 | 699.2668 | 769.3764 | 0 | 46658.1033 | 217.4411 | 0 | 262851.5156 | 93.31% | 6.695% | 9676.7581 | 1152.5352 | 817.2315 | 28.55 | 203.0035 | 704.501 | 770.8976 | 204.385 | 14055.3625 | 55414.136 | 330778.9752 | 400248.4737 | 1904740.0361 | 2314038.7014 | 2.263% | 2367628.6203
BUREAU #2350 | TERTIAIRE | BUREAUX | 30197.7287 | 2013 | 24050.6021 | 0 | 0 | 0 | 0 | 9673.8769 | 93237.4431 | 58933.2161 | 5 | 138860.7821 | 134693.457 | 24 | 218895.4792 | 115709.9579 | 5 | 0 | 0 | 0 | 41792.9745 | 2765.6126 | 342958.8754 | 4524.331 | 265514.1035 | 596.7394 | 1068.6643 | 0 | 51256.193 | 280.8047 | 0 | 242795.251 | 85.21% | 14.79% | 7477.9101 | 978.98 | 959.8903 | 37.1967 | 233.4475 | 754.9309 | 865.4388 | 174.2325 | 10986.5807 | 61147.6744 | 263651.154 | 335785.4091 | 1583638.4656 | 1926481.1489 | 6.067% | 2050914.5162
BUREAU #2351 | TERTIAIRE | BUREAUX | 5023.9658 | 2021 | 3816.575 | 0 | 0 | 0 | 0 | 1860.0578 | 19012.6965 | 10587.9766 | 1 | 24968.1091 | 33410.5881 | 3 | 49500.9507 | 26663.8472 | 1 | 0 | 0 | 0 | 10609.0195 | 512.1506 | 85816.7042 | 549.7783 | 58843.8359 | 154.877 | 140.3643 | 0 | 7943.7549 | 43.7341 | 0 | 54249.2502 | 87.38% | 12.62% | 1744.48 | 197.5263 | 127.4026 | 4.2788 | 27.3921 | 186.5265 | 142.2219 | 31.1265 | 3021.5708 | 10067.2636 | 69757.1014 | 82845.9358 | 348203.3323 | 432961.701 | 2.125% | 442361.4306
BUREAU #2352 | TERTIAIRE | BUREAUX | 3044.0606 | 2024 | 2630.0695 | 0 | 0 | 0 | 0 | 915.1582 | 12024.0553 | 6888.4016 | 0 | 25855.0057 | 13643.351 | 3 | 24688.5559 | 18774.8053 | 0 | 0 | 0 | 0 | 6052.5765 | 295.6674 | 51307.8001 | 430.1399 | 26932.2723 | 83.9301 | 113.4333 | 0 | 7204.8482 | 33.0224 | 0 | 32683.3248 | 89.72% | 10.28% | 857.0319 | 100.2437 | 100.4204 | 2.9197 | 16.1973 | 96.4554 | 75.6976 | 25.0244 | 1790.144 | 9784.6584 | 35061.9864 | 46636.7888 | 213431.3238 | 261467.5712 | 3.214% | 270150.6362
BUREAU #2353 | TERTIAIRE | BUREAUX | 10395.8533 | 2018 | 8150.1551 | 0 | 0 | 0 | 0 | 3587.3144 | 28929.1193 | 24363.167 | 1 | 53472.6897 | 56774.3233 | 9 | 67743.6816 | 48689.9814 | 1 | 0 | 0 | 0 | 17152.8636 | 748.3626 | 184652.1618 | 1637.5896 | 92755.495 | 262.845 | 330.7649 | 0 | 21488.0679 | 85.3028 | 0 | 73415.7339 | 87.09% | 12.91% | 2576.1285 | 476.2146 | 282.1933 | 10.8756 | 64.9739 | 247.9167 | 355.5341 | 70.5609 | 3758.4472 | 22321.5083 | 99458.958 | 125538.9135 | 610825.7736 | 740676.281 | 7.376% | 799663.258
BUREAU #2354 | TERTIAIRE | BUREAUX | 21426.925 | 2019 | 18275.9967 | 0 | 0 | 0 | 0 | 7245.2762 | 66628.225 | 55702.8244 | 3 | 135744.7075 | 137131.5789 | 20 | 220633.5208 | 92846.9882 | 3 | 0 | 0 | 0 | 43157.2268 | 2081.5556 | 311751.7136 | 3070.3622 | 184067.6284 | 526.9324 | 678.4895 | 0 | 49524.2073 | 240.1992 | 0 | 182461.5929 | 92.93% | 7.072% | 6417.7064 | 684.2758 | 507.4099 | 26.4532 | 149.0927 | 820.5611 | 725.5847 | 165.7772 | 8597.4504 | 48325.954 | 289033.2947 | 345956.6991 | 1348655.5121 | 1702632.5327 | 1.521% | 1728935.9086
BUREAU #2355 | TERTIAIRE | BUREAUX | 32337.4381 | 2013 | 28241.7858 | 0 | 0 | 0 | 0 | 10524.5496 | 65043.7557 | 89034.5617 | 5 | 137641.8933 | 146759.1646 | 22 | 274651.2124 | 146897.2093 | 4 | 0 | 0 | 0 | 59813.2631 | 2780.5494 | 354120.6293 | 4394.5671 | 299631.0512 | 844.7777 | 1180.6069 | 0 | 42047.3177 | 359.5485 | 0 | 242966.786 | 86.35% | 13.65% | 8824.3292 | 1125.6589 | 663.6192 | 35.9837 | 256.0781 | 760.6155 | 1024.4166 | 196.6393 | 11489.6536 | 57786.8984 | 372657.2203 | 441933.7723 | 1676201.1133 | 2130558.1023 | 3.655% | 2211386.0678
BUREAU #2356 | TERTIAIRE | BUREAUX | 31409.0457 | 2008 | 20915.2262 | 0 | 0 | 0 | 0 | 8063.0034 | 55601.0251 | 46844.2915 | 4 | 145371.711 | 131650.4783 | 22 | 171763.6411 | 104508.4931 | 4 | 0 | 0 | 0 | 48079.5179 | 2543.1824 | 326401.1221 | 3693.7027 | 279038.6084 | 956.6291 | 1214.4875 | 0 | 49963.7359 | 335.2318 | 0 | 231587.7292 | 81.01% | 18.99% | 6858.0458 | 1451.8773 | 800.4768 | 29.6821 | 239.422 | 1121.2988 | 1130.2767 | 285.0383 | 12712.0996 | 67969.2555 | 356826.0027 | 437507.3578 | 1498116.3701 | 1944934.548 | 2.685% | 1998605.985
BUREAU #2357 | TERTIAIRE | BUREAUX | 29763.6476 | 2012 | 27531.8633 | 0 | 0 | 0 | 0 | 9512.6006 | 59796.7624 | 76248.4987 | 5 | 136232.0691 | 170316.2433 | 23 | 179301.3046 | 134819.5167 | 4 | 0 | 0 | 0 | 48975.4354 | 2688.4764 | 474473.0997 | 4697.2654 | 303717.6238 | 915.981 | 956.0369 | 0 | 43814.7792 | 203.0203 | 0 | 244768.7675 | 87.27% | 12.73% | 8672.1968 | 1449.0467 | 807.1544 | 32.0478 | 233.1277 | 1113.7061 | 999.431 | 227.9693 | 12714.4614 | 74242.7037 | 369795.5941 | 456752.7593 | 1705820.5453 | 2172082.8293 | 5.559% | 2299938.9835
BUREAU #2358 | TERTIAIRE | BUREAUX | 8681.7863 | 2022 | 8003.1271 | 0 | 0 | 0 | 0 | 3027.8538 | 31090.8584 | 23865.5688 | 1 | 51117.8059 | 53964.8239 | 8 | 83168.492 | 45092.9364 | 1 | 0 | 0 | 0 | 17480.7903 | 962.5766 | 110496.3629 | 1339.4362 | 100798.999 | 187.6466 | 333.7668 | 0 | 16474.0354 | 63.9354 | 0 | 71780.187 | 88.86% | 11.14% | 2925.0152 | 329.116 | 289.1339 | 8.714 | 64.1554 | 246.7916 | 206.8298 | 65.7222 | 5130.7537 | 16726.5224 | 103348.7408 | 125206.0169 | 544711.525 | 673394.6349 | 0.6379% | 677717.9602
BUREAU #2359 | TERTIAIRE | BUREAUX | 16277.6294 | 2015 | 13819.2156 | 0 | 0 | 0 | 0 | 3592.9054 | 46883.6563 | 34311.8576 | 3 | 95156.4209 | 67140.9444 | 13 | 155280.7593 | 63943.0079 | 3 | 0 | 0 | 0 | 21577.6562 | 1235.0014 | 180244.8017 | 2511.1608 | 168350.1478 | 439.0359 | 491.3933 | 0 | 30636.0554 | 162.7071 | 0 | 166108.4885 | 86.06% | 13.94% | 4760.2558 | 542.4662 | 475.7311 | 19.0814 | 106.8587 | 413.953 | 634.4716 | 148.572 | 8073.5408 | 37517.0316 | 208672.1103 | 254262.6827 | 980139.4018 | 1240627.502 | 5.733% | 1316072.3777
BUREAU #2360 | TERTIAIRE | BUREAUX | 4356.9209 | 2014 | 2884.2669 | 0 | 0 | 0 | 0 | 1364.4328 | 11976.96 | 10060.8742 | 1 | 29255.0226 | 20989.0641 | 3 | 30926.8238 | 15996.9687 | 0 | 0 | 0 | 0 | 6774.2158 | 453.2466 | 59014.781 | 578.1783 | 34434.7428 | 98.3071 | 150.2695 | 0 | 6917.8725 | 44.5506 | 0 | 33369.9494 | 84.53% | 15.47% | 1364.5066 | 211.9535 | 100.0056 | 4.455 | 22.5301 | 154.3589 | 154.6456 | 35.9782 | 2146.5149 | 7912.4481 | 42362.5115 | 52421.4745 | 239491.3098 | 293021.7154 | 4.01% | 305261.7416
BUREAU #2361 | TERTIAIRE | BUREAUX | 4831.4008 | 2014 | 4207.0067 | 0 | 0 | 0 | 0 | 1078.5851 | 11231.4097 | 13316.5486 | 1 | 22122.9276 | 20777.3514 | 4 | 33814.8619 | 20625.3059 | 1 | 0 | 0 | 0 | 7284.1729 | 395.581 | 72115.202 | 581.0689 | 42552.6165 | 125.0012 | 126.7766 | 0 | 8071.3362 | 49.2188 | 0 | 33431.0769 | 82.1% | 17.9% | 1478.9856 | 156.4246 | 150.1031 | 3.8963 | 34.6621 | 147.0384 | 151.244 | 42.343 | 1755.2044 | 8005.8339 | 43685.0937 | 53446.1319 | 259675.4034 | 314761.2096 | 6.532% | 336757.7563
BUREAU #2362 | TERTIAIRE | BUREAUX | 6358.772 | 2019 | 6025.5147 | 0 | 0 | 0 | 0 | 2267.6785 | 17933.9594 | 16244.5346 | 1 | 41457.4295 | 40910.9116 | 4 | 60432.3898 | 32436.776 | 1 | 0 | 0 | 0 | 11517.3108 | 509.7455 | 76099.2747 | 811.2879 | 75838.4561 | 169.11 | 223.5483 | 0 | 9508.2349 | 46.1471 | 0 | 47721.6231 | 92.59% | 7.415% | 1861.4783 | 265.074 | 127.6804 | 5.7806 | 43.4731 | 232.0357 | 187.7016 | 47.4673 | 3692.3144 | 13980.3612 | 62938.9843 | 80611.66 | 386894.5462 | 469502.6556 | 4.342% | 490811.7969
BUREAU #2363 | TERTIAIRE | BUREAUX | 6607.2378 | 2015 | 4241.2382 | 0 | 0 | 0 | 0 | 1459.0894 | 19505.93 | 15938.4963 | 1 | 39854.1737 | 25677.8702 | 4 | 48509.8132 | 22357.6345 | 1 | 0 | 0 | 0 | 11300.1434 | 615.8914 | 103958.276 | 1084.9812 | 76993.4255 | 186.1588 | 208.5697 | 0 | 10503.1124 | 46.2737 | 0 | 43832.7426 | 93.42% | 6.577% | 1538.789 | 204.5723 | 160.8146 | 7.3923 | 39.1063 | 173.3386 | 155.6273 | 39.2185 | 2313.2113 | 12934.7989 | 72581.6265 | 87829.6367 | 396499.656 | 486542.058 | 7.557% | 526317.9702
BUREAU #2364 | TERTIAIRE | BUREAUX | 28369.4168 | 2016 | 25273.0194 | 0 | 0 | 0 | 0 | 7773.3007 | 87716.7589 | 78054.2594 | 4 | 172944.0305 | 134044.6222 | 28 | 240214.8791 | 137847.4139 | 5 | 0 | 0 | 0 | 58034.2964 | 3200.2364 | 388782.9706 | 3882.673 | 298492.1736 | 698.352 | 1030.4297 | 0 | 46319.7711 | 198.5165 | 0 | 229274.1949 | 80.91% | 19.09% | 8404.0235 | 1272.5663 | 837.9827 | 36.9364 | 156.3613 | 1022.7527 | 1090.4645 | 168.5196 | 13727.6655 | 47480.3785 | 392653.4187 | 453861.4627 | 1704570.4651 | 2165798.9316 | 2.069% | 2211550.3376
BUREAU #2365 | TERTIAIRE | BUREAUX | 19788.3211 | 2017 | 13363.953 | 0 | 0 | 0 | 0 | 6541.3473 | 64813.0197 | 46458.1981 | 2 | 120365.8888 | 115381.772 | 18 | 181488.5237 | 104341.0841 | 3 | 0 | 0 | 0 | 33798.8896 | 1470.0812 | 251891.9972 | 3350.36 | 235320.3095 | 502.7734 | 546.7619 | 0 | 27933.2769 | 162.1246 | 0 | 181997.5095 | 85.13% | 14.87% | 5533.2271 | 720.1722 | 506.9016 | 21.1572 | 127.6887 | 606.0885 | 709.3947 | 169.6227 | 7323.1137 | 41440.0474 | 249531.0972 | 298294.2584 | 1232096.8218 | 1537538.7485 | 1.819% | 1566030.8173
BUREAU #2366 | TERTIAIRE | BUREAUX | 9621.6421 | 2020 | 10588.3556 | 0 | 0 | 0 | 0 | 2926.9613 | 29581.4536 | 20783.9132 | 1 | 72442.4852 | 52406.2616 | 8 | 80854.8159 | 40047.0821 | 1 | 0 | 0 | 0 | 14403.8669 | 700.4583 | 112221.0382 | 1526.6424 | 92229.1501 | 277.3566 | 288.1265 | 0 | 22867.5491 | 92.6571 | 0 | 97191.5057 | 87.17% | 12.83% | 2745.5474 | 311.1704 | 264.2258 | 10.3108 | 48.7332 | 242.1506 | 274.605 | 66.4215 | 5597.6712 | 22698.9523 | 102095.4611 | 130392.0846 | 595399.4677 | 729234.8594 | 5.891% | 774879.1177
BUREAU #2367 | TERTIAIRE | BUREAUX | 32893.8649 | 2012 | 19718.0872 | 0 | 0 | 0 | 0 | 10501.6604 | 70270.6306 | 61717.3956 | 5 | 177291.5405 | 189102.1522 | 31 | 273184.246 | 161490.3269 | 5 | 0 | 0 | 0 | 49659.8631 | 3510.4274 | 388182.2167 | 4944.3273 | 311662.7268 | 729.4555 | 1103.9067 | 0 | 42861.9573 | 285.4608 | 0 | 204267.4105 | 79.97% | 20.03% | 9469.1562 | 1404.6752 | 702.5077 | 31.5073 | 220.5939 | 1105.6939 | 1285.9769 | 224.3776 | 16309.1627 | 72597.87 | 330407.805 | 419314.8377 | 1729748.8575 | 2159936.1876 | 0.904% | 2179639.3524
BUREAU #2368 | TERTIAIRE | BUREAUX | 6402.2499 | 2018 | 5324.1396 | 0 | 0 | 0 | 0 | 2283.4621 | 22434.193 | 15173.5187 | 1 | 39247.8999 | 36909.0555 | 6 | 49110.0513 | 23905.2653 | 1 | 0 | 0 | 0 | 11167.3263 | 568.3249 | 109230.1438 | 999.0242 | 49225.4344 | 197.0671 | 228.0077 | 0 | 9234.6113 | 69.235 | 0 | 44543.1234 | 83.15% | 16.85% | 1386.0869 | 249.5607 | 189.0978 | 5.4671 | 31.1156 | 168.5189 | 218.1135 | 51.0482 | 2637.7963 | 17696.629 | 90234.0326 | 110568.458 | 382455.7212 | 495132.9125 | 5.918% | 526279.8982
BUREAU #2369 | TERTIAIRE | BUREAUX | 29003.7975 | 2011 | 21724.2334 | 0 | 0 | 0 | 0 | 8828.676 | 64559.8143 | 61874.8239 | 4 | 189866.0056 | 142709.2074 | 27 | 184884.0358 | 139117.564 | 4 | 0 | 0 | 0 | 36675.6728 | 2065.0783 | 410952.4884 | 3192.1885 | 251664.9057 | 689.4802 | 1067.2112 | 0 | 46118.9919 | 322.5845 | 0 | 251470.7864 | 87.44% | 12.56% | 6600.758 | 1218.7613 | 920.0245 | 26.1761 | 226.0684 | 868.0475 | 895.0407 | 218.955 | 8722.5866 | 45318.4892 | 250028.7452 | 304069.821 | 1605001.9387 | 1916858.3486 | 3.749% | 1991521.1549
BUREAU #2370 | TERTIAIRE | BUREAUX | 8144.1163 | 2015 | 5554.8518 | 0 | 0 | 0 | 0 | 2874.3546 | 25888.5505 | 22962.7144 | 1 | 46657.5572 | 46451.7887 | 7 | 57949.728 | 37486.1738 | 1 | 0 | 0 | 0 | 10841.7821 | 716.6037 | 110316.3529 | 1401.1252 | 89561.21 | 232.2353 | 311.0701 | 0 | 16858.4091 | 83.2934 | 0 | 71845.8369 | 90.1% | 9.896% | 1825.9206 | 351.2375 | 216.2579 | 9.539 | 47.2856 | 257.224 | 220.5418 | 63.4867 | 4353.0318 | 15213.1764 | 74480.0481 | 94046.2563 | 482880.7026 | 578898.5009 | 7.497% | 625815.827
BUREAU #2371 | TERTIAIRE | BUREAUX | 25574.6271 | 2015 | 22695.7916 | 0 | 0 | 0 | 0 | 7092.8013 | 81818.2381 | 56178.7115 | 4 | 184631.3359 | 153011.546 | 25 | 197503.9484 | 107809.0163 | 4 | 0 | 0 | 0 | 52023.6155 | 2584.6781 | 332077.9276 | 3128.5041 | 219700.783 | 752.5213 | 970.2268 | 0 | 53842.3961 | 228.8276 | 0 | 238055.6329 | 77.67% | 22.33% | 8647.7782 | 1154.1966 | 584.2407 | 26.6263 | 195.8299 | 668.5409 | 777.9651 | 221.9951 | 12213.6807 | 47134.7752 | 317658.9296 | 377007.3855 | 1528454.675 | 1912342.2532 | 3.825% | 1988390.0307
BUREAU #2372 | TERTIAIRE | BUREAUX | 18303.0518 | 2022 | 19394.2142 | 0 | 0 | 0 | 0 | 5578.8966 | 55156.1847 | 55290.7438 | 2 | 133157.5621 | 110511.0031 | 18 | 177487.2972 | 84198.7014 | 2 | 0 | 0 | 0 | 29311.9703 | 1339.5979 | 295886.1283 | 3019.58 | 245126.9283 | 356.9537 | 720.9171 | 0 | 28503.7506 | 135.2947 | 0 | 191900.8754 | 86.19% | 13.81% | 3866.1177 | 753.6813 | 398.7359 | 19.7205 | 113.016 | 469.6153 | 467.6086 | 108.5402 | 7815.092 | 53284.9447 | 177918.6285 | 239018.6652 | 1313155.2159 | 1560194.0516 | 1.284% | 1580485.7124
BUREAU #2373 | TERTIAIRE | BUREAUX | 17851.7124 | 2017 | 17210.1313 | 0 | 0 | 0 | 0 | 4720.9552 | 59472.6002 | 44785.7105 | 2 | 128680.4969 | 94393.9761 | 18 | 147209.1733 | 89970.095 | 3 | 0 | 0 | 0 | 30875.5625 | 1519.6864 | 221483.4348 | 1847.6087 | 149645.3713 | 410.5551 | 663.4976 | 0 | 30946.0824 | 126.0336 | 0 | 128320.6486 | 89.69% | 10.31% | 3802.9415 | 629.1117 | 557.3613 | 23.5018 | 98.7191 | 459.7323 | 594.5498 | 151.0481 | 7401.2738 | 50121.5346 | 248900.7903 | 306423.5987 | 1031667.4109 | 1344544.1362 | 6.695% | 1441022.6191
BUREAU #2374 | TERTIAIRE | BUREAUX | 27099.4068 | 2012 | 25109.2612 | 0 | 0 | 0 | 0 | 8456.5934 | 79652.459 | 49485.1768 | 3 | 179906.3914 | 103842.6923 | 20 | 230303.4034 | 106077.3102 | 3 | 0 | 0 | 0 | 45856.8616 | 2702.0602 | 291944.599 | 3352.2617 | 281241.2198 | 594.1846 | 909.0917 | 0 | 55043.362 | 194.0342 | 0 | 185645.2816 | 89.41% | 10.59% | 5812.1123 | 1331.4266 | 701.0058 | 27.638 | 167.4708 | 878.2648 | 999.568 | 238.4043 | 9058.022 | 57896.2094 | 370403.5131 | 437357.7446 | 1531622.4029 | 1977554.4862 | 0.5603% | 1988696.7799
BUREAU #2375 | TERTIAIRE | BUREAUX | 29397.2972 | 2024 | 27470.8182 | 0 | 0 | 0 | 0 | 9363.3999 | 109309.367 | 66072.5409 | 4 | 173106.0277 | 207937.2819 | 27 | 223332.8887 | 128009.9762 | 4 | 0 | 0 | 0 | 59361.2551 | 3202.7447 | 588957.7703 | 4469.8437 | 360674.888 | 647.1963 | 789.9052 | 0 | 73697.0851 | 323.6393 | 0 | 368136.72 | 88.4% | 11.6% | 10102.5023 | 1355.469 | 949.4736 | 28.8233 | 151.6253 | 848.1604 | 789.284 | 176.7467 | 15188.8807 | 82209.1771 | 363728.2667 | 461126.3245 | 2209482.3577 | 2684069.3166 | 7.47% | 2900752.6719
BUREAU #2376 | TERTIAIRE | BUREAUX | 17457.4526 | 2018 | 15314.5939 | 0 | 0 | 0 | 0 | 4578.3719 | 49317.3452 | 40210.7108 | 2 | 108704.5713 | 71105.404 | 12 | 134914.5783 | 61121.8284 | 3 | 0 | 0 | 0 | 38607.2086 | 1566.962 | 316365.187 | 2936.9759 | 223190.8704 | 494.2736 | 627.2442 | 0 | 31163.2735 | 169.3223 | 0 | 128729.2793 | 84.84% | 15.16% | 5326.5134 | 709.6072 | 538.9855 | 23.142 | 97.8389 | 488.1996 | 539.348 | 105.8247 | 7134.4351 | 46642.3745 | 182064.6974 | 235841.5071 | 1165781.3102 | 1407228.6428 | 5.528% | 1489573.417
BUREAU #2377 | TERTIAIRE | BUREAUX | 32006.7607 | 2009 | 26540.9105 | 0 | 0 | 0 | 0 | 9102.8936 | 82544.5403 | 77299.4772 | 5 | 191454.5955 | 152872.4582 | 27 | 198295.635 | 97617.7761 | 4 | 0 | 0 | 0 | 55433.8929 | 3147.759 | 314241.3629 | 4297.9843 | 240715.4523 | 698.9135 | 1130.738 | 0 | 60117.8759 | 322.984 | 0 | 189683.7816 | 88.67% | 11.33% | 10459.7921 | 1054.7575 | 826.7172 | 41.8158 | 181.7791 | 911.5522 | 1118.6967 | 243.2265 | 12642.7084 | 71606.1113 | 356232.3214 | 440481.1411 | 1532277.9322 | 1979691.6296 | 0.7371% | 1994392.6896
BUREAU #2378 | TERTIAIRE | BUREAUX | 32823.1485 | 2015 | 23639.7388 | 0 | 0 | 0 | 0 | 8621.3584 | 108857.8369 | 78059.6807 | 5 | 150432.2922 | 183206.5504 | 27 | 272511.9728 | 115889.5924 | 5 | 0 | 0 | 0 | 70543.1063 | 2979.5521 | 526664.8946 | 3868.3814 | 338180.8015 | 764.4927 | 1081.0492 | 0 | 52767.7928 | 270.0148 | 0 | 255472.5611 | 80.24% | 19.76% | 11123.405 | 1400.5271 | 998.3604 | 42.2453 | 216.9737 | 1122.3794 | 1244.0692 | 199.5332 | 14565.7066 | 84176.802 | 326478.5511 | 425221.0597 | 2010167.7883 | 2443399.4967 | 0.5884% | 2457861.6699
BUREAU #2379 | TERTIAIRE | BUREAUX | 21727.8853 | 2015 | 13433.9286 | 0 | 0 | 0 | 0 | 6992.1899 | 50242.7562 | 56782.7998 | 2 | 146683.3348 | 104800.3583 | 19 | 191434.0481 | 89250.7635 | 3 | 0 | 0 | 0 | 46816.6491 | 2347.7756 | 281292.8633 | 2255.5107 | 168317.4885 | 678.9405 | 689.7227 | 0 | 39067.966 | 169.9811 | 0 | 159768.6575 | 83.84% | 16.16% | 5869.5785 | 911.486 | 592.1127 | 27.2681 | 117.4641 | 677.0394 | 648.2981 | 137.4089 | 8856.4096 | 38834.8265 | 193446.3001 | 241137.5363 | 1217202.5055 | 1465839.4049 | 2.471% | 1502982.631
BUREAU #2380 | TERTIAIRE | BUREAUX | 21854.1343 | 2023 | 22501.5858 | 0 | 0 | 0 | 0 | 8882.1004 | 69870.5506 | 70749.7497 | 3 | 113396.3501 | 106465.2836 | 21 | 244965.2476 | 127995.8886 | 2 | 0 | 0 | 0 | 54919.3017 | 1637.9627 | 294190.9354 | 3030.0172 | 215863.17 | 444.0237 | 837.3873 | 0 | 55647.6317 | 246.4808 | 0 | 267871.6559 | 92.12% | 7.876% | 4604.405 | 1003.9106 | 677.634 | 28.2161 | 145.3967 | 743.8894 | 655.4948 | 186.2892 | 9237.7028 | 61190.1338 | 210837.5258 | 281265.3623 | 1498241.9514 | 1787868.0446 | 4.109% | 1864476.9906
BUREAU #2381 | TERTIAIRE | BUREAUX | 14135.6425 | 2021 | 14708.7706 | 0 | 0 | 0 | 0 | 4982.1871 | 46059.3877 | 42417.8795 | 2 | 96890.9514 | 95084.9961 | 11 | 95453.6184 | 55112.0363 | 2 | 0 | 0 | 0 | 29011.8795 | 1546.6683 | 271352.859 | 2429.7919 | 144431.4572 | 273.8735 | 398.9763 | 0 | 25608.2768 | 121.2814 | 0 | 166560.7212 | 82.04% | 17.96% | 4419.8853 | 459.1681 | 355.9401 | 13.0625 | 82.387 | 477.9251 | 389.1594 | 112.6339 | 7172.7511 | 26915.4972 | 163186.744 | 197274.9923 | 980888.0883 | 1183193.8551 | 7.558% | 1279934.6689
BUREAU #2382 | TERTIAIRE | BUREAUX | 12822.5617 | 2019 | 9687.6403 | 0 | 0 | 0 | 0 | 3990.9026 | 46689.858 | 34159.7624 | 2 | 63467.4062 | 72631.3581 | 11 | 100703.1298 | 47085.3473 | 2 | 0 | 0 | 0 | 30056.9612 | 1246.2225 | 192862.0053 | 1712.2776 | 161383.4605 | 359.1243 | 380.5938 | 0 | 22775.1819 | 122.4136 | 0 | 94682.7533 | 89.35% | 10.65% | 4412.92 | 396.7782 | 257.2253 | 10.5111 | 84.2032 | 456.44 | 466.7698 | 91.7128 | 7074.4794 | 24652.251 | 136074.7436 | 167801.4739 | 799691.2019 | 971077.3149 | 6.657% | 1040337.7721
BUREAU #2383 | TERTIAIRE | BUREAUX | 11028.3613 | 2020 | 8685.1717 | 0 | 0 | 0 | 0 | 3515.44 | 32511.2836 | 29918.1182 | 2 | 66240.7253 | 46992.4885 | 10 | 105467.812 | 45175.7529 | 2 | 0 | 0 | 0 | 16112.1023 | 1217.5357 | 173196.521 | 1187.4801 | 88743.5186 | 308.6965 | 369.2435 | 0 | 17905.9202 | 123.6974 | 0 | 100952.3581 | 93.88% | 6.115% | 3038.4971 | 353.001 | 339.2054 | 11.4346 | 77.4129 | 384.1809 | 386.1923 | 73.2639 | 5974.5223 | 28851.1027 | 125332.736 | 160158.3609 | 684275.7292 | 847968.7829 | 3.661% | 880192.7171
BUREAU #2384 | TERTIAIRE | BUREAUX | 21440.1187 | 2011 | 15242.8305 | 0 | 0 | 0 | 0 | 6028.3913 | 44483.506 | 55800.7771 | 3 | 130500.5837 | 96832.5661 | 14 | 136674.0569 | 96922.4523 | 2 | 0 | 0 | 0 | 30599.5239 | 1695.9795 | 227765.8247 | 3437.9889 | 180376.0754 | 538.653 | 814.0499 | 0 | 36626.1811 | 178.0083 | 0 | 203934.5903 | 73.89% | 26.11% | 6961.7894 | 694.3628 | 622.2702 | 20.2915 | 162.3392 | 584.4356 | 803.2408 | 177.0224 | 6521.2615 | 36753.4669 | 184941.3386 | 228216.067 | 1115948.565 | 1351466.497 | 1.071% | 1366092.0857
BUREAU #2385 | TERTIAIRE | BUREAUX | 29789.3211 | 2018 | 31207.0486 | 0 | 0 | 0 | 0 | 10057.4304 | 75655.0783 | 57139.4874 | 4 | 194723.1344 | 183359.7028 | 25 | 204403.3755 | 137320.878 | 3 | 0 | 0 | 0 | 60046.0123 | 2729.3587 | 537479.1137 | 3274.0017 | 303288.841 | 726.5325 | 817.2133 | 0 | 61199.8152 | 237.9094 | 0 | 314147.5449 | 83.2% | 16.8% | 9881.8744 | 1439.0043 | 936.3837 | 34.4185 | 196.13 | 942.7506 | 849.5435 | 168.8689 | 16927.8353 | 60207.3624 | 396464.5839 | 473599.7816 | 1972168.7242 | 2454681.8416 | 1.4% | 2489544.5278
BUREAU #2386 | TERTIAIRE | BUREAUX | 27723.4524 | 2015 | 26280.7602 | 0 | 0 | 0 | 0 | 7565.7103 | 79636.3436 | 51301.7629 | 4 | 186201.2521 | 118478.0382 | 20 | 206160.4723 | 125185.3033 | 4 | 0 | 0 | 0 | 46358.1055 | 2231.0157 | 423267.5848 | 3155.3779 | 303580.0396 | 774.7853 | 1087.5647 | 0 | 58905.9844 | 263.1648 | 0 | 216348.3925 | 83.55% | 16.45% | 8204.852 | 984.1084 | 829.2554 | 34.2206 | 218.8919 | 795.825 | 834.2225 | 245.9445 | 13684.0075 | 48657.0971 | 272283.0433 | 334624.1478 | 1704988.7938 | 2046766.0432 | 2.227% | 2093378.5831
BUREAU #2387 | TERTIAIRE | BUREAUX | 11156.5256 | 2012 | 9817.3107 | 0 | 0 | 0 | 0 | 2232.1095 | 32331.0504 | 24942.9355 | 2 | 53448.903 | 45517.9476 | 10 | 89010.4457 | 33511.8513 | 2 | 0 | 0 | 0 | 19566.4946 | 1084.9125 | 143374.8653 | 1847.2339 | 120694.9411 | 277.7811 | 425.273 | 0 | 21179.4438 | 85.3478 | 0 | 81596.777 | 89.97% | 10.03% | 3212.7852 | 517.0349 | 242.9325 | 13.3999 | 83.3434 | 300.5967 | 272.4776 | 62.7187 | 5340.5839 | 23177.2293 | 99918.3675 | 128436.1806 | 636187.1676 | 768745.7345 | 6.813% | 824948.0305
BUREAU #2388 | TERTIAIRE | BUREAUX | 29240.1659 | 2018 | 31093.3568 | 0 | 0 | 0 | 0 | 9314.124 | 89081.7258 | 58947.1793 | 4 | 164325.9415 | 117720.2015 | 24 | 208806.9288 | 156981.4442 | 4 | 0 | 0 | 0 | 55315.8683 | 2614.6207 | 513166.3637 | 3407.2137 | 367302.6571 | 655.6191 | 964.486 | 0 | 47544.8257 | 278.8415 | 0 | 232225.466 | 89.8% | 10.2% | 8726.4106 | 946.7278 | 786.0054 | 27.5224 | 144.7803 | 985.3561 | 1035.3626 | 189.9161 | 16604.4186 | 83092.5044 | 399623.7823 | 499320.7053 | 1918417.6326 | 2426928.5691 | 5.498% | 2568120.9874
BUREAU #2389 | TERTIAIRE | BUREAUX | 20669.7651 | 2016 | 16418.3852 | 0 | 0 | 0 | 0 | 6111.4841 | 62801.757 | 41804.3158 | 3 | 144985.2201 | 108636.825 | 15 | 194245.4203 | 107932.363 | 3 | 0 | 0 | 0 | 45250.6617 | 2113.589 | 255712.0019 | 2934.3479 | 230191.7762 | 404.3703 | 597.138 | 0 | 42976.5958 | 189.4118 | 0 | 165163.5398 | 94.88% | 5.119% | 5825.7092 | 661.2361 | 620.0997 | 24.9794 | 121.0899 | 590.3011 | 750.0273 | 149.444 | 10818.398 | 48562.4634 | 268446.3137 | 327827.1751 | 1291007.8388 | 1625128.5856 | 7.584% | 1758487.94
BUREAU #2390 | TERTIAIRE | BUREAUX | 9639.8004 | 2020 | 10376.67 | 0 | 0 | 0 | 0 | 2871.9431 | 31318.4973 | 24134.3348 | 1 | 73943.5238 | 52165.1378 | 9 | 96502.6288 | 42442.2301 | 2 | 0 | 0 | 0 | 20550.7364 | 1087.7472 | 112169.9914 | 1186.3988 | 126292.7452 | 249.2994 | 269.121 | 0 | 15918.9122 | 66.6524 | 0 | 78881.6102 | 88.03% | 11.97% | 2094.5995 | 369.0555 | 206.7616 | 11.791 | 58.5327 | 314.4061 | 318.7333 | 71.6749 | 5449.6197 | 20589.0146 | 130273.7698 | 156312.4042 | 627983.8782 | 787510.2735 | 5.073% | 829598.8567
BUREAU #2391 | TERTIAIRE | BUREAUX | 3993.3371 | 2022 | 3903.0262 | 0 | 0 | 0 | 0 | 1110.936 | 13677.969 | 12950.2507 | 0 | 26695.6186 | 17536.8055 | 3 | 40554.0585 | 21713.841 | 1 | 0 | 0 | 0 | 8311.2275 | 280.5229 | 50182.486 | 602.976 | 41883.453 | 94.647 | 99.6334 | 0 | 9372.1038 | 41.6561 | 0 | 44053.9645 | 84.04% | 15.96% | 1311.5932 | 181.4946 | 126.3479 | 4.3305 | 28.5725 | 138.3893 | 132.6875 | 31.9658 | 2259.8738 | 10710.8787 | 44236.0641 | 57206.8166 | 267037.8852 | 325850.9015 | 1.395% | 330460.7777
BUREAU #2392 | TERTIAIRE | BUREAUX | 15794.884 | 2018 | 14719.1217 | 0 | 0 | 0 | 0 | 4263.4082 | 55250.8752 | 47304.3728 | 2 | 88578.1062 | 99436.7728 | 10 | 114753.5289 | 61348.4381 | 3 | 0 | 0 | 0 | 27160.5978 | 1601.7192 | 238316.6884 | 2718.023 | 193085.5158 | 385.2328 | 536.7175 | 0 | 24772.8979 | 170.8202 | 0 | 119739.644 | 84.96% | 15.04% | 4196.4411 | 620.8692 | 373.9931 | 18.212 | 107.7318 | 586.844 | 471.569 | 146.823 | 7642.2904 | 27540.8011 | 212238.9717 | 247422.0632 | 968211.3694 | 1221916.023 | 5.436% | 1292161.5288
BUREAU #2393 | TERTIAIRE | BUREAUX | 4185.0569 | 2014 | 2715.1213 | 0 | 0 | 0 | 0 | 1088.6903 | 9652.9662 | 9806.0514 | 1 | 25609.8274 | 16039.9373 | 3 | 31992.9234 | 13160.072 | 1 | 0 | 0 | 0 | 8814.6667 | 374.7972 | 44922.5877 | 482.5087 | 48882.0233 | 129.1588 | 121.3118 | 0 | 8304.2868 | 28.5916 | 0 | 29608.4648 | 89.03% | 10.97% | 939.7365 | 145.1518 | 119.8087 | 3.8674 | 23.8506 | 143.6093 | 109.8789 | 23.792 | 2184.5043 | 7309.4452 | 43530.0478 | 53023.9974 | 233329.2199 | 287486.0143 | 7.27% | 310025.1448
BUREAU #2394 | TERTIAIRE | BUREAUX | 26770.5469 | 2011 | 20393.2307 | 0 | 0 | 0 | 0 | 7589.4321 | 60608.5303 | 63212.3341 | 4 | 168307.4431 | 125661.593 | 21 | 153121.4207 | 105732.2644 | 3 | 0 | 0 | 0 | 32505.2192 | 2143.5792 | 333572.6955 | 2869.1263 | 185820.9091 | 553.7798 | 808.6431 | 0 | 41132.5328 | 206.0766 | 0 | 219340.0173 | 88.66% | 11.34% | 8423.8429 | 991.2734 | 821.2761 | 34.0299 | 194.5105 | 882.1519 | 996.3223 | 238.0295 | 12205.7565 | 52875.7826 | 305622.4005 | 370703.9395 | 1358291.2578 | 1735132.9494 | 6.573% | 1857208.0153
BUREAU #2395 | TERTIAIRE | BUREAUX | 25622.2027 | 2023 | 27486.2334 | 0 | 0 | 0 | 0 | 8729.6935 | 75739.7459 | 78131.0254 | 4 | 214656.0514 | 177083.8501 | 18 | 181982.0529 | 126472.6091 | 4 | 0 | 0 | 0 | 49320.9589 | 2184.886 | 354681.9148 | 3445.8778 | 259123.6936 | 544.0851 | 653.4461 | 0 | 58033.9337 | 216.2021 | 0 | 292318.6445 | 91.81% | 8.188% | 8402.2086 | 1004.8565 | 681.3941 | 31.0322 | 191.2474 | 700.172 | 642.202 | 200.474 | 14598.4715 | 60061.807 | 277097.2796 | 351757.558 | 1688277.0801 | 2051184.3705 | 5.117% | 2161797.0305
BUREAU #2396 | TERTIAIRE | BUREAUX | 24631.9002 | 2020 | 22280.0342 | 0 | 0 | 0 | 0 | 7541.3317 | 79716.2965 | 56410.0624 | 3 | 196794.3353 | 106236.3751 | 18 | 230730.5395 | 86904.1094 | 3 | 0 | 0 | 0 | 46551.4488 | 2014.695 | 340744.2677 | 4155.3454 | 234855.0816 | 677.1586 | 840.0727 | 0 | 39988.1395 | 236.7698 | 0 | 201987.9806 | 88.92% | 11.08% | 6782.314 | 938.3525 | 594.3522 | 27.6354 | 141.1036 | 584.7015 | 762.7248 | 198.604 | 9831.6733 | 66589.8282 | 306349.1997 | 382770.7012 | 1559260.6533 | 1949430.5434 | 4.297% | 2036956.7533
BUREAU #2397 | TERTIAIRE | BUREAUX | 21717.2766 | 2009 | 15806.9107 | 0 | 0 | 0 | 0 | 6152.6119 | 53565.5597 | 49198.5099 | 3 | 102335.5509 | 79595.3664 | 18 | 119571.5362 | 63715.1137 | 3 | 0 | 0 | 0 | 27098.5685 | 2292.1646 | 247464.654 | 2954.4186 | 182706.1457 | 483.6729 | 515.7949 | 0 | 39028.8565 | 175.704 | 0 | 165149.7605 | 73.46% | 26.54% | 6717.7118 | 1080.1644 | 662.9582 | 27.8957 | 108.5507 | 600.4127 | 744.3908 | 142.9087 | 6651.6103 | 46067.4858 | 261874.5892 | 314593.6854 | 1069049.7326 | 1390186.7698 | 0.7049% | 1400055.3709
BUREAU #2398 | TERTIAIRE | BUREAUX | 14462.7452 | 2016 | 13818.8652 | 0 | 0 | 0 | 0 | 5189.4373 | 39074.9984 | 34071.3791 | 2 | 98217.5071 | 87613.0758 | 14 | 95337.3909 | 63983.7241 | 1 | 0 | 0 | 0 | 21046.7987 | 1501.3202 | 218311.8149 | 1598.2189 | 123240.8663 | 348.2072 | 359.832 | 0 | 33040.3985 | 145.1604 | 0 | 99578.7223 | 79.26% | 20.74% | 4865.101 | 614.0913 | 369.6196 | 14.4404 | 71.4334 | 527.5166 | 401.6114 | 106.2484 | 5324.0457 | 28115.9983 | 131901.268 | 165341.312 | 824497.4703 | 994777.6248 | 5.109% | 1048335.52
BUREAU #2399 | TERTIAIRE | BUREAUX | 20897.1361 | 2020 | 14486.8758 | 0 | 0 | 0 | 0 | 5375.3822 | 54359.7839 | 40452.037 | 3 | 163235.3288 | 127748.4763 | 14 | 134182.0878 | 92291.3923 | 2 | 0 | 0 | 0 | 42140.4469 | 1977.0016 | 379613.6524 | 3093.852 | 210470.2662 | 427.6293 | 581.4239 | 0 | 51874.3625 | 210.4628 | 0 | 202783.3995 | 92.08% | 7.922% | 6934.0418 | 734.2548 | 585.1338 | 27.8147 | 151.1491 | 809.2241 | 751.1691 | 181.6537 | 11545.4972 | 46408.5044 | 186319.8094 | 244273.8111 | 1389905.159 | 1641422.5816 | 0.998% | 1657968.683
BUREAU #2400 | TERTIAIRE | BUREAUX | 24257.2824 | 2024 | 25021.9201 | 0 | 0 | 0 | 0 | 7190.707 | 76982.7669 | 80952.0826 | 3 | 157787.8498 | 120061.883 | 24 | 174370.3093 | 101983.0893 | 3 | 0 | 0 | 0 | 46449.6155 | 2755.3646 | 400934.7756 | 3992.5783 | 328789.06 | 736.3915 | 803.661 | 0 | 63659.3302 | 266.429 | 0 | 273796.9223 | 91.09% | 8.911% | 5379.2979 | 839.3774 | 685.6665 | 30.9381 | 122.4621 | 754.4605 | 783.1894 | 219.4488 | 11126.1568 | 61994.9509 | 214806.6025 | 287927.7102 | 1720592.1921 | 2019074.7686 | 4.808% | 2121057.4087
BUREAU #2401 | TERTIAIRE | BUREAUX | 21230.6521 | 2012 | 14331.3706 | 0 | 0 | 0 | 0 | 7042.0914 | 54520.7992 | 51997.6485 | 3 | 114480.7259 | 114391.8697 | 14 | 150989.9193 | 100795.9809 | 2 | 0 | 0 | 0 | 28782.9883 | 1857.7225 | 208939.8544 | 3174.8003 | 222160.7212 | 591.0771 | 679.888 | 0 | 35462.9175 | 221.2701 | 0 | 182073.1907 | 92.73% | 7.275% | 6356.4772 | 825.7126 | 476.7717 | 27.6777 | 132.4718 | 599.031 | 671.0212 | 136.4569 | 8991.6967 | 33353.9867 | 282766.9876 | 325112.671 | 1119520.3724 | 1449712.6599 | 6.715% | 1554068.0428
BUREAU #2402 | TERTIAIRE | BUREAUX | 27095.4248 | 2023 | 28187.7671 | 0 | 0 | 0 | 0 | 8525.7157 | 68429.3353 | 64383.1655 | 4 | 177516.8847 | 121449.5762 | 16 | 285102.83 | 111366.6882 | 3 | 0 | 0 | 0 | 68044.9043 | 2138.8691 | 536057.3165 | 2812.2497 | 330709.4796 | 668.2556 | 937.8656 | 0 | 68843.9448 | 284.8183 | 0 | 291542.69 | 84.01% | 15.99% | 7507.6268 | 1306.7526 | 741.938 | 35.0653 | 197.7823 | 967.4077 | 972.327 | 236.1419 | 16319.8262 | 52212.8189 | 328997.5574 | 397530.2025 | 2038060.8148 | 2445107.804 | 6.748% | 2622050.3569
BUREAU #2403 | TERTIAIRE | BUREAUX | 30911.8399 | 2021 | 23759.7512 | 0 | 0 | 0 | 0 | 9695.5596 | 103114.9623 | 86689.5524 | 4 | 171093.7793 | 131699.8311 | 27 | 279421.4313 | 152753.0458 | 5 | 0 | 0 | 0 | 48243.1266 | 3086.4299 | 600674.4189 | 4877.8938 | 402988.2294 | 701.8232 | 1213.9991 | 0 | 47981.0288 | 222.8408 | 0 | 314638.0381 | 81.25% | 18.75% | 9645.267 | 1262.0501 | 733.0396 | 36.1025 | 199.0111 | 1078.7677 | 970.7954 | 230.2017 | 13820.6063 | 73894.758 | 374295.8248 | 462011.1892 | 2205856.9759 | 2679358.6427 | 6.464% | 2864520.7556
BUREAU #2404 | TERTIAIRE | BUREAUX | 4509.5029 | 2021 | 3165.9014 | 0 | 0 | 0 | 0 | 1562.3003 | 14621.0661 | 13155.8081 | 1 | 22349.5679 | 25448.7408 | 4 | 30593.9708 | 25451.7615 | 0 | 0 | 0 | 0 | 10000.696 | 317.1571 | 55249.7374 | 509.6952 | 42556.5135 | 111.3904 | 175.8296 | 0 | 9547.3531 | 32.6985 | 0 | 41754.6137 | 74.99% | 25.01% | 1506.9782 | 193.042 | 122.2659 | 3.7907 | 32.0322 | 118.8223 | 136.0859 | 39.0783 | 2057.9854 | 9596.6263 | 43551.3729 | 55205.9846 | 256877.4291 | 313672.2526 | 2.435% | 321499.1569
BUREAU #2405 | TERTIAIRE | BUREAUX | 22379.9735 | 2012 | 20178.5768 | 0 | 0 | 0 | 0 | 5899.1143 | 70663.8739 | 51685.2342 | 3 | 94515.8506 | 90546.473 | 21 | 128212.5718 | 95637.0813 | 3 | 0 | 0 | 0 | 35817.0924 | 1901.2382 | 253964.9398 | 2780.6767 | 193424.293 | 649.8026 | 549.7792 | 0 | 32736.4921 | 184.6742 | 0 | 151745.025 | 85.55% | 14.45% | 7597.7161 | 1115.8521 | 737.9881 | 21.7521 | 142.9823 | 617.835 | 727.1643 | 150.9498 | 9245.9377 | 47510.251 | 224394.6 | 281150.7887 | 1101536.5502 | 1387855.7494 | 0.8312% | 1399488.94
BUREAU #2406 | TERTIAIRE | BUREAUX | 8434.2966 | 2011 | 4698.5232 | 0 | 0 | 0 | 0 | 2085.1327 | 23910.4412 | 19706.5556 | 1 | 42377.1253 | 30660.1122 | 7 | 51294.0723 | 26533.7383 | 1 | 0 | 0 | 0 | 14784.8658 | 671.9529 | 108864.286 | 1203.6296 | 66797.9156 | 262.1219 | 329.7253 | 0 | 15513.4143 | 58.3977 | 0 | 53791.4277 | 82.06% | 17.94% | 2794.2168 | 261.8824 | 203.627 | 8.1557 | 61.1158 | 231.5039 | 247.1249 | 63.1421 | 3049.2115 | 17321.96 | 75297.6509 | 95668.8224 | 427330.4884 | 525492.3528 | 3.978% | 547261.6268
BUREAU #2407 | TERTIAIRE | BUREAUX | 30322.8483 | 2018 | 22733.5119 | 0 | 0 | 0 | 0 | 9316.7156 | 103200.1599 | 88469.9452 | 4 | 191173.3131 | 161906.2189 | 26 | 247247.1886 | 134935.4919 | 3 | 0 | 0 | 0 | 43385.7833 | 3086.7622 | 554047.4211 | 4617.142 | 354108.1454 | 851.6972 | 971.9715 | 0 | 45940.0494 | 243.7022 | 0 | 288885.2653 | 87.47% | 12.53% | 7675.711 | 1446.9712 | 1003.8485 | 40.3561 | 219.8362 | 1180.1506 | 1020.4748 | 216.3674 | 10880.5791 | 67166.0818 | 424146.3997 | 502193.0606 | 2043564.157 | 2553924.5812 | 2.106% | 2608872.7356
BUREAU #2408 | TERTIAIRE | BUREAUX | 26347.5208 | 2014 | 18031.7472 | 0 | 0 | 0 | 0 | 7946.5494 | 66086.3255 | 73940.5989 | 4 | 183470.7977 | 140433.5941 | 17 | 197743.719 | 133567.7477 | 3 | 0 | 0 | 0 | 55699.7384 | 2162.5601 | 380008.3157 | 3603.891 | 215044.937 | 612.9303 | 963.1197 | 0 | 37681.6485 | 220.4802 | 0 | 219533.5542 | 90.18% | 9.822% | 7364.3781 | 921.1939 | 868.5142 | 34 | 144.9896 | 686.3667 | 963.7897 | 238.3737 | 12170.7145 | 65222.9363 | 328309.0584 | 405702.7092 | 1541399.6999 | 1956461.1398 | 3.712% | 2031893.6527
BUREAU #2409 | TERTIAIRE | BUREAUX | 5786.6401 | 2016 | 5556.8555 | 0 | 0 | 0 | 0 | 1305.8682 | 12955.7479 | 13694.0138 | 1 | 29839.6581 | 25743.2232 | 4 | 36198.398 | 20176.8791 | 1 | 0 | 0 | 0 | 9065.7679 | 514.0773 | 97267.707 | 765.5776 | 59007.0147 | 167.1275 | 139.3092 | 0 | 11093.0492 | 60.311 | 0 | 43669.8995 | 90.52% | 9.481% | 1242.0258 | 211.724 | 173.004 | 7.0413 | 38.1899 | 209.9354 | 165.0543 | 35.1765 | 2628.7574 | 12732.135 | 60294.6526 | 75655.5451 | 339107.4909 | 416401.6925 | 4.006% | 433779.4976
BUREAU #2410 | TERTIAIRE | BUREAUX | 4596.2854 | 2023 | 4268.4237 | 0 | 0 | 0 | 0 | 1517.9622 | 11164.5329 | 12915.2279 | 1 | 34873.7248 | 25701.0246 | 4 | 41793.7607 | 18237.4315 | 0 | 0 | 0 | 0 | 9686.1438 | 443.6186 | 86534.2276 | 483.2902 | 49645.3975 | 107.6406 | 124.1581 | 0 | 7948.1732 | 44.5506 | 0 | 41267.3433 | 82.58% | 17.42% | 1353.2898 | 148.627 | 95.1771 | 5.1809 | 33.884 | 153.9523 | 108.6009 | 33.8687 | 2395.1623 | 10328.8545 | 62628.0365 | 75352.0533 | 318408.2064 | 395582.4641 | 3.45% | 409717.6518
BUREAU #2411 | TERTIAIRE | BUREAUX | 17251.8295 | 2016 | 12591.2114 | 0 | 0 | 0 | 0 | 4561.2216 | 41374.5344 | 42079.4371 | 2 | 109296.0313 | 85306.5998 | 15 | 111258.5654 | 66862.6226 | 2 | 0 | 0 | 0 | 27528.29 | 1797.9954 | 284061.5112 | 1786.8693 | 188096.1428 | 515.9282 | 665.1507 | 0 | 27357.2244 | 152.1955 | 0 | 141330.1239 | 95% | 5.004% | 4403.1631 | 808.1591 | 351.2866 | 16.8751 | 86.4246 | 419.3153 | 588.3975 | 99.1289 | 7307.7633 | 46263.2817 | 203810.2749 | 257381.3199 | 1057746.5611 | 1321479.6567 | 6.668% | 1415892.6373
BUREAU #2412 | TERTIAIRE | BUREAUX | 14007.2743 | 2013 | 11177.2614 | 0 | 0 | 0 | 0 | 3332.4242 | 44765.9061 | 35084.0624 | 2 | 94810.7203 | 71422.0956 | 10 | 107497.3504 | 68832.4103 | 2 | 0 | 0 | 0 | 24375.5539 | 1537.8292 | 199728.4637 | 2353.9357 | 156492.677 | 444.7169 | 370.7456 | 0 | 19516.9251 | 97.8942 | 0 | 98854.1654 | 92.07% | 7.929% | 4277.4879 | 609.2278 | 439.4808 | 13.0649 | 94.7313 | 487.7933 | 534.4425 | 84.9599 | 5337.8106 | 25135.4878 | 188447.6578 | 218920.9563 | 835841.0864 | 1059776.4265 | 0.6148% | 1066331.8336
BUREAU #2413 | TERTIAIRE | BUREAUX | 14852.3426 | 2015 | 12151.6274 | 0 | 0 | 0 | 0 | 5254.7804 | 41766.048 | 40190.3877 | 2 | 78521.7506 | 64269.5464 | 10 | 101794.8831 | 61360.7606 | 2 | 0 | 0 | 0 | 20303.2519 | 1596.6107 | 171054.4981 | 1879.0978 | 145038.8302 | 415.9957 | 394.3432 | 0 | 23375.5127 | 109.7212 | 0 | 138335.0731 | 78.64% | 21.36% | 4461.6141 | 618.6671 | 487.3547 | 15.761 | 107.6731 | 580.6863 | 432.0461 | 116.9945 | 7818.3904 | 37392.6137 | 188137.8387 | 233348.8429 | 826048.4726 | 1063302.8869 | 4.449% | 1112812.9347
BUREAU #2414 | TERTIAIRE | BUREAUX | 29777.9544 | 2011 | 19833.5847 | 0 | 0 | 0 | 0 | 8166.1203 | 81389.9785 | 76158.8131 | 5 | 151656.3864 | 108496.6405 | 19 | 194951.7512 | 118781.0989 | 4 | 0 | 0 | 0 | 53408.0591 | 2393.8853 | 421388.7171 | 4320.8004 | 325951.2907 | 611.9376 | 963.7623 | 0 | 58466.6561 | 321.6589 | 0 | 291943.2205 | 88.61% | 11.39% | 9961.1913 | 1291.858 | 769.5722 | 28.9691 | 198.4797 | 1021.134 | 711.3726 | 275.5373 | 11294.9893 | 49501.3833 | 312451.4243 | 373247.7969 | 1759826.8665 | 2141148.1134 | 6.833% | 2298171.2444
BUREAU #2415 | TERTIAIRE | BUREAUX | 12311.0964 | 2021 | 12347.4052 | 0 | 0 | 0 | 0 | 4706.7329 | 41168.2143 | 24974.2836 | 2 | 69707.1712 | 80526.2741 | 9 | 84266.6105 | 45754.732 | 2 | 0 | 0 | 0 | 29270.6202 | 1320.0145 | 167962.379 | 1312.6085 | 136411.9592 | 256.6348 | 460.8169 | 0 | 23814.1807 | 125.2817 | 0 | 96186.6779 | 81.97% | 18.03% | 3407.0263 | 454.9425 | 357.4644 | 13.849 | 65.3429 | 453.3425 | 313.0504 | 101.5637 | 6270.799 | 33045.7785 | 137184.0632 | 176500.6407 | 745818.5057 | 927463.9566 | 2.126% | 947613.8722
BUREAU #2416 | TERTIAIRE | BUREAUX | 16528.185 | 2009 | 10885.1565 | 0 | 0 | 0 | 0 | 3193.224 | 47782.1841 | 40244.6037 | 3 | 83458.3543 | 74416.6069 | 11 | 100182.5172 | 46753.0826 | 2 | 0 | 0 | 0 | 25341.716 | 1401.8684 | 231283.6186 | 2200.5171 | 167545.881 | 476.5759 | 430.6361 | 0 | 22567.5892 | 120.0553 | 0 | 105116.0451 | 85.64% | 14.36% | 3607.0983 | 695.446 | 492.2579 | 18.4544 | 96.9977 | 609.6368 | 430.4039 | 145.7855 | 5507.1121 | 34233.1919 | 160609.167 | 200349.4711 | 883499.1311 | 1088179.7561 | 0.9593% | 1098719.9541
BUREAU #2417 | TERTIAIRE | BUREAUX | 15956.5666 | 2009 | 8400.9182 | 0 | 0 | 0 | 0 | 3516.9261 | 40965.3378 | 34482.9915 | 2 | 94512.1444 | 74991.1902 | 12 | 132091.7495 | 58261.8733 | 2 | 0 | 0 | 0 | 25682.2792 | 1235.8794 | 224936.2853 | 2451.3941 | 143842.7005 | 503.4104 | 544.3051 | 0 | 30768.2324 | 168.5495 | 0 | 117205.7291 | 93.98% | 6.017% | 3903.0807 | 565.1615 | 480.4947 | 15.9421 | 121.2915 | 565.8438 | 498.4938 | 147.7045 | 5058.2782 | 24186.0227 | 219600.8812 | 248845.1821 | 897822.0782 | 1150569.3028 | 0.6159% | 1157699.9145
BUREAU #2418 | TERTIAIRE | BUREAUX | 32969.523 | 2023 | 24082.0569 | 0 | 0 | 0 | 0 | 12494.0024 | 111586.1714 | 67464.0842 | 5 | 210560.5014 | 207791.4456 | 23 | 302874.0622 | 163675.5349 | 5 | 0 | 0 | 0 | 72455.6354 | 2336.6355 | 549275.2794 | 4491.5808 | 279252.4623 | 833.4893 | 973.5578 | 0 | 85045.5282 | 250.7823 | 0 | 391265.0163 | 85.14% | 14.86% | 11109.5853 | 1427.6505 | 703.2584 | 40.02 | 198.7735 | 776.5639 | 1028.091 | 280.6181 | 16632.5501 | 79571.4481 | 427653.3143 | 523857.3124 | 2254130.5837 | 2789684.2141 | 6.318% | 2977819.6095
BUREAU #2419 | TERTIAIRE | BUREAUX | 17441.9352 | 2021 | 13768.3882 | 0 | 0 | 0 | 0 | 4214.4944 | 49533.1165 | 46300.5955 | 2 | 104390.3768 | 78927.8187 | 14 | 121142.2876 | 101767.3819 | 2 | 0 | 0 | 0 | 39969.6 | 1840.6946 | 308015.6913 | 2889.2766 | 143726.2258 | 449.6336 | 490.368 | 0 | 33828.3813 | 163.9446 | 0 | 160308.0811 | 93.28% | 6.723% | 5042.6247 | 812.2229 | 426.8761 | 21.0609 | 122.1061 | 615.4186 | 504.9029 | 99.348 | 7168.5779 | 34762.2624 | 186510.109 | 228440.9493 | 1077121.0385 | 1310564.0649 | 1.135% | 1325603.6248
BUREAU #2420 | TERTIAIRE | BUREAUX | 8608.3828 | 2010 | 4861.1856 | 0 | 0 | 0 | 0 | 2681.656 | 16604.5573 | 19600.7286 | 1 | 44699.9401 | 32669.0312 | 7 | 51307.7175 | 39223.9909 | 1 | 0 | 0 | 0 | 11149.7478 | 750.3791 | 86797.9867 | 1128.6827 | 56556.6859 | 247.8519 | 281.6317 | 0 | 17007.218 | 60.0881 | 0 | 59190.5784 | 89.5% | 10.5% | 1804.7799 | 310.9404 | 202.142 | 10.939 | 52.9173 | 237.9558 | 242.6265 | 52.2259 | 3555.7066 | 16321.9058 | 101775.7532 | 121653.3656 | 392335.1501 | 516906.1538 | 5.847% | 549005.4415
BUREAU #2421 | TERTIAIRE | BUREAUX | 18410.2591 | 2016 | 16456.483 | 0 | 0 | 0 | 0 | 5222.7106 | 48441.6848 | 34394.9239 | 2 | 100153.8608 | 107114.2968 | 16 | 164264.6895 | 61543.4189 | 3 | 0 | 0 | 0 | 33503.2324 | 1697.47 | 198405.1186 | 2984.3976 | 177242.3799 | 562.5262 | 690.7064 | 0 | 38500.0444 | 129.4811 | 0 | 179186.5062 | 88.59% | 11.41% | 4933.7438 | 581.7096 | 473.8467 | 15.5975 | 108.2556 | 536.8522 | 619.2042 | 159.4873 | 6243.7669 | 34254.1797 | 249569.6427 | 290067.5893 | 1057666.048 | 1353159.9785 | 1.013% | 1367014.1023
BUREAU #2422 | TERTIAIRE | BUREAUX | 7462.7872 | 2022 | 6856.3955 | 0 | 0 | 0 | 0 | 2461.8968 | 17772.4211 | 18808.1713 | 1 | 50426.2124 | 51966.7469 | 5 | 65333.1903 | 31216.0997 | 1 | 0 | 0 | 0 | 16314.1787 | 528.2231 | 119418.331 | 994.6861 | 63815.3538 | 221.5691 | 180.7309 | 0 | 18078.0671 | 57.2822 | 0 | 88313.4456 | 80.59% | 19.41% | 2356.3173 | 318.549 | 246.7969 | 9.9256 | 43.0798 | 179.4779 | 212.8397 | 68.6242 | 2816.9846 | 15801.1239 | 88345.5512 | 106963.6596 | 493213.2785 | 602496.2691 | 4.359% | 629954.9615
BUREAU #2423 | TERTIAIRE | BUREAUX | 29325.8169 | 2018 | 26798.5359 | 0 | 0 | 0 | 0 | 7191.1544 | 100366.2163 | 65573.2473 | 4 | 206925.2134 | 153794.7433 | 19 | 250852.0125 | 114462.8427 | 3 | 0 | 0 | 0 | 60036.7134 | 2982.2003 | 437592.4027 | 4124.5645 | 271924.8227 | 571.6678 | 833.9479 | 0 | 64836.6988 | 253.1195 | 0 | 245598.0319 | 88.88% | 11.12% | 6148.2655 | 1421.7974 | 669.9824 | 38.2887 | 178.1672 | 961.6398 | 1096.458 | 188.4941 | 14399.4621 | 55924.8494 | 332987.2526 | 403311.5641 | 1839364.0582 | 2252004.8025 | 0.6831% | 2267493.2903
BUREAU #2424 | TERTIAIRE | BUREAUX | 25630.9814 | 2018 | 18524.6653 | 0 | 0 | 0 | 0 | 7309.265 | 88060.8435 | 60565.265 | 3 | 153546.4562 | 149256.0178 | 19 | 250971.8245 | 101242.4433 | 4 | 0 | 0 | 0 | 52163.0827 | 2651.9698 | 305405.3452 | 3529.3953 | 298284.769 | 710.8876 | 774.4839 | 0 | 43290.0006 | 273.9224 | 0 | 253352.9089 | 83.68% | 16.32% | 7215.5488 | 1068.728 | 760.2936 | 27.1885 | 199.829 | 727.4722 | 812.9632 | 235.5053 | 13915.5683 | 71225.5635 | 233545.1323 | 318686.2642 | 1641070.0402 | 1966629.8592 | 7.698% | 2130647.7364
BUREAU #2425 | TERTIAIRE | BUREAUX | 31103.147 | 2019 | 22640.7464 | 0 | 0 | 0 | 0 | 11891.385 | 91954.5633 | 78061.8304 | 3 | 189590.3071 | 158228.2456 | 28 | 277301.7226 | 141674.1044 | 4 | 0 | 0 | 0 | 64048.6247 | 3120.5291 | 471887.3191 | 4722.0258 | 296747.3831 | 899.3936 | 877.1465 | 0 | 70887.5774 | 296.2447 | 0 | 221126.8779 | 94.11% | 5.892% | 8691.4526 | 1287.4694 | 648.1592 | 38.8791 | 236.6967 | 787.6492 | 883.1428 | 204.5462 | 17116.9114 | 67181.9672 | 377480.8459 | 461779.7246 | 1901299.3834 | 2371465.0401 | 1.216% | 2400663.0738
BUREAU #2426 | TERTIAIRE | BUREAUX | 22204.0166 | 2021 | 21267.8839 | 0 | 0 | 0 | 0 | 8143.9825 | 67383.3416 | 66002.5471 | 2 | 165396.1902 | 146574.7923 | 15 | 147353.5298 | 88670.4954 | 3 | 0 | 0 | 0 | 48788.0801 | 2407.4224 | 296232.9146 | 3009.4853 | 226615.2515 | 685.4543 | 823.8737 | 0 | 46717.3932 | 153.6972 | 0 | 248554.8573 | 94.94% | 5.055% | 6550.0704 | 1066.8254 | 613.6658 | 19.2747 | 111.9033 | 839.3612 | 785.9195 | 172.5714 | 11508.1832 | 64431.834 | 313183.9082 | 389123.9254 | 1427364.7127 | 1823490.1607 | 1.309% | 1847669.7705
BUREAU #2427 | TERTIAIRE | BUREAUX | 8714.9528 | 2015 | 7522.1317 | 0 | 0 | 0 | 0 | 2824.6439 | 18373.7931 | 18720.1687 | 1 | 53209.2389 | 38014.5075 | 5 | 59806.9282 | 31103.5465 | 1 | 0 | 0 | 0 | 15367.7668 | 885.986 | 108540.9897 | 1294.9151 | 66094.5901 | 261.1546 | 290.8952 | 0 | 17207.4538 | 79.9916 | 0 | 84331.1714 | 89.2% | 10.8% | 2760.2001 | 435.6384 | 228.2308 | 9.3463 | 52.3275 | 247.4557 | 298.3457 | 67.0551 | 3894.8861 | 14772.7986 | 84710.4052 | 103378.0899 | 477908.4884 | 584491.1275 | 1.276% | 592047.1017
BUREAU #2428 | TERTIAIRE | BUREAUX | 13742.4947 | 2020 | 9450.8436 | 0 | 0 | 0 | 0 | 5345.963 | 50458.2131 | 40779.9145 | 2 | 78258.3139 | 68223.7979 | 9 | 88096.7012 | 63668.3978 | 2 | 0 | 0 | 0 | 21396.2796 | 1339.4128 | 233901.1728 | 2111.233 | 170216.3844 | 298.5073 | 523.3407 | 0 | 28498.8775 | 105.2232 | 0 | 149981.9687 | 90.32% | 9.677% | 3966.8804 | 682.4433 | 425.551 | 16.8262 | 75.7608 | 352.5148 | 369.2868 | 103.192 | 7525.1771 | 24901.2598 | 195199.6479 | 227626.0849 | 915727.9085 | 1147444.6562 | 5.877% | 1219086.4021
BUREAU #2429 | TERTIAIRE | BUREAUX | 28875.5458 | 2020 | 31126.6245 | 0 | 0 | 0 | 0 | 8646.7571 | 100445.8524 | 79119.3239 | 3 | 166734.2765 | 136115.0068 | 26 | 302682.6059 | 105453.965 | 4 | 0 | 0 | 0 | 42288.7166 | 2126.4049 | 474295.3003 | 3705.5375 | 232617.9488 | 586.5654 | 790.1019 | 0 | 70672.0476 | 280.6728 | 0 | 277242.2686 | 91.71% | 8.289% | 8150.2404 | 1084.537 | 735.4754 | 24.8039 | 153.859 | 787.1362 | 707.6633 | 190.0859 | 16402.868 | 68466.4388 | 267536.3131 | 352405.62 | 1891219.4336 | 2253164.7138 | 4.351% | 2355653.461
BUREAU #2430 | TERTIAIRE | BUREAUX | 27645.0306 | 2019 | 27164.2515 | 0 | 0 | 0 | 0 | 9277.2289 | 78065.7688 | 62571.776 | 4 | 172186.9776 | 160549.9401 | 22 | 243637.0663 | 118083.3516 | 5 | 0 | 0 | 0 | 63340.1444 | 2017.0964 | 426721.0656 | 4651.2683 | 293694.7035 | 604.8915 | 968.8712 | 0 | 55524.3095 | 273.635 | 0 | 315196.3467 | 91.33% | 8.671% | 7387.4586 | 866.427 | 803.6459 | 32.9801 | 167.6107 | 1037.5546 | 691.9981 | 251.2065 | 9690.6227 | 70594.4394 | 323111.3142 | 403396.3763 | 1861254.4934 | 2272181.272 | 5.879% | 2414110.7579
BUREAU #2431 | TERTIAIRE | BUREAUX | 14735.6498 | 2009 | 10294.6482 | 0 | 0 | 0 | 0 | 4445.8675 | 28988.116 | 29500.5241 | 2 | 58878.088 | 79219.0561 | 10 | 74822.0428 | 56613.0348 | 2 | 0 | 0 | 0 | 22494.6868 | 1594.8363 | 215249.7902 | 2246.8965 | 144725.0473 | 450.3932 | 577.0231 | 0 | 26658.8919 | 144.4411 | 0 | 92955.9347 | 88.5% | 11.5% | 5061.523 | 600.4202 | 410.8683 | 17.2163 | 80.9722 | 352.3688 | 430.4412 | 96.5345 | 6443.7659 | 22480.2617 | 144168.6806 | 173092.7082 | 747150.4315 | 923377.8382 | 6.892% | 991726.7448
BUREAU #2432 | TERTIAIRE | BUREAUX | 9569.6054 | 2021 | 8066.1151 | 0 | 0 | 0 | 0 | 2600.3251 | 31944.1702 | 19758.5411 | 1 | 76205.4766 | 43038.9903 | 6 | 70973.471 | 51519.9662 | 1 | 0 | 0 | 0 | 23246.8816 | 817.1272 | 179335.4452 | 1174.9127 | 113004.0598 | 225.6766 | 307.6661 | 0 | 17610.9905 | 84.0066 | 0 | 97112.8882 | 93.31% | 6.689% | 2336.6994 | 375.9133 | 229.3194 | 8.5441 | 60.6938 | 325.6096 | 325.8256 | 59.2596 | 4030.898 | 25675.0105 | 97669.5196 | 127375.4281 | 686525.2734 | 817928.5636 | 1.391% | 829467.3581
BUREAU #2433 | TERTIAIRE | BUREAUX | 26700.8355 | 2019 | 18293.4459 | 0 | 0 | 0 | 0 | 7075.0508 | 78383.382 | 80603.0154 | 3 | 191522.676 | 111822.7091 | 20 | 196169.6312 | 144566.8972 | 4 | 0 | 0 | 0 | 45030.5389 | 2449.6611 | 328176.8005 | 3960.6732 | 276360.9149 | 567.1568 | 654.2328 | 0 | 44790.1098 | 249.5827 | 0 | 265875.1299 | 88.99% | 11.01% | 6046.8335 | 1019.8151 | 874.3056 | 21.5893 | 137.8501 | 1042.6919 | 1035.0225 | 240.924 | 13406.3763 | 76117.9171 | 310059.7376 | 399584.031 | 1628559.6056 | 2037950.8115 | 2.755% | 2095681.5245
BUREAU #2434 | TERTIAIRE | BUREAUX | 16810.4936 | 2021 | 13699.2293 | 0 | 0 | 0 | 0 | 5001.1815 | 54465.3356 | 54043.2548 | 2 | 122195.911 | 106203.9853 | 16 | 180173.4578 | 77682.8029 | 2 | 0 | 0 | 0 | 37834.183 | 1175.7273 | 262429.6193 | 2303.2075 | 146638.1663 | 325.2543 | 411.0685 | 0 | 32282.2723 | 117.9006 | 0 | 181799.9443 | 94.36% | 5.639% | 5569.0037 | 818.8206 | 542.0651 | 18.4516 | 107.7785 | 596.5599 | 507.628 | 125.0639 | 8338.9211 | 47862.8598 | 176406.433 | 232608.2139 | 1152939.5751 | 1390864.3983 | 4.752% | 1460255.9967
BUREAU #2435 | TERTIAIRE | BUREAUX | 24251.2126 | 2020 | 16816.2011 | 0 | 0 | 0 | 0 | 9447.7792 | 69518.0528 | 53133.866 | 3 | 161198.8911 | 118838.073 | 22 | 211347.3535 | 126440.5049 | 4 | 0 | 0 | 0 | 47002.6031 | 2623.433 | 381540.5677 | 2849.4614 | 306168.7329 | 617.3772 | 907.0584 | 0 | 38854.3373 | 225.7514 | 0 | 243855.6336 | 80.17% | 19.83% | 7582.5687 | 946.5746 | 630.6733 | 30.0087 | 162.0303 | 796.8552 | 618.4272 | 183.8848 | 10715.8174 | 70921.1841 | 335061.6285 | 416698.63 | 1653724.0405 | 2078010.7934 | 5.422% | 2197147.9205
BUREAU #2436 | TERTIAIRE | BUREAUX | 17337.7494 | 2009 | 12340.7304 | 0 | 0 | 0 | 0 | 4721.9024 | 37197.5599 | 27104.2731 | 2 | 93088.267 | 69027.157 | 12 | 105819.8639 | 56933.6189 | 2 | 0 | 0 | 0 | 32588.6014 | 1773.8961 | 231197.9782 | 2274.9364 | 158843.8193 | 376.8788 | 615.2794 | 0 | 29760.3743 | 138.6656 | 0 | 139888.9313 | 88.95% | 11.05% | 4078.6911 | 717.6143 | 562.0023 | 17.1312 | 126.0804 | 624.3505 | 515.6216 | 108.4461 | 6344.5595 | 38650.3961 | 230465.0694 | 275460.025 | 940824.4114 | 1221864.7015 | 0.6793% | 1230221.5841
BUREAU #2437 | TERTIAIRE | BUREAUX | 10155.1849 | 2018 | 9730.3455 | 0 | 0 | 0 | 0 | 3478.2377 | 34257.7627 | 22831.0944 | 1 | 78287.7315 | 63932.1038 | 10 | 89043.7253 | 52138.7631 | 1 | 0 | 0 | 0 | 21359.3664 | 934.2763 | 156343.5338 | 1737.7516 | 97387.5706 | 242.7024 | 285.3313 | 0 | 23099.296 | 71.9343 | 0 | 97962.7582 | 86.72% | 13.28% | 2161.9732 | 454.4824 | 331.8401 | 10.3568 | 57.4055 | 251.9378 | 346.484 | 92.4417 | 5436.2317 | 22080.6712 | 98770.9881 | 126287.8911 | 674323.0549 | 804356.1486 | 1.446% | 816155.2174
BUREAU #2438 | TERTIAIRE | BUREAUX | 14589.5772 | 2022 | 13286.3866 | 0 | 0 | 0 | 0 | 4624.0115 | 49046.6365 | 31284.019 | 2 | 97472.0971 | 63943.554 | 9 | 149585.6857 | 65347.2903 | 1 | 0 | 0 | 0 | 27571.5458 | 1054.6013 | 175680.7092 | 1795.3793 | 176031.6063 | 393.9443 | 510.7715 | 0 | 24951.9305 | 109.9862 | 0 | 164098.5715 | 83.59% | 16.41% | 3626.697 | 622.687 | 457.9682 | 14.8277 | 97.5061 | 532.9706 | 507.138 | 100.6325 | 8753.9879 | 42466.6412 | 173533.265 | 224753.8941 | 985249.7191 | 1214766.8692 | 0.938% | 1226269.3656
BUREAU #2439 | TERTIAIRE | BUREAUX | 23831.1189 | 2015 | 17182.2092 | 0 | 0 | 0 | 0 | 5465.4036 | 51298.5962 | 63625.0614 | 3 | 159574.2804 | 93205.4912 | 15 | 149164.8507 | 107413.1362 | 4 | 0 | 0 | 0 | 31404.3404 | 2517.4581 | 323325.4438 | 2649.3341 | 212632.4175 | 580.8233 | 939.4043 | 0 | 42391.2509 | 191.9297 | 0 | 227551.8353 | 78.88% | 21.12% | 6849.9394 | 743.5626 | 535.7762 | 29.2687 | 183.0718 | 678.0974 | 860.2825 | 178.9279 | 8230.3311 | 45216.7122 | 212843.9214 | 266290.9646 | 1343597.8663 | 1616068.175 | 0.6953% | 1627383.3702
BUREAU #2440 | TERTIAIRE | BUREAUX | 12599.0664 | 2022 | 12898.2304 | 0 | 0 | 0 | 0 | 3264.0147 | 48674.7165 | 39596.8444 | 1 | 85152.1638 | 58030.5145 | 11 | 119563.6165 | 72863.5977 | 2 | 0 | 0 | 0 | 21205.042 | 1030.4409 | 207280.0219 | 1393.3259 | 133310.2023 | 400.415 | 361.9113 | 0 | 21312.6923 | 88.4451 | 0 | 119430.4064 | 85.59% | 14.41% | 3375.2524 | 532.0746 | 357.8573 | 12.5819 | 62.9107 | 412.012 | 378.1175 | 93.4192 | 5562.5312 | 39035.0689 | 170386.6632 | 214984.2633 | 861546.3005 | 1080362.143 | 1.515% | 1096981.0804
BUREAU #2441 | TERTIAIRE | BUREAUX | 31767.961 | 2015 | 19172.565 | 0 | 0 | 0 | 0 | 8084.9477 | 92566.0987 | 60709.3067 | 4 | 160690.4858 | 181092.7126 | 19 | 281647.5787 | 130271.7251 | 4 | 0 | 0 | 0 | 66401.0909 | 2957.0875 | 393760.0066 | 3477.7398 | 374920.9959 | 633.1836 | 869.6803 | 0 | 49902.967 | 344.9771 | 0 | 256051.9034 | 85.52% | 14.48% | 6983.5898 | 1022.565 | 721.6343 | 26.3308 | 243.3638 | 1211.6853 | 961.408 | 278.396 | 11656.7452 | 73992.5165 | 309394.3994 | 395043.6611 | 1886514.7009 | 2289391.1281 | 1.692% | 2328784.7819
BUREAU #2442 | TERTIAIRE | BUREAUX | 17198.5704 | 2021 | 12937.6706 | 0 | 0 | 0 | 0 | 4210.1409 | 53794.587 | 41490.3813 | 3 | 88329.0438 | 94637.5492 | 15 | 113712.5558 | 101117.1257 | 2 | 0 | 0 | 0 | 33044.555 | 1808.738 | 212872.564 | 2393.6587 | 211026.0051 | 365.9269 | 604.7618 | 0 | 38870.3465 | 142.5529 | 0 | 138824.6364 | 88.93% | 11.07% | 5693.6067 | 664.8054 | 433.9709 | 19.3006 | 131.9444 | 627.6759 | 564.2752 | 134.2218 | 9680.1911 | 47341.4947 | 243622.8287 | 300644.5145 | 1019200.6802 | 1325868.7181 | 3.781% | 1377965.9643
BUREAU #2443 | TERTIAIRE | BUREAUX | 27198.3991 | 2022 | 28243.6088 | 0 | 0 | 0 | 0 | 7701.9647 | 93464.1985 | 88303.3631 | 3 | 172513.3348 | 145551.5041 | 25 | 207007.0721 | 124575.4543 | 4 | 0 | 0 | 0 | 57998.8054 | 2500.512 | 356720.1617 | 3133.1094 | 306781.4529 | 770.6505 | 765.1374 | 0 | 51890.0087 | 202.6923 | 0 | 294311.0296 | 87.24% | 12.76% | 5890.2789 | 1202.8674 | 695.6124 | 32.4042 | 173.8363 | 775.292 | 1060.9243 | 176.7663 | 12191.0648 | 72320.518 | 371739.6132 | 456251.196 | 1755657.1676 | 2222819.5889 | 6.538% | 2378326.2821
BUREAU #2444 | TERTIAIRE | BUREAUX | 25700.3917 | 2015 | 18392.4852 | 0 | 0 | 0 | 0 | 6493.0687 | 85263.2673 | 64644.1552 | 4 | 160093.3557 | 96193.5521 | 23 | 152350.9481 | 107034.5881 | 3 | 0 | 0 | 0 | 48300.1695 | 2470.7666 | 306754.9513 | 3787.0974 | 222413.8773 | 624.4681 | 749.8222 | 0 | 45199.93 | 271.3843 | 0 | 191691.8643 | 90.75% | 9.253% | 5916.4286 | 1221.3601 | 637.515 | 27.8686 | 160.1829 | 781.7081 | 670.3195 | 167.6258 | 13213.6168 | 65436.1789 | 307403.5332 | 386053.3289 | 1391253.097 | 1786705.6622 | 3.7% | 1855355.3384
BUREAU #2445 | TERTIAIRE | BUREAUX | 11166.1833 | 2022 | 11177.7978 | 0 | 0 | 0 | 0 | 3514.3625 | 33262.1121 | 33500.3245 | 2 | 63306.3764 | 65820.9574 | 11 | 86085.2044 | 46388.472 | 2 | 0 | 0 | 0 | 27366.5322 | 1152.2074 | 166755.9392 | 1544.9123 | 128601.7229 | 288.0621 | 356.1765 | 0 | 27254.9986 | 118.013 | 0 | 83807.8818 | 89.12% | 10.88% | 3319.8797 | 487.3995 | 277.245 | 13.1877 | 62.7001 | 331.2882 | 289.0598 | 78.7031 | 6504.3599 | 22914.943 | 145685.1565 | 175104.4594 | 698297.8336 | 877895.618 | 5.793% | 931881.8209
BUREAU #2446 | TERTIAIRE | BUREAUX | 16831.6812 | 2021 | 15186.8272 | 0 | 0 | 0 | 0 | 4995.113 | 56792.0111 | 33815.3798 | 3 | 131398.2685 | 86034.9426 | 12 | 159097.321 | 84585.5343 | 2 | 0 | 0 | 0 | 40770.8051 | 1635.2023 | 289595.1008 | 2390.931 | 146134.5688 | 520.1731 | 609.2945 | 0 | 28697.4215 | 143.3054 | 0 | 171693.1351 | 89% | 11% | 4015.36 | 564.7625 | 387.9529 | 17.0889 | 120.8883 | 419.3549 | 500.5123 | 96.5899 | 9472.6694 | 46558.1129 | 207707.1545 | 263737.9369 | 1160865.7267 | 1429798.7154 | 3.719% | 1485026.9358
BUREAU #2447 | TERTIAIRE | BUREAUX | 28944.5333 | 2018 | 22493.5368 | 0 | 0 | 0 | 0 | 10101.572 | 69817.1753 | 88803.9515 | 4 | 158558.9279 | 163394.1502 | 24 | 245668.8451 | 160355.6786 | 3 | 0 | 0 | 0 | 63560.7054 | 2597.6951 | 430805.8894 | 3381.5701 | 262706.4904 | 583.5033 | 1056.517 | 0 | 62669.5229 | 297.2202 | 0 | 308840.4125 | 86.01% | 13.99% | 7520.7308 | 1319.3175 | 940.4281 | 28.9117 | 188.9399 | 1122.7389 | 721.8052 | 181.9635 | 12963.0126 | 72249.4177 | 396736.7506 | 481949.1809 | 1817004.1157 | 2308997.8987 | 3.426% | 2390911.7357
BUREAU #2448 | TERTIAIRE | BUREAUX | 6134.789 | 2020 | 5549.6584 | 0 | 0 | 0 | 0 | 2316.4589 | 20871.794 | 17661.8851 | 1 | 33454.3946 | 37825.1061 | 5 | 55269.2999 | 34699.0114 | 1 | 0 | 0 | 0 | 11713.4507 | 432.098 | 92011.1488 | 848.9101 | 54814.2241 | 184.0252 | 186.9608 | 0 | 14467.8961 | 52.7249 | 0 | 57589.6163 | 87.62% | 12.38% | 1991.7264 | 224.624 | 173.6085 | 5.5088 | 44.1149 | 175.5623 | 162.5533 | 41.6551 | 2219.792 | 12433.0017 | 80663.9035 | 95316.6972 | 383036.7789 | 480439.673 | 2.629% | 493410.8188
BUREAU #2449 | TERTIAIRE | BUREAUX | 27132.3529 | 2011 | 17619.2712 | 0 | 0 | 0 | 0 | 5303.3869 | 61302.4428 | 63562.2486 | 3 | 164876.6977 | 150141.71 | 19 | 227677.8045 | 82967.7201 | 3 | 0 | 0 | 0 | 43154.7916 | 2237.8165 | 296705.2845 | 4560.5146 | 199210.6116 | 847.428 | 930.9956 | 0 | 53604.2836 | 248.7165 | 0 | 165411.5218 | 77.78% | 22.22% | 7673.4063 | 1199.9293 | 802.0415 | 23.067 | 172.7167 | 704.0925 | 1006.9298 | 169.4553 | 12803.6013 | 52417.4321 | 240967.413 | 306188.4464 | 1374010.562 | 1688693.3664 | 3.134% | 1743329.9045
BUREAU #2450 | TERTIAIRE | BUREAUX | 10654.8866 | 2018 | 11113.5519 | 0 | 0 | 0 | 0 | 3349.6865 | 31117.0832 | 28093.621 | 2 | 71583.0727 | 45278.7593 | 10 | 82237.5004 | 53876.5231 | 1 | 0 | 0 | 0 | 15868.7985 | 923.5743 | 158201.0412 | 1420.4149 | 127266.7977 | 217.8801 | 291.7704 | 0 | 23414.3185 | 101.9188 | 0 | 79272.7902 | 84.89% | 15.11% | 3699.5348 | 413.2394 | 252.1565 | 14.1387 | 79.4675 | 260.5424 | 337.0358 | 74.5526 | 4273.5343 | 25167.2868 | 126964.6944 | 156405.5155 | 668925.7368 | 829537.9209 | 7.19% | 893799.7384
BUREAU #2451 | TERTIAIRE | BUREAUX | 5509.807 | 2015 | 5337.196 | 0 | 0 | 0 | 0 | 1826.386 | 18048.0024 | 10231.136 | 1 | 32855.4358 | 24507.7866 | 4 | 35264.3075 | 27335.9618 | 1 | 0 | 0 | 0 | 8071.4898 | 505.1041 | 76937.8267 | 706.2787 | 54926.9782 | 158.1083 | 160.0796 | 0 | 8538.3589 | 52.2732 | 0 | 56388.768 | 81.5% | 18.5% | 1716.8536 | 203.6291 | 143.5406 | 5.7942 | 35.6592 | 148.3105 | 154.8637 | 50.4796 | 2457.8353 | 9353.9401 | 64968.3453 | 76780.1207 | 327482.7599 | 406144.6987 | 3.837% | 422350.2721
BUREAU #2452 | TERTIAIRE | BUREAUX | 5458.219 | 2013 | 3573.2263 | 0 | 0 | 0 | 0 | 1170.815 | 14904.0907 | 14497.0049 | 1 | 24782.4407 | 20675.957 | 4 | 47416.5688 | 21702.8406 | 1 | 0 | 0 | 0 | 8739.4397 | 402.7633 | 75863.1321 | 853.3145 | 42777.3783 | 145.6346 | 176.9275 | 0 | 8193.8467 | 55.857 | 0 | 34932.0755 | 83.61% | 16.39% | 1515.1199 | 220.9748 | 132.4905 | 4.8971 | 40.2703 | 207.3035 | 160.7619 | 34.1619 | 2391.0169 | 10325.1032 | 53493.8167 | 66209.9368 | 290729.2057 | 358754.9663 | 4.868% | 377114.4286
BUREAU #2453 | TERTIAIRE | BUREAUX | 17780.9449 | 2020 | 17544.0509 | 0 | 0 | 0 | 0 | 5315.2005 | 41506.3963 | 46152.2513 | 2 | 127794.4591 | 119446.3354 | 11 | 173305.1132 | 94529.7184 | 3 | 0 | 0 | 0 | 30804.7897 | 1350.4313 | 266293.7534 | 2167.1968 | 176560.8588 | 513.2953 | 646.3969 | 0 | 34292.4745 | 176.6094 | 0 | 198807.5426 | 85.75% | 14.25% | 5666.8282 | 548.3362 | 371.638 | 17.7185 | 87.314 | 495.6219 | 534.7914 | 138.0486 | 10126.721 | 48921.895 | 168168.3572 | 227216.9732 | 1194187.0526 | 1427451.7732 | 0.5466% | 1435297.592
BUREAU #2454 | TERTIAIRE | BUREAUX | 12780.5894 | 2018 | 8866.1448 | 0 | 0 | 0 | 0 | 4797.0729 | 45494.306 | 30678.6504 | 2 | 97290.6712 | 71330.0686 | 9 | 105236.6609 | 58302.6284 | 2 | 0 | 0 | 0 | 18066.7729 | 981.2895 | 182623.5877 | 1327.6124 | 148377.4091 | 311.6649 | 340.4596 | 0 | 18698.6147 | 111.2991 | 0 | 117698.3488 | 87.41% | 12.59% | 3455.3841 | 481.0134 | 341.9399 | 15.8848 | 95.0036 | 338.5713 | 308.8469 | 94.5312 | 5004.1991 | 22537.0016 | 133435.9997 | 160977.2004 | 817706.1895 | 982760.3997 | 3.924% | 1022895.099
BUREAU #2455 | TERTIAIRE | BUREAUX | 23891.595 | 2013 | 13869.8958 | 0 | 0 | 0 | 0 | 5390.9422 | 56525.3877 | 45693.115 | 3 | 133795.1978 | 108241.0697 | 20 | 171748.6489 | 74296.9884 | 3 | 0 | 0 | 0 | 46852.2299 | 2460.9197 | 278108.0681 | 3619.1303 | 234036.4731 | 636.8463 | 621.3495 | 0 | 41338.1762 | 249.1999 | 0 | 151289.3708 | 80.82% | 19.18% | 6619.018 | 1112.4623 | 611.0083 | 23.4099 | 152.0084 | 699.633 | 817.2741 | 211.2346 | 10954.1655 | 61750.3683 | 206139.8278 | 278844.3616 | 1274440.6539 | 1561379.0949 | 6.058% | 1662070.9671
BUREAU #2456 | TERTIAIRE | BUREAUX | 16386.2592 | 2011 | 9492.1385 | 0 | 0 | 0 | 0 | 4814.3927 | 37631.3928 | 32097.5563 | 3 | 90414.0551 | 79134.1228 | 12 | 138051.1724 | 61530.7346 | 2 | 0 | 0 | 0 | 29011.5875 | 1638.4093 | 156904.3893 | 2807.3483 | 166071.6663 | 512.2559 | 557.6346 | 0 | 24428.7858 | 115.5689 | 0 | 104091.1801 | 75.36% | 24.64% | 5521.5649 | 750.9636 | 458.0598 | 20.5781 | 93.859 | 508.5156 | 396.4353 | 133.425 | 7782.1179 | 38226.3644 | 181207.5266 | 227216.0089 | 851077.7359 | 1081924.7267 | 5.761% | 1148068.2473
BUREAU #2457 | TERTIAIRE | BUREAUX | 10778.0065 | 2018 | 7969.9905 | 0 | 0 | 0 | 0 | 3025.5887 | 35419.8724 | 31108.8173 | 1 | 68294.0147 | 62668.5956 | 9 | 90231.7805 | 38060.1036 | 1 | 0 | 0 | 0 | 23361.564 | 999.6392 | 154234.9945 | 1606.5661 | 107973.214 | 250.8631 | 400.1701 | 0 | 16451.9174 | 116.9185 | 0 | 111475.1055 | 93.15% | 6.85% | 3000.5201 | 508.0357 | 304.9476 | 13.171 | 74.9962 | 354.1621 | 411.2029 | 82.6293 | 4392.6979 | 24068.0759 | 141031.9538 | 169492.7277 | 682714.4158 | 855512.5329 | 5.545% | 905736.5995
BUREAU #2458 | TERTIAIRE | BUREAUX | 24372.7098 | 2013 | 16889.359 | 0 | 0 | 0 | 0 | 8175.198 | 73088.2804 | 44652.3944 | 4 | 146205.9816 | 140592.6539 | 23 | 202982.8182 | 87808.6949 | 3 | 0 | 0 | 0 | 38549.6211 | 2075.9974 | 260949.5741 | 3936.0363 | 194619.4748 | 476.6798 | 752.9007 | 0 | 46299.3784 | 206.5278 | 0 | 228127.1711 | 85.87% | 14.13% | 7684.6081 | 1175.5833 | 700.8329 | 26.7986 | 172.4844 | 786.4716 | 591.7232 | 146.7191 | 11353.0104 | 49225.6865 | 210173.3623 | 270752.0592 | 1348799.8614 | 1627657.6634 | 1.527% | 1652902.7272
BUREAU #2459 | TERTIAIRE | BUREAUX | 11475.8442 | 2010 | 8408.1868 | 0 | 0 | 0 | 0 | 3602.0088 | 23518.8814 | 28314.9102 | 2 | 50546.9138 | 56875.2417 | 9 | 78877.0079 | 49055.0595 | 1 | 0 | 0 | 0 | 20482.0328 | 1240.4045 | 112902.9366 | 1239.3582 | 83180.4107 | 289.483 | 294.2778 | 0 | 20394.8054 | 105.5363 | 0 | 104368.7035 | 94.02% | 5.976% | 3210.4839 | 372.7243 | 279.0502 | 13.9306 | 58.1666 | 354.4804 | 299.8888 | 72.153 | 4219.8485 | 25534.9505 | 145101.1489 | 174855.9478 | 566395.5453 | 744639.1354 | 6.239% | 794191.8474
BUREAU #2460 | TERTIAIRE | BUREAUX | 31891.9556 | 2018 | 32019.9567 | 0 | 0 | 0 | 0 | 11898.1693 | 93592.6633 | 93348.9094 | 4 | 227543.0465 | 141368.7912 | 20 | 310666.8149 | 139408.3646 | 3 | 0 | 0 | 0 | 49558.6614 | 2904.2049 | 518467.8968 | 4831.0827 | 256308.9367 | 646.4709 | 962.6237 | 0 | 48632.1997 | 360.0536 | 0 | 358550.0525 | 88.24% | 11.76% | 8108.8829 | 1010.7901 | 692.3353 | 36.8273 | 243.4648 | 981.0258 | 1017.9915 | 270.4403 | 11792.1889 | 63901.8626 | 352582.0542 | 428276.1056 | 2091128.8396 | 2528023.7717 | 6.351% | 2699452.5279
BUREAU #2461 | TERTIAIRE | BUREAUX | 16537.3906 | 2022 | 18303.8644 | 0 | 0 | 0 | 0 | 5296.8026 | 45500.6497 | 47984.7771 | 2 | 129204.234 | 77861.7425 | 11 | 119177.9628 | 68426.7416 | 3 | 0 | 0 | 0 | 25193.701 | 1338.3456 | 224166.0355 | 1730.5125 | 145130.9947 | 370.9927 | 429.6314 | 0 | 27160.2496 | 125.9908 | 0 | 197545.2959 | 83.51% | 16.49% | 4059.0278 | 742.0362 | 487.2237 | 14.9486 | 129.9495 | 639.3256 | 544.6681 | 122.2647 | 10189.0403 | 36798.6542 | 182198.4245 | 229186.119 | 1037819.8557 | 1271738.3527 | 2.699% | 1307011.1072
BUREAU #2462 | TERTIAIRE | BUREAUX | 4723.2528 | 2016 | 4484.8612 | 0 | 0 | 0 | 0 | 1413.5651 | 13886.4296 | 12759.5926 | 1 | 27152.9936 | 23156.4238 | 3 | 34931.8743 | 18927.9129 | 1 | 0 | 0 | 0 | 7292.766 | 326.3358 | 51294.2495 | 745.867 | 57075.567 | 93.2095 | 157.7168 | 0 | 9621.5417 | 46.938 | 0 | 33103.2096 | 82.51% | 17.49% | 1464.1162 | 182.958 | 144.6701 | 5.915 | 34.9277 | 147.7171 | 184.8986 | 33.9477 | 1677.2412 | 10988.2675 | 55880.6361 | 68546.1448 | 266804.9149 | 336528.4124 | 5.693% | 356842.6701
BUREAU #2463 | TERTIAIRE | BUREAUX | 18519.3296 | 2011 | 16663.3016 | 0 | 0 | 0 | 0 | 5477.7283 | 48315.873 | 34572.7567 | 2 | 112334.6692 | 99462.1231 | 11 | 138652.0079 | 68185.4365 | 2 | 0 | 0 | 0 | 35403.3221 | 2083.2646 | 217722.4131 | 1946.469 | 125237.6627 | 455.4199 | 494.2809 | 0 | 37688.7247 | 171.3232 | 0 | 124873.888 | 92.35% | 7.653% | 5781.0902 | 684.9623 | 494.2842 | 16.2863 | 147.8953 | 699.387 | 609.8413 | 170.8384 | 7792.9936 | 42041.3461 | 228177.308 | 278011.6477 | 964466.2721 | 1248813.2963 | 4.349% | 1305595.8998
BUREAU #2464 | TERTIAIRE | BUREAUX | 31808.8327 | 2014 | 28644.4621 | 0 | 0 | 0 | 0 | 8060.5476 | 69231.2566 | 88025.5566 | 4 | 179567.4167 | 161798.8408 | 20 | 199523.9478 | 138283.6484 | 3 | 0 | 0 | 0 | 63299.9105 | 2491.8467 | 348358.4478 | 5072.9618 | 368983.2723 | 686.2901 | 967.1437 | 0 | 67061.3345 | 280.9798 | 0 | 217513.9751 | 81.24% | 18.76% | 10322.4041 | 1491.8135 | 909.6875 | 41.911 | 206.5363 | 798.5319 | 1214.4292 | 261.0559 | 14313.1979 | 83440.7482 | 401187.1858 | 498941.132 | 1743349.3428 | 2254624.6651 | 4.021% | 2349078.097
BUREAU #2465 | TERTIAIRE | BUREAUX | 7590.7014 | 2017 | 6994.7264 | 0 | 0 | 0 | 0 | 2240.6347 | 19659.7266 | 16343.5414 | 1 | 36024.8218 | 43337.7022 | 5 | 69546.7096 | 25579.2063 | 1 | 0 | 0 | 0 | 10734.6057 | 541.5235 | 126498.0926 | 1159.023 | 67331.8319 | 229.6398 | 293.7556 | 0 | 17051.8817 | 78.3158 | 0 | 81213.2997 | 94.32% | 5.678% | 1642.9878 | 237.2706 | 218.9849 | 8.7773 | 43.0303 | 223.1762 | 221.5482 | 54.2711 | 3934.0574 | 18475.3565 | 84607.7077 | 107017.1216 | 485101.7883 | 594414.8685 | 6.765% | 637543.6278
BUREAU #2466 | TERTIAIRE | BUREAUX | 3631.6987 | 2015 | 3126.1881 | 0 | 0 | 0 | 0 | 991.3877 | 11999.3874 | 7400.7842 | 0 | 21781.7084 | 15140.0808 | 2 | 26726.1617 | 18618.6864 | 1 | 0 | 0 | 0 | 6962.9523 | 323.824 | 60502.9605 | 383.5912 | 28674.8004 | 91.0751 | 93.5535 | 0 | 5903.2816 | 30.6856 | 0 | 37981.2347 | 86.01% | 13.99% | 1262.1207 | 144.8012 | 94.471 | 3.7744 | 22.1869 | 127.0875 | 113.2709 | 30.6474 | 1321.3699 | 8687.4352 | 41489.1784 | 51497.9834 | 226685.2871 | 279415.1523 | 1.645% | 284088.6632
BUREAU #2467 | TERTIAIRE | BUREAUX | 8833.9654 | 2010 | 7689.0299 | 0 | 0 | 0 | 0 | 2205.0523 | 23876.6663 | 20036.68 | 1 | 42355.449 | 37952.8507 | 6 | 55203.1974 | 28918.5429 | 1 | 0 | 0 | 0 | 13492.4894 | 890.962 | 102645.1723 | 947.2502 | 86570.4549 | 209.5958 | 258.1217 | 0 | 12212.8511 | 97.6965 | 0 | 75014.9767 | 88.13% | 11.87% | 2820.907 | 378.7391 | 246.4961 | 10.6548 | 43.6592 | 286.117 | 242.1981 | 68.0131 | 4136.8543 | 21079.9848 | 101757.0128 | 126973.8519 | 470827.4896 | 599726.296 | 3.105% | 618942.2944
BUREAU #2468 | TERTIAIRE | BUREAUX | 30460.7532 | 2015 | 25790.4059 | 0 | 0 | 0 | 0 | 9649.2075 | 99995.694 | 82384.2097 | 4 | 188562.1341 | 133168.5712 | 27 | 219623.0984 | 155635.2336 | 4 | 0 | 0 | 0 | 55669.4421 | 2559.9714 | 468702.6116 | 3360.7728 | 296470.9811 | 943.6826 | 755.0555 | 0 | 54701.2233 | 267.1787 | 0 | 243262.8492 | 82.75% | 17.25% | 9801.9087 | 1094.6311 | 852.4058 | 25.8118 | 226.2127 | 841.3894 | 1090.9687 | 240.7018 | 13478.8844 | 56851.2868 | 335826.0246 | 406156.1958 | 1827217.5537 | 2240823.125 | 5.012% | 2359060.0423
BUREAU #2469 | TERTIAIRE | BUREAUX | 21334.0624 | 2009 | 11649.4363 | 0 | 0 | 0 | 0 | 5843.6351 | 58567.4683 | 37784.7591 | 3 | 98038.6656 | 92761.7718 | 15 | 124763.0437 | 65074.8011 | 3 | 0 | 0 | 0 | 38900.9006 | 2039.6911 | 286286.0991 | 3611.2799 | 158880.5428 | 652.0317 | 735.0403 | 0 | 30544.2555 | 218.6128 | 0 | 126309.571 | 75.86% | 24.14% | 6665.241 | 693.274 | 606.9731 | 20.0809 | 122.8657 | 697.4701 | 617.6292 | 147.6464 | 9644.2432 | 31102.8649 | 184459.103 | 225206.2112 | 1034605.1356 | 1264618.8451 | 1.766% | 1287359.2151
BUREAU #2470 | TERTIAIRE | BUREAUX | 8830.411 | 2011 | 7789.466 | 0 | 0 | 0 | 0 | 2094.6584 | 18519.413 | 22317.7005 | 1 | 51706.323 | 42834.7328 | 8 | 52523.2924 | 37974.904 | 1 | 0 | 0 | 0 | 11535.0316 | 917.757 | 118332.7852 | 1496.0299 | 66565.378 | 275.8772 | 295.2843 | 0 | 17519.3822 | 87.675 | 0 | 83816.2217 | 82.64% | 17.36% | 2655.354 | 273.1887 | 231.3566 | 9.2644 | 60.9167 | 303.1758 | 263.4378 | 79.8168 | 3164.4549 | 13543.6598 | 80732.316 | 97440.4307 | 472503.2257 | 572836.6623 | 5.947% | 609056.5399
BUREAU #2471 | TERTIAIRE | BUREAUX | 18293.0868 | 2023 | 20066.8082 | 0 | 0 | 0 | 0 | 5253.6575 | 47741.6255 | 38608.775 | 3 | 143586.7032 | 114201.9987 | 12 | 140933.8987 | 109030.985 | 3 | 0 | 0 | 0 | 38607.657 | 1287.4105 | 231605.5697 | 3000.4703 | 181983.9424 | 584.5691 | 677.8529 | 0 | 30197.1658 | 146.8079 | 0 | 172823.943 | 88.82% | 11.18% | 4689.9088 | 608.5167 | 432.6016 | 19.5811 | 88.8575 | 627.3224 | 541.8052 | 117.2136 | 10867.9741 | 50637.4018 | 173280.3616 | 234785.7375 | 1133902.1575 | 1374288.3648 | 2.143% | 1404391.4074
BUREAU #2472 | TERTIAIRE | BUREAUX | 32749.5617 | 2010 | 24557.8558 | 0 | 0 | 0 | 0 | 8504.4518 | 69613.7723 | 85005.7827 | 4 | 167367.7728 | 169696.8 | 30 | 236614.8075 | 98869.635 | 4 | 0 | 0 | 0 | 55347.6461 | 2842.2585 | 352755.3824 | 4682.4616 | 228584.6562 | 637.2744 | 1025.5118 | 0 | 41353.6814 | 319.7592 | 0 | 218194.7551 | 86.93% | 13.07% | 11082.0216 | 1428.6504 | 1004.4555 | 28.1459 | 241.869 | 1112.9028 | 1262.312 | 207.9395 | 12712.355 | 74370.8394 | 408647.8557 | 495731.0501 | 1573626.4645 | 2078071.4097 | 5.081% | 2189308.6604
BUREAU #2473 | TERTIAIRE | BUREAUX | 5234.6164 | 2020 | 4201.4147 | 0 | 0 | 0 | 0 | 1553.6425 | 18708.6639 | 14024.423 | 1 | 39812.8067 | 28692.0525 | 4 | 42012.1033 | 22691.3596 | 1 | 0 | 0 | 0 | 9458.4813 | 558.485 | 81828.1659 | 870.4754 | 48425.7248 | 122.9811 | 182.4908 | 0 | 12028.5433 | 53.0815 | 0 | 37893.7551 | 77.52% | 22.48% | 1718.6167 | 210.5856 | 138.9789 | 6.8779 | 34.8094 | 204.1037 | 163.0336 | 45.691 | 2249.46 | 12103.3205 | 54947.1923 | 69299.9729 | 327332.3358 | 398101.3082 | 5.061% | 419322.8124
BUREAU #2474 | TERTIAIRE | BUREAUX | 4211.5971 | 2023 | 3535.2422 | 0 | 0 | 0 | 0 | 1448.3228 | 13260.119 | 12263.6339 | 1 | 30584.4102 | 29595.1354 | 3 | 36261.9858 | 16383.4178 | 1 | 0 | 0 | 0 | 6748.2904 | 478.1732 | 82986.3953 | 566.5233 | 46317.3455 | 113.6884 | 147.0602 | 0 | 7212.2105 | 43.9235 | 0 | 36446.587 | 91.64% | 8.364% | 1337.9503 | 191.8459 | 94.9804 | 5.1211 | 28.0492 | 139.0551 | 156.7204 | 29.9905 | 2550.9313 | 13025.1951 | 43104.2083 | 58680.3348 | 295670.8101 | 355565.3574 | 5.552% | 376465.2965
BUREAU #2475 | TERTIAIRE | BUREAUX | 23823.7411 | 2009 | 14579.2039 | 0 | 0 | 0 | 0 | 5744.1747 | 42671.2551 | 50565.907 | 3 | 124667.2842 | 99350.5562 | 18 | 160862.8145 | 94190.2997 | 3 | 0 | 0 | 0 | 29384.4796 | 2217.2474 | 323319.5451 | 3932.1596 | 207306.1688 | 678.7622 | 633.3694 | 0 | 46079.5177 | 262.8969 | 0 | 136331.7047 | 94.39% | 5.606% | 5920.959 | 1125.1039 | 682.1985 | 29.3663 | 186.1379 | 747.3855 | 666.5174 | 208.316 | 9830.1186 | 42168.3013 | 339306.4482 | 391304.8681 | 1206664.6685 | 1604229.4145 | 1.95% | 1636133.3628
BUREAU #2476 | TERTIAIRE | BUREAUX | 4400 | 2008 | 5311 | 0 | 0 | 0 | 0 | 1854 | 5039 | 4760 | 1 | 15982 | 13853 | 12 | 0 | 0 | 0 | 0 | 0 | 0 | 14840 | 420 | 107167 | 756 | 13226 | 63 | 909 | 0 | 12308 | 156 | 0 | 27490 | 95% | 5% | 481 | 0 | 100 | 8 | 200 | 176 | 200 | 45 | 554 | 9179 | 57152 | 66885 | 212670 | 279555 | 5.594% | 296120
BUREAU #2477 | TERTIAIRE | BUREAUX | 15570.4908 | 2018 | 19709.7644 | 0 | 0 | 0 | 0 | 5474.7871 | 19524.3157 | 18333.1743 | 3 | 69033.5905 | 47202.9412 | 34 | 0 | 0 | 0 | 0 | 0 | 0 | 61786.8628 | 1117.5433 | 458497.3226 | 2464.0268 | 48059.1777 | 206.0452 | 2085.4592 | 0 | 43515.3117 | 405.5144 | 0 | 119963.6502 | 96.36% | 3.637% | 1673.9981 | 0 | 348.7621 | 25.5962 | 528.9107 | 546.6952 | 609.1735 | 157.8497 | 1980.258 | 25848.9876 | 136383.5469 | 164212.7926 | 922346.0984 | 1091589.7181 | 1.345% | 1106477.2353
BUREAU #2478 | TERTIAIRE | BUREAUX | 15020.0515 | 2012 | 15658.7222 | 0 | 0 | 0 | 0 | 6276.9925 | 18095.9566 | 17415.7828 | 3 | 56124.8638 | 34847.4528 | 39 | 0 | 0 | 0 | 0 | 0 | 0 | 51353.4861 | 1003.3577 | 243122.782 | 1994.0072 | 36667.2871 | 158.554 | 2165.6625 | 0 | 36446.0416 | 381.1566 | 0 | 94999.3802 | 87.98% | 12.02% | 1266.1795 | 0 | 298.4704 | 24.168 | 645.9416 | 390.2535 | 571.5267 | 121.5562 | 1925.9245 | 32884.0035 | 143316.0708 | 178125.9988 | 627948.6292 | 810565.5012 | 7.384% | 875191.3364
BUREAU #2479 | TERTIAIRE | BUREAUX | 6830.2023 | 2016 | 6277.3369 | 0 | 0 | 0 | 0 | 3108.3146 | 8630.3567 | 7033.0081 | 1 | 24982.2504 | 18754.1183 | 18 | 0 | 0 | 0 | 0 | 0 | 0 | 21714.9479 | 504.493 | 145217.7698 | 1065.9102 | 16721.0547 | 77.9224 | 1278.9041 | 0 | 21255.489 | 185.0407 | 0 | 35537.5652 | 92.23% | 7.77% | 602.1146 | 0 | 151.267 | 10.7468 | 290.0064 | 208.5813 | 210.0236 | 51.44 | 770.5821 | 12977.3552 | 85269.1723 | 99017.1096 | 314836.0479 | 416503.9904 | 8.357% | 454483.0447
BUREAU #2480 | TERTIAIRE | BUREAUX | 10471.6369 | 2018 | 11407.4051 | 0 | 0 | 0 | 0 | 4828.0709 | 14441.7434 | 13759.2087 | 2 | 41423.1025 | 28088.8428 | 20 | 0 | 0 | 0 | 0 | 0 | 0 | 39993.4581 | 628.0243 | 289897.0089 | 1223.84 | 32537.6701 | 113.2731 | 1700.9936 | 0 | 24191.2491 | 293.2947 | 0 | 70178.4584 | 89.42% | 10.58% | 1040.0817 | 0 | 145.4454 | 13.5809 | 449.9664 | 289.1392 | 446.1028 | 96.9976 | 1091.7958 | 26728.9455 | 125090.5227 | 152911.2639 | 588600.9959 | 745365.7291 | 7.365% | 804623.4981
BUREAU #2481 | TERTIAIRE | BUREAUX | 16884.1227 | 2022 | 25392.3819 | 0 | 0 | 0 | 0 | 5941.0335 | 19210.4368 | 23374.0229 | 3 | 64606.7967 | 55003.8122 | 44 | 0 | 0 | 0 | 0 | 0 | 0 | 60416.1859 | 1273.9051 | 480599.3816 | 1781.9032 | 46375.3546 | 161.6024 | 3238.8029 | 0 | 57948.4976 | 383.6353 | 0 | 88751.7568 | 90.71% | 9.289% | 1739.8742 | 0 | 238.1793 | 29.023 | 628.7536 | 609.0138 | 677.2449 | 132.78 | 2160.7599 | 40073.0287 | 211179.6811 | 253413.4697 | 942502.3766 | 1202061.5435 | 5.921% | 1277715.2637
BUREAU #2482 | TERTIAIRE | BUREAUX | 6025.4117 | 2009 | 5366.0715 | 0 | 0 | 0 | 0 | 1917.4605 | 6137.4992 | 5685.8895 | 1 | 18806.2648 | 16569.553 | 11 | 0 | 0 | 0 | 0 | 0 | 0 | 12971.5194 | 435.2124 | 90853.5033 | 651.3504 | 15799.2235 | 67.5613 | 1025.4999 | 0 | 16676.1394 | 187.7883 | 0 | 25943.1032 | 88.7% | 11.3% | 602.8838 | 0 | 120.4798 | 9.114 | 215.3831 | 208.1989 | 233.6647 | 37.5915 | 540.8517 | 11936.4554 | 57908.9495 | 70386.2565 | 219029.4223 | 291067.0369 | 4.683% | 305366.3634
BUREAU #2483 | TERTIAIRE | BUREAUX | 18335.7992 | 2017 | 17512.192 | 0 | 0 | 0 | 0 | 7626.1033 | 16372.5835 | 24240.0018 | 4 | 49881.1508 | 65209.0608 | 46 | 0 | 0 | 0 | 0 | 0 | 0 | 61506.9432 | 1274.2133 | 332049.2471 | 2863.638 | 57201.6405 | 203.3638 | 2842.5237 | 0 | 43165.4881 | 517.1545 | 0 | 88642.4861 | 87.1% | 12.9% | 1713.5119 | 0 | 301.9327 | 27.416 | 692.9261 | 537.0759 | 707.6514 | 148.9982 | 1883.3754 | 35566.5196 | 196532.046 | 233981.9409 | 752405.6669 | 991556.704 | 4.02% | 1033083.154
BUREAU #2484 | TERTIAIRE | BUREAUX | 20019.2722 | 2019 | 25706.9078 | 0 | 0 | 0 | 0 | 9352.8377 | 23718.2988 | 18851.0379 | 3 | 66149.0125 | 74630.3623 | 38 | 0 | 0 | 0 | 0 | 0 | 0 | 52495.2882 | 1640.9524 | 449317.2114 | 2864.7262 | 48543.0772 | 180.7888 | 3255.7166 | 0 | 43431.1694 | 671.7099 | 0 | 116738.4655 | 96.26% | 3.736% | 1727.9163 | 0 | 309.5908 | 29.6628 | 590.0097 | 728.8128 | 896.7917 | 143.4572 | 2403.1245 | 36391.1792 | 215867.2669 | 254661.5707 | 924168.4316 | 1184743.8411 | 6.611% | 1268611.4661
BUREAU #2485 | TERTIAIRE | BUREAUX | 4628.7166 | 2020 | 5718.7252 | 0 | 0 | 0 | 0 | 1606.7582 | 5832.5341 | 6200.9533 | 1 | 21596.6814 | 13638.0254 | 10 | 0 | 0 | 0 | 0 | 0 | 0 | 20228.1353 | 287.4372 | 110521.2411 | 751.7574 | 17211.4395 | 48.7864 | 824.9844 | 0 | 14514.6518 | 144.3646 | 0 | 30213.1414 | 94.45% | 5.545% | 324.3631 | 0 | 95.7704 | 5.9593 | 176.05 | 139.1929 | 147.776 | 35.6157 | 542.8447 | 12100.2028 | 57177.8316 | 69820.8792 | 254031.2265 | 325700.2516 | 4.308% | 340362.4229
BUREAU #2486 | TERTIAIRE | BUREAUX | 13191.4269 | 2015 | 17469.4046 | 0 | 0 | 0 | 0 | 4402.9943 | 11766.5092 | 16090.0032 | 3 | 49103.7059 | 32542.4416 | 26 | 0 | 0 | 0 | 0 | 0 | 0 | 47437.5917 | 865.051 | 313714.3018 | 1928.867 | 45800.3467 | 144.5362 | 1682.4225 | 0 | 36356.9431 | 297.6299 | 0 | 82346.2203 | 92.12% | 7.879% | 1215.8812 | 0 | 239.168 | 18.6429 | 463.8147 | 505.7917 | 479.9646 | 127.9248 | 1357.7934 | 22875.5983 | 143694.9029 | 167928.2946 | 668823.0582 | 841094.2847 | 4.337% | 879229.5746
BUREAU #2487 | TERTIAIRE | BUREAUX | 23568.0085 | 2018 | 30614.0168 | 0 | 0 | 0 | 0 | 10745.4818 | 33238.4097 | 21195.2782 | 5 | 73065.2228 | 71600.5841 | 55 | 0 | 0 | 0 | 0 | 0 | 0 | 90758.3614 | 1415.3205 | 445903.8785 | 3822.7589 | 77188.852 | 209.3919 | 4668.3649 | 0 | 51152.3368 | 536.7658 | 0 | 130850.2898 | 93.19% | 6.808% | 2447.0441 | 0 | 488.5215 | 41.1366 | 1019.1326 | 576.4136 | 984.8745 | 174.6711 | 2869.4616 | 36947.8701 | 290945.4264 | 330762.7581 | 1040524.2354 | 1378928.2744 | 2.907% | 1420216.7778
BUREAU #2488 | TERTIAIRE | BUREAUX | 8281.8872 | 2017 | 9950.992 | 0 | 0 | 0 | 0 | 3977.3195 | 7481.9867 | 10703.76 | 1 | 23963.1424 | 25300.3153 | 14 | 0 | 0 | 0 | 0 | 0 | 0 | 32270.6235 | 731.7335 | 197627.7662 | 1257.5128 | 22289.8171 | 99.7384 | 1288.0729 | 0 | 25095.173 | 282.9771 | 0 | 56120.0495 | 95.9% | 4.104% | 812.3208 | 0 | 132.6122 | 11.6891 | 286.1169 | 276.6939 | 235.4275 | 74.7147 | 1186.26 | 16251.9666 | 72323.8616 | 89762.0883 | 418521.3837 | 510660.1694 | 4.497% | 534704.898
BUREAU #2489 | TERTIAIRE | BUREAUX | 15450.3236 | 2016 | 16948.9083 | 0 | 0 | 0 | 0 | 5050.1994 | 20598.6568 | 12886.5833 | 2 | 60394.7623 | 38873.3846 | 29 | 0 | 0 | 0 | 0 | 0 | 0 | 47430.7616 | 973.4164 | 309898.92 | 2599.7102 | 47064.658 | 173.6138 | 2370.3449 | 0 | 39988.2887 | 469.8254 | 0 | 107580.7576 | 96.8% | 3.204% | 1213.9789 | 0 | 282.0142 | 23.9717 | 455.6635 | 399.1618 | 652.6583 | 129.3802 | 1712.8268 | 24923.0302 | 129595.4488 | 156231.3059 | 721377.9245 | 883044.0553 | 7.012% | 949632.0656
BUREAU #2490 | TERTIAIRE | BUREAUX | 22090.4328 | 2020 | 26030.3121 | 0 | 0 | 0 | 0 | 12061.3553 | 21877.048 | 20423.2926 | 4 | 81100.7495 | 76288.1512 | 59 | 0 | 0 | 0 | 0 | 0 | 0 | 86813.72 | 1383.302 | 601337.7618 | 3288.312 | 85677.2018 | 304.3694 | 3927.6422 | 0 | 66554.484 | 643.172 | 0 | 134789.0953 | 90.56% | 9.439% | 1802.8369 | 0 | 416.1909 | 37.032 | 791.6554 | 664.5662 | 625.3292 | 200.8708 | 2290.2434 | 41441.4929 | 271898.923 | 315630.6593 | 1227448.6852 | 1552104.6282 | 6.966% | 1668324.711
BUREAU #2491 | TERTIAIRE | BUREAUX | 3462.2493 | 2023 | 5631.7331 | 0 | 0 | 0 | 0 | 1558.0553 | 5254.2999 | 4133.5959 | 1 | 13588.5451 | 11754.7626 | 6 | 0 | 0 | 0 | 0 | 0 | 0 | 12308.5255 | 269.941 | 76719.8141 | 375.6044 | 11506.3904 | 37.0278 | 527.7361 | 0 | 11672.0298 | 88.4663 | 0 | 19718.5112 | 93.48% | 6.519% | 322.3217 | 0 | 59.4365 | 6.0128 | 141.9946 | 106.5251 | 149.708 | 35.1815 | 496.7035 | 8574.6968 | 39483.9578 | 48555.3581 | 176413.2355 | 225951.8941 | 1.768% | 230017.5692
BUREAU #2492 | TERTIAIRE | BUREAUX | 3312.0932 | 2020 | 4467.3886 | 0 | 0 | 0 | 0 | 1269.3744 | 4150.7018 | 4107.5041 | 1 | 9491.265 | 10247.0942 | 6 | 0 | 0 | 0 | 0 | 0 | 0 | 11125.9236 | 302.3646 | 93526.2617 | 400.5727 | 8990.7341 | 30.0105 | 569.6122 | 0 | 9739.7793 | 83.2639 | 0 | 17939.5852 | 96.66% | 3.338% | 284.1474 | 0 | 55.8682 | 5.0105 | 146.8374 | 120.3885 | 91.7021 | 31.6448 | 442.3451 | 6525.9638 | 36588.3621 | 43556.671 | 177492.2467 | 222419.8302 | 1.072% | 224829.4526
BUREAU #2493 | TERTIAIRE | BUREAUX | 23048.7287 | 2015 | 20271.5117 | 0 | 0 | 0 | 0 | 8271.2357 | 30274.4659 | 26022.7545 | 5 | 90494.0997 | 66131.4637 | 59 | 0 | 0 | 0 | 0 | 0 | 0 | 55214.9437 | 1610.3233 | 420416.7035 | 3005.2599 | 49781.2532 | 232.0823 | 3528.0875 | 0 | 58016.8795 | 613.1044 | 0 | 152088.0575 | 95.24% | 4.764% | 2052.0781 | 0 | 410.2896 | 34.603 | 1045.3631 | 897.0791 | 640.2212 | 200.5257 | 2415.0447 | 42718.1818 | 287127.7389 | 332260.9654 | 984205.2168 | 1323842.1069 | 7.635% | 1433270.0091
BUREAU #2494 | TERTIAIRE | BUREAUX | 15209.7972 | 2020 | 19635.9582 | 0 | 0 | 0 | 0 | 5651.3891 | 18213.1459 | 18844.7113 | 3 | 63658.0771 | 46532.2638 | 40 | 0 | 0 | 0 | 0 | 0 | 0 | 46933.8839 | 1374.6471 | 417131.4176 | 1572.2109 | 39104.7866 | 176.1435 | 2754.0924 | 0 | 39384.7437 | 484.5631 | 0 | 87969.2768 | 94.51% | 5.488% | 1368.4767 | 0 | 283.0706 | 25.8088 | 461.8218 | 504.6878 | 433.5419 | 105.9057 | 2050.4761 | 27917.1625 | 152197.5235 | 182165.162 | 810824.5395 | 997553.2313 | 7.62% | 1079834.8061
BUREAU #2495 | TERTIAIRE | BUREAUX | 10993.2017 | 2021 | 13468.9854 | 0 | 0 | 0 | 0 | 5443.9514 | 13971.3538 | 10612.7763 | 2 | 40538.5761 | 36790.8953 | 24 | 0 | 0 | 0 | 0 | 0 | 0 | 48069.3836 | 879.1783 | 286910.7275 | 1169.9286 | 41786.1899 | 124.216 | 1636.6825 | 0 | 32142.5886 | 384.2318 | 0 | 80621.1527 | 95.43% | 4.567% | 1075.0552 | 0 | 221.4509 | 15.5776 | 413.4815 | 350.8402 | 306.8737 | 77.1797 | 1248.0228 | 24576.1835 | 129821.8584 | 155646.0647 | 622108.2583 | 781461.2633 | 5.198% | 824312.2684
BUREAU #2496 | TERTIAIRE | BUREAUX | 19800.889 | 2009 | 14768.3005 | 0 | 0 | 0 | 0 | 5303.8346 | 15412.4075 | 19145.629 | 3 | 53977.8839 | 46982.2159 | 40 | 0 | 0 | 0 | 0 | 0 | 0 | 45614.883 | 1372.2405 | 465237.2372 | 3032.199 | 52743.9929 | 265.4343 | 3165.1321 | 0 | 37169.7322 | 596.1448 | 0 | 87493.2546 | 95.22% | 4.783% | 1836.7569 | 0 | 280.922 | 34.1686 | 613.5413 | 665.382 | 599.9567 | 160.3162 | 1923.7501 | 40488.0619 | 171797.2359 | 214209.0478 | 866330.9042 | 1085483.665 | 0.8595% | 1094894.0279
BUREAU #2497 | TERTIAIRE | BUREAUX | 23665.084 | 2009 | 20136.6566 | 0 | 0 | 0 | 0 | 8979.5037 | 21951.2362 | 16991.626 | 3 | 79205.9092 | 75967.7072 | 59 | 0 | 0 | 0 | 0 | 0 | 0 | 79783.2451 | 2018.5286 | 562512.55 | 3370.0102 | 51269.9192 | 248.8346 | 4015.1488 | 0 | 51189.9339 | 529.6281 | 0 | 124545.9732 | 95.96% | 4.042% | 2291.2874 | 0 | 373.1093 | 41.3073 | 933.9856 | 945.4869 | 1048.192 | 166.0526 | 2002.0433 | 50104.6157 | 288386.6625 | 340493.3216 | 1111304.188 | 1458500.8644 | 6.9% | 1566603.7295
BUREAU #2498 | TERTIAIRE | BUREAUX | 17505.4686 | 2022 | 23508.3048 | 0 | 0 | 0 | 0 | 8357.0589 | 21483.7026 | 17668.5394 | 4 | 62744.0575 | 46982.8965 | 34 | 0 | 0 | 0 | 0 | 0 | 0 | 60528.6743 | 1192.729 | 559247.6084 | 2502.0365 | 53314.026 | 186.0048 | 3416.171 | 0 | 60731.5974 | 437.8833 | 0 | 140177.5408 | 97.61% | 2.394% | 1488.2875 | 0 | 312.9977 | 31.5251 | 507.9784 | 489.172 | 679.3624 | 165.3998 | 2067.8305 | 33509.8142 | 196982.1179 | 232559.7626 | 1083270.6311 | 1321846.4936 | 5.463% | 1398234.0624
BUREAU #2499 | TERTIAIRE | BUREAUX | 22973.6781 | 2019 | 34417.3572 | 0 | 0 | 0 | 0 | 11093.2274 | 28209.4726 | 22302.5584 | 5 | 101185.9905 | 78542.8056 | 62 | 0 | 0 | 0 | 0 | 0 | 0 | 86629.2221 | 2012.4737 | 708116.8339 | 3588.2109 | 78723.7338 | 225.5995 | 4078.2225 | 0 | 80999.296 | 781.0286 | 0 | 149337.1485 | 97.56% | 2.435% | 2175.9605 | 0 | 341.5882 | 35.6502 | 924.1379 | 791.9166 | 959.8598 | 175.186 | 2881.9767 | 58355.7875 | 236583.7762 | 297821.5404 | 1415216.0336 | 1720912.3216 | 6.468% | 1839917.8647
BUREAU #2500 | TERTIAIRE | BUREAUX | 2325.4498 | 2016 | 3198.3828 | 0 | 0 | 0 | 0 | 808.492 | 2139.0983 | 2739.2542 | 0 | 9981.4436 | 8781.2499 | 5 | 0 | 0 | 0 | 0 | 0 | 0 | 8230.2121 | 144.6664 | 49544.085 | 338.7106 | 7089.7535 | 20.4107 | 373.6686 | 0 | 6468.2723 | 59.8198 | 0 | 14850.2125 | 90.07% | 9.931% | 251.5714 | 0 | 38.9061 | 3.3115 | 64.1393 | 73.6788 | 88.288 | 15.6594 | 293.988 | 5152.092 | 28941.8511 | 34387.9311 | 114128.5049 | 149454.2181 | 1.373% | 151535.1481
BUREAU #2501 | TERTIAIRE | BUREAUX | 8933.9059 | 2012 | 10388.6831 | 0 | 0 | 0 | 0 | 3704.5597 | 10069.5066 | 10364.5295 | 2 | 25842.4018 | 20169.4653 | 22 | 0 | 0 | 0 | 0 | 0 | 0 | 20721.0319 | 579.3698 | 173161.5303 | 1210.5196 | 27643.265 | 91.4276 | 1291.4515 | 0 | 25969.3938 | 306.6431 | 0 | 43812.1976 | 95.76% | 4.244% | 912.95 | 0 | 156.994 | 15.3262 | 268.993 | 276.6831 | 340.6921 | 76.7246 | 1127.988 | 19254.3885 | 98168.6056 | 118550.9822 | 382514.5127 | 503670.0844 | 3.979% | 524541.3027
BUREAU #2502 | TERTIAIRE | BUREAUX | 15413.7 | 2016 | 14121.229 | 0 | 0 | 0 | 0 | 6665.1531 | 18135.3581 | 12406.703 | 2 | 56810.7821 | 36747.7497 | 39 | 0 | 0 | 0 | 0 | 0 | 0 | 60516.1923 | 1053.5949 | 396643.3756 | 2609.5379 | 37577.2551 | 168.7856 | 2311.2088 | 0 | 32465.7955 | 407.7368 | 0 | 85057.0971 | 91.25% | 8.75% | 1029.2805 | 0 | 307.5474 | 26.9784 | 695.0703 | 582.9093 | 524.6255 | 110.0702 | 1506.6426 | 26994.0566 | 158530.2135 | 187030.9127 | 779019.17 | 971480.1645 | 1.668% | 987955.9322
BUREAU #2503 | TERTIAIRE | BUREAUX | 18071.2974 | 2014 | 19716.0364 | 0 | 0 | 0 | 0 | 7255.1061 | 22927.3214 | 18543.1731 | 3 | 55083.4307 | 54745.8605 | 45 | 0 | 0 | 0 | 0 | 0 | 0 | 53735.1565 | 1624.982 | 343865.7349 | 3042.7885 | 48330.4518 | 228.8321 | 3263.0599 | 0 | 51666.5737 | 586.36 | 0 | 100288.1425 | 94.35% | 5.651% | 1335.5728 | 0 | 396.0544 | 30.094 | 669.3242 | 522.4151 | 504.8387 | 111.0609 | 1767.8625 | 28578.2669 | 148670.351 | 179016.4804 | 775063.2786 | 959021.1791 | 1.97% | 978293.0797
BUREAU #2504 | TERTIAIRE | BUREAUX | 15932.4031 | 2024 | 22112.0266 | 0 | 0 | 0 | 0 | 8137.3594 | 24821.2 | 23592.9128 | 2 | 59724.5873 | 47889.5205 | 32 | 0 | 0 | 0 | 0 | 0 | 0 | 72881.4261 | 1115.6404 | 459409.7563 | 1808.055 | 62739.9936 | 137.0846 | 2433.4749 | 0 | 55971.9712 | 384.1955 | 0 | 105761.7299 | 96.14% | 3.856% | 1070.7116 | 0 | 245.8339 | 18.7584 | 517.4629 | 479.3268 | 542.4297 | 121.3007 | 2797.2625 | 39726.5382 | 187977.1505 | 230500.9512 | 965405.7019 | 1201256.804 | 5.532% | 1271605.2785
BUREAU #2505 | TERTIAIRE | BUREAUX | 9563.6282 | 2019 | 9671.5211 | 0 | 0 | 0 | 0 | 3587.22 | 13504.6876 | 8402.7783 | 2 | 43754.4097 | 28925.9661 | 20 | 0 | 0 | 0 | 0 | 0 | 0 | 38708.7466 | 554.5641 | 201310.6037 | 1586.9693 | 32868.2594 | 132.8403 | 1828.6708 | 0 | 28631.9128 | 251.2541 | 0 | 58895.874 | 92.55% | 7.451% | 973.029 | 0 | 200.3 | 14.049 | 334.0051 | 301.926 | 382.5496 | 58.8918 | 1088.4177 | 22168.476 | 98380.6337 | 121637.5273 | 479904.9477 | 604404.6777 | 5.61% | 640327.2151
BUREAU #2506 | TERTIAIRE | BUREAUX | 6008.5012 | 2011 | 4871.8673 | 0 | 0 | 0 | 0 | 2210.4009 | 5455.1542 | 6216.7233 | 1 | 14464.1337 | 17392.2306 | 13 | 0 | 0 | 0 | 0 | 0 | 0 | 14466.4576 | 536.7184 | 127142.8813 | 678.1119 | 16609.4271 | 56.4349 | 971.1619 | 0 | 13545.9943 | 174.1375 | 0 | 24289.15 | 88.9% | 11.1% | 607.6637 | 0 | 94.6918 | 10.2818 | 184.1545 | 212.9734 | 216.6595 | 61.145 | 750.8538 | 13191.755 | 49351.7729 | 63294.3817 | 250897.4574 | 316143.7233 | 4.803% | 332094.7656
BUREAU #2507 | TERTIAIRE | BUREAUX | 10010.448 | 2022 | 16177.5572 | 0 | 0 | 0 | 0 | 5303.0927 | 15410.9041 | 10291.7953 | 2 | 33030.8755 | 31210.1645 | 24 | 0 | 0 | 0 | 0 | 0 | 0 | 28263.3009 | 861.2686 | 259739.3585 | 1676.1858 | 27334.8884 | 112.8108 | 1806.7863 | 0 | 29887.902 | 240.5133 | 0 | 82674.0656 | 95.8% | 4.201% | 889.1654 | 0 | 189.4852 | 11.6199 | 451.4161 | 341.0628 | 277.2001 | 79.9339 | 1620.6466 | 25574.2512 | 113284.9613 | 140479.8591 | 554373.3809 | 697811.0456 | 5.122% | 735479.3238
BUREAU #2508 | TERTIAIRE | BUREAUX | 7299.3799 | 2021 | 9370.8195 | 0 | 0 | 0 | 0 | 2581.0592 | 10619.6152 | 6583.926 | 1 | 25992.6858 | 18882.6244 | 14 | 0 | 0 | 0 | 0 | 0 | 0 | 24881.7516 | 636.142 | 159746.7112 | 901.586 | 21065.7801 | 78.6659 | 1159.3535 | 0 | 24420.7319 | 177.3587 | 0 | 53301.013 | 94.79% | 5.207% | 714.6527 | 0 | 162.135 | 10.4213 | 256.4067 | 192.3177 | 224.9445 | 57.2326 | 830.1099 | 16670.1338 | 70458.0403 | 87958.284 | 370388.7709 | 461617.8539 | 5.27% | 487300.8394
BUREAU #2509 | TERTIAIRE | BUREAUX | 12709.8161 | 2010 | 9988.8082 | 0 | 0 | 0 | 0 | 4194.764 | 10978.9143 | 13075.6874 | 2 | 41041.1972 | 31127.8142 | 22 | 0 | 0 | 0 | 0 | 0 | 0 | 37395.249 | 880.184 | 212060.132 | 2178.8454 | 38748.3176 | 152.3139 | 2326.0489 | 0 | 28309.0589 | 439.1662 | 0 | 65696.7691 | 95.66% | 4.344% | 920.6975 | 0 | 262.1716 | 14.8569 | 560.2895 | 418.6769 | 518.1443 | 112.9393 | 1580.4454 | 26366.7649 | 136905.6072 | 164852.8175 | 503179.289 | 670890.0564 | 3.495% | 695188.2533
BUREAU #2510 | TERTIAIRE | BUREAUX | 9997.3259 | 2012 | 10204.8731 | 0 | 0 | 0 | 0 | 3239.4888 | 8093.5376 | 9823.0038 | 1 | 24959.9885 | 21858.1365 | 17 | 0 | 0 | 0 | 0 | 0 | 0 | 34848.8186 | 817.1814 | 183214.9188 | 1574.6788 | 24032.7999 | 112.8402 | 1782.6643 | 0 | 28922.0698 | 317.5563 | 0 | 52987.7222 | 89.45% | 10.55% | 930.2772 | 0 | 224.9735 | 11.7325 | 283.0057 | 241.2209 | 358.8696 | 76.4863 | 975.2983 | 15054.5732 | 127559.8578 | 143589.7292 | 408428.6057 | 554463.8706 | 5.623% | 587495.8445
BUREAU #2511 | TERTIAIRE | BUREAUX | 3696.8708 | 2018 | 3599.3223 | 0 | 0 | 0 | 0 | 1422.7724 | 4081.5685 | 3925.5227 | 1 | 15224.2457 | 11021.1058 | 9 | 0 | 0 | 0 | 0 | 0 | 0 | 12543.8984 | 222.6901 | 77866.9435 | 618.4416 | 10333.513 | 42.9414 | 682.4933 | 0 | 12301.2686 | 97.8974 | 0 | 18967.7295 | 93.44% | 6.564% | 383.9458 | 0 | 50.5321 | 4.3888 | 160.5515 | 89.0101 | 147.919 | 30.4262 | 576.3192 | 8172.8082 | 40772.9091 | 49522.0365 | 174793.2334 | 225694.6267 | 0.9614% | 227885.5793
BUREAU #2512 | TERTIAIRE | BUREAUX | 7923.4382 | 2016 | 8794.8798 | 0 | 0 | 0 | 0 | 3878.4614 | 8126.3083 | 9755.8812 | 2 | 24271.8525 | 27886.5346 | 18 | 0 | 0 | 0 | 0 | 0 | 0 | 23406.6451 | 736.9339 | 161011.4571 | 1010.7319 | 25372.3577 | 113.2465 | 1253.1348 | 0 | 23348.4137 | 279.9051 | 0 | 54821.432 | 96.17% | 3.831% | 815.5025 | 0 | 178.3159 | 11.5576 | 326.8931 | 227.9867 | 287.499 | 65.1961 | 973.9998 | 12696.1306 | 78226.5699 | 91896.7004 | 367401.6109 | 462502.6691 | 6.014% | 492097.078
BUREAU #2513 | TERTIAIRE | BUREAUX | 7257.7953 | 2021 | 10176.0464 | 0 | 0 | 0 | 0 | 2605.9829 | 7013.4351 | 10105.1501 | 1 | 32613.6457 | 29673.2808 | 16 | 0 | 0 | 0 | 0 | 0 | 0 | 31939.1354 | 458.4801 | 226571.8458 | 811.9516 | 24059.7447 | 77.0872 | 1171.5843 | 0 | 25655.4216 | 203.5116 | 0 | 38497.7116 | 92.76% | 7.235% | 564.7028 | 0 | 136.0624 | 12.2543 | 274.0387 | 217.6682 | 213.9744 | 68.3691 | 972.3742 | 15153.7841 | 73296.3263 | 89422.4845 | 438883.024 | 531030.2134 | 6.723% | 569305.0314
BUREAU #2514 | TERTIAIRE | BUREAUX | 5184.9948 | 2016 | 7136.0616 | 0 | 0 | 0 | 0 | 2232.5108 | 5503.6634 | 5895.4185 | 1 | 18428.8806 | 17227.5282 | 12 | 0 | 0 | 0 | 0 | 0 | 0 | 16751.2305 | 397.676 | 118737.1747 | 694.7726 | 15009.1421 | 58.6462 | 751.7608 | 0 | 17003.9481 | 171.2873 | 0 | 35897.1103 | 93.29% | 6.712% | 453.7827 | 0 | 72.851 | 7.3997 | 185.9866 | 185.1096 | 226.5649 | 35.967 | 632.7021 | 7902.2803 | 63444.6976 | 71979.68 | 259426.8974 | 333245.1083 | 5.4% | 352267.7506
BUREAU #2515 | TERTIAIRE | BUREAUX | 9931.9099 | 2012 | 8527.7736 | 0 | 0 | 0 | 0 | 4375.0844 | 9588.7619 | 11810.8799 | 2 | 25724.1568 | 32974.7669 | 26 | 0 | 0 | 0 | 0 | 0 | 0 | 33987.5688 | 876.7689 | 195419.9971 | 1534.9704 | 26223.5459 | 97.8377 | 1679.5652 | 0 | 24549.6265 | 283.8854 | 0 | 49140.5684 | 89.72% | 10.28% | 770.0655 | 0 | 146.5194 | 16.8186 | 293.2321 | 397.2558 | 437.4469 | 92.2292 | 952.4588 | 17703.9231 | 103916.2281 | 122572.6099 | 419303.1241 | 545018.5775 | 2.916% | 561390.5199
BUREAU #2516 | TERTIAIRE | BUREAUX | 12980.6626 | 2010 | 14958.1183 | 0 | 0 | 0 | 0 | 5388.5543 | 12943.2113 | 11864.6703 | 3 | 39607.2067 | 26226.1128 | 31 | 0 | 0 | 0 | 0 | 0 | 0 | 43393.3966 | 1158.0564 | 302169.9084 | 1989.3314 | 39024.3222 | 174.3867 | 2267.8793 | 0 | 34989.8298 | 387.5031 | 0 | 73444.0662 | 88.1% | 11.9% | 1343.7418 | 0 | 255.3841 | 16.0587 | 570.2812 | 516.3255 | 437.8616 | 122.4435 | 1236.6963 | 18289.8082 | 131954.2853 | 151480.7897 | 619299.27 | 775143.77 | 7.752% | 840279.401
BUREAU #2517 | TERTIAIRE | BUREAUX | 2390.3446 | 2019 | 2716.8859 | 0 | 0 | 0 | 0 | 1071.0224 | 3060.6657 | 2134.2493 | 1 | 7544.4487 | 6878.7333 | 6 | 0 | 0 | 0 | 0 | 0 | 0 | 8677.6072 | 193.8381 | 68157.4781 | 281.9855 | 5641.3856 | 31.8852 | 384.4857 | 0 | 5165.2702 | 68.9555 | 0 | 11798.3569 | 94.54% | 5.465% | 177.4653 | 0 | 45.2158 | 4.1081 | 80.5472 | 81.2813 | 106.5969 | 20.5906 | 259.2147 | 5686.3316 | 24125.0302 | 30070.5764 | 126688.2683 | 157635.6715 | 4.607% | 165249.3586
BUREAU #2518 | TERTIAIRE | BUREAUX | 23179.3693 | 2018 | 25796.9697 | 0 | 0 | 0 | 0 | 9529.0897 | 26515.8549 | 28013.4475 | 5 | 94159.6545 | 59967.9968 | 62 | 0 | 0 | 0 | 0 | 0 | 0 | 93044.7352 | 1750.1476 | 668224.2886 | 3382.9709 | 77112.9006 | 238.5403 | 4350.2772 | 0 | 54975.8446 | 588.2718 | 0 | 138037.8563 | 92.49% | 7.51% | 1622.5261 | 0 | 429.6652 | 40.0721 | 667.174 | 873.0212 | 883.8096 | 212.6425 | 2997.3335 | 45590.31 | 227922.3958 | 276510.0392 | 1304142.143 | 1586707.481 | 3.723% | 1648069.1555
BUREAU #2519 | TERTIAIRE | BUREAUX | 12228.4024 | 2021 | 13716.6059 | 0 | 0 | 0 | 0 | 4913.344 | 15414.9876 | 17340.1955 | 3 | 43828.3049 | 36260.4351 | 30 | 0 | 0 | 0 | 0 | 0 | 0 | 42314.2058 | 714.9524 | 308809.1925 | 1803.7211 | 41460.5302 | 172.4101 | 1772.8361 | 0 | 40283.411 | 403.362 | 0 | 86225.7711 | 91.05% | 8.953% | 832.7559 | 0 | 228.9385 | 20.6841 | 444.2101 | 392.4322 | 526.5247 | 88.498 | 1584.7504 | 27467.8255 | 124355.7247 | 153408.3006 | 661161.9265 | 818229.3235 | 7.573% | 885274.3793
BUREAU #2520 | TERTIAIRE | BUREAUX | 23334.8078 | 2009 | 19573.8817 | 0 | 0 | 0 | 0 | 6164.7705 | 16730.6012 | 17724.2696 | 4 | 80916.3 | 55811.8119 | 47 | 0 | 0 | 0 | 0 | 0 | 0 | 58860.6128 | 2129.8227 | 575486.7209 | 3416.5028 | 46609.5005 | 329.6035 | 3850.6501 | 0 | 51202.0323 | 613.4159 | 0 | 122322.5682 | 93.02% | 6.982% | 1562.1441 | 0 | 325.9969 | 25.7673 | 978.5954 | 764.2333 | 977.9223 | 189.4296 | 1898.4692 | 45526.5801 | 228206.2581 | 275631.3074 | 1081816.0886 | 1362456.3953 | 0.5982% | 1370654.9955
BUREAU #2521 | TERTIAIRE | BUREAUX | 19894.8651 | 2017 | 26321.9049 | 0 | 0 | 0 | 0 | 7012.6215 | 18157.0238 | 18211.0202 | 4 | 69320.577 | 48122.1552 | 43 | 0 | 0 | 0 | 0 | 0 | 0 | 63019.3883 | 1466.7604 | 592915.2444 | 2939.3791 | 65571.9934 | 223.4862 | 3312.7599 | 0 | 59893.4103 | 575.4165 | 0 | 127172.0664 | 93.32% | 6.682% | 1503.0082 | 0 | 365.7597 | 29.3021 | 610.8968 | 580.8642 | 874.8929 | 190.001 | 2579.3602 | 37334.7301 | 159995.5471 | 199909.6375 | 1129182.6867 | 1335206.0864 | 1.012% | 1348860.9065
BUREAU #2522 | TERTIAIRE | BUREAUX | 12315.0329 | 2021 | 13896.5824 | 0 | 0 | 0 | 0 | 6790.2188 | 15562.61 | 12800.7207 | 2 | 44186.7333 | 30925.1829 | 23 | 0 | 0 | 0 | 0 | 0 | 0 | 52251.6851 | 818.2353 | 369868.6306 | 1755.8744 | 48231.9946 | 165.4819 | 2036.0999 | 0 | 39488.4033 | 302.8978 | 0 | 86098.9103 | 97.28% | 2.725% | 874.8245 | 0 | 213.5493 | 16.1327 | 366.2872 | 449.2785 | 497.6516 | 125.5792 | 1542.2905 | 25689.1882 | 136748.7152 | 163980.1939 | 743808.259 | 912570.0239 | 6.641% | 977487.1648
BUREAU #2523 | TERTIAIRE | BUREAUX | 11998.445 | 2023 | 12751.1635 | 0 | 0 | 0 | 0 | 4929.8579 | 13851.907 | 13343.5961 | 2 | 55795.3627 | 42102.0748 | 25 | 0 | 0 | 0 | 0 | 0 | 0 | 39958.4329 | 1049.5662 | 398404.0182 | 1415.9283 | 46002.4184 | 165.6152 | 2303.7043 | 0 | 32392.8016 | 420.9887 | 0 | 93869.4172 | 95.37% | 4.628% | 1120.7025 | 0 | 163.8908 | 20.0456 | 381.8859 | 433.2187 | 543.3317 | 80.0338 | 1765.9791 | 22662.085 | 143612.8124 | 168040.8765 | 762090.6482 | 933548.6987 | 6.657% | 1000125.1736
BUREAU #2524 | TERTIAIRE | BUREAUX | 20364.754 | 2022 | 20619.1811 | 0 | 0 | 0 | 0 | 9774.6243 | 25914.4358 | 18718.7798 | 4 | 75513.3444 | 81938.6191 | 52 | 0 | 0 | 0 | 0 | 0 | 0 | 71816.8972 | 1827.0514 | 531301.0324 | 3248.5189 | 50369.1559 | 284.761 | 2996.3882 | 0 | 68216.9978 | 524.4138 | 0 | 143022.6028 | 97.19% | 2.815% | 1441.5711 | 0 | 386.0963 | 29.9141 | 817.4421 | 557.043 | 572.0655 | 153.4181 | 2259.1795 | 42000.4435 | 227778.0816 | 272037.7046 | 1099992.2809 | 1378833.7867 | 1.998% | 1406946.2643
BUREAU #2525 | TERTIAIRE | BUREAUX | 7179.8508 | 2015 | 6326.8045 | 0 | 0 | 0 | 0 | 3055.6766 | 7521.0875 | 5844.3854 | 2 | 29596.8376 | 25952.985 | 19 | 0 | 0 | 0 | 0 | 0 | 0 | 17136.5514 | 648.5161 | 175160.8128 | 1117.5448 | 17200.3863 | 90.1491 | 1303.6201 | 0 | 18546.0868 | 244.0782 | 0 | 36891.5716 | 95.48% | 4.523% | 529.8261 | 0 | 133.2791 | 9.3384 | 270.049 | 282.1849 | 273.577 | 47.5306 | 1032.6896 | 11639.2961 | 64274.9462 | 76946.9319 | 342412.5812 | 421358.9324 | 6.113% | 448794.8912
BUREAU #2526 | TERTIAIRE | BUREAUX | 14726.7864 | 2023 | 20972.7457 | 0 | 0 | 0 | 0 | 5939.8223 | 16809.1502 | 16217.0409 | 2 | 53636.2903 | 52844.1307 | 31 | 0 | 0 | 0 | 0 | 0 | 0 | 47636.8602 | 1328.3871 | 437201.0854 | 2355.8134 | 43001.229 | 210.1485 | 2862.818 | 0 | 41289.8477 | 445.8399 | 0 | 97422.5317 | 97.57% | 2.43% | 978.2409 | 0 | 211.7339 | 25.0006 | 436.3127 | 545.3062 | 558.4921 | 147.2352 | 2141.5143 | 37225.8072 | 123267.2432 | 162634.5648 | 850372.1026 | 1019607.9762 | 2.514% | 1045905.962
BUREAU #2527 | TERTIAIRE | BUREAUX | 3077.789 | 2018 | 3502.1944 | 0 | 0 | 0 | 0 | 1398.2455 | 3734.3778 | 3051.0695 | 1 | 10616.1072 | 10901.1529 | 6 | 0 | 0 | 0 | 0 | 0 | 0 | 11991.8792 | 194.455 | 58787.9812 | 413.2928 | 10067.8465 | 42.5693 | 491.7539 | 0 | 8363.0257 | 91.2644 | 0 | 15379.4331 | 91.64% | 8.365% | 301.8127 | 0 | 55.6837 | 5.4307 | 86.4449 | 95.0763 | 139.1591 | 19.5908 | 402.9364 | 5330.0437 | 28807.43 | 34540.41 | 137048.4245 | 172537.0727 | 8.11% | 187765.1874
BUREAU #2528 | TERTIAIRE | BUREAUX | 9931.0149 | 2015 | 9016.0111 | 0 | 0 | 0 | 0 | 3288.3357 | 10638.7933 | 12440.5346 | 2 | 28325.5258 | 34332.4068 | 18 | 0 | 0 | 0 | 0 | 0 | 0 | 30367.7704 | 709.0638 | 189371.6443 | 1293.1718 | 24436.8978 | 90.9785 | 1594.288 | 0 | 30646.9224 | 337.7345 | 0 | 47245.8079 | 91.5% | 8.503% | 1077.9167 | 0 | 190.1904 | 16.7194 | 372.836 | 368.2531 | 343.5218 | 61.6217 | 1236.2632 | 15455.8663 | 108495.8778 | 125188.0072 | 412812.1018 | 541124.6536 | 2.555% | 555310.4843
BUREAU #2529 | TERTIAIRE | BUREAUX | 22552.2339 | 2018 | 20584.3219 | 0 | 0 | 0 | 0 | 8009.4043 | 27615.6793 | 23841.3968 | 4 | 95839.5224 | 63198.182 | 44 | 0 | 0 | 0 | 0 | 0 | 0 | 74401.9298 | 1799.9036 | 447034.1604 | 2876.722 | 60419.2778 | 243.5893 | 3810.5621 | 0 | 71585.4188 | 774.6989 | 0 | 124612.4682 | 93.45% | 6.555% | 1894.7453 | 0 | 446.0838 | 29.7547 | 737.6984 | 789.2754 | 889.676 | 139.4569 | 2299.5476 | 48381.5545 | 286809.7148 | 337490.817 | 1039229.9999 | 1385680.3889 | 1.625% | 1408571.1095
BUREAU #2530 | TERTIAIRE | BUREAUX | 11717.7861 | 2012 | 12398.3463 | 0 | 0 | 0 | 0 | 3814.4244 | 9193.2071 | 12234.5462 | 2 | 31042.3762 | 34096.6463 | 25 | 0 | 0 | 0 | 0 | 0 | 0 | 37035.8835 | 707.7049 | 310124.8745 | 1383.3158 | 32205.6571 | 153.2814 | 1687.4189 | 0 | 31861.1805 | 308.7734 | 0 | 75615.6692 | 97.2% | 2.797% | 1062.019 | 0 | 235.4721 | 18.9356 | 449.2709 | 358.1525 | 489.6452 | 95.7573 | 1246.0926 | 26268.9744 | 92230.6536 | 119745.7206 | 603216.8504 | 726648.1236 | 2.841% | 747894.4473
BUREAU #2531 | TERTIAIRE | BUREAUX | 22943.2793 | 2024 | 24378.9508 | 0 | 0 | 0 | 0 | 10036.3904 | 33927.1914 | 25634.5712 | 4 | 102215.6832 | 66886.4521 | 61 | 0 | 0 | 0 | 0 | 0 | 0 | 103586.5953 | 1601.5849 | 645646.3528 | 3489.3217 | 69099.7259 | 313.8985 | 4359.4697 | 0 | 78412.5466 | 583.3257 | 0 | 200032.7091 | 95.11% | 4.89% | 1583.8451 | 0 | 444.7903 | 26.2631 | 957.327 | 600.0081 | 898.0897 | 216.4683 | 2584.6654 | 64719.1617 | 216921.4494 | 284225.2765 | 1412195.1281 | 1706728.1731 | 3.17% | 1762605.2316
BUREAU #2532 | TERTIAIRE | BUREAUX | 20310.209 | 2010 | 21993.9471 | 0 | 0 | 0 | 0 | 6063.117 | 15136.0358 | 20117.062 | 5 | 65914.8063 | 63897.5284 | 35 | 0 | 0 | 0 | 0 | 0 | 0 | 62275.5609 | 1601.2651 | 444167.5294 | 3428.8228 | 55643.5449 | 238.7991 | 3125.8102 | 0 | 58871.3347 | 708.156 | 0 | 82551.9685 | 87.51% | 12.49% | 1509.6536 | 0 | 377.8502 | 32.1925 | 916.6334 | 661.0231 | 647.2611 | 139.1762 | 2597.9561 | 40808.0375 | 191985.6688 | 235391.6624 | 904472.492 | 1145242.6895 | 2.014% | 1168782.1748
BUREAU #2533 | TERTIAIRE | BUREAUX | 11457.2891 | 2012 | 13791.9624 | 0 | 0 | 0 | 0 | 5040.3789 | 13812.4252 | 11715.1161 | 2 | 29118.8449 | 29747.954 | 21 | 0 | 0 | 0 | 0 | 0 | 0 | 32604.3717 | 801.1947 | 239723.182 | 1409.2774 | 31238.8807 | 152.4937 | 2230.1052 | 0 | 29868.8664 | 350.8157 | 0 | 74898.5445 | 90.88% | 9.122% | 1163.3192 | 0 | 194.4175 | 20.5096 | 441.1151 | 434.4315 | 431.1775 | 103.2394 | 1483.044 | 19922.9167 | 101545.4672 | 122951.4278 | 519888.7389 | 646468.8816 | 1.673% | 657465.0594
BUREAU #2534 | TERTIAIRE | BUREAUX | 22504.1102 | 2013 | 27674.9197 | 0 | 0 | 0 | 0 | 10116.248 | 26308.0469 | 17919.1677 | 4 | 78371.4079 | 69636.4193 | 59 | 0 | 0 | 0 | 0 | 0 | 0 | 81532.6416 | 2051.4332 | 448318.4101 | 3650.6181 | 68307.0408 | 288.2077 | 3042.4349 | 0 | 42642.3554 | 733.5953 | 0 | 114636.8133 | 88.81% | 11.19% | 1817.7285 | 0 | 482.6649 | 38.3496 | 661.4911 | 676.2681 | 879.165 | 220.7502 | 2144.1081 | 44967.9438 | 217329.8001 | 264441.8519 | 999803.0141 | 1271418.2771 | 7.278% | 1371219.343
BUREAU #2535 | TERTIAIRE | BUREAUX | 4762.7152 | 2019 | 6967.5809 | 0 | 0 | 0 | 0 | 2095.05 | 5077.2336 | 4287.7918 | 1 | 16369.9895 | 13790.1238 | 11 | 0 | 0 | 0 | 0 | 0 | 0 | 13507.8638 | 391.0934 | 92847.0436 | 626.5555 | 13710.4418 | 44.5142 | 781.9958 | 0 | 15352.6285 | 134.7949 | 0 | 25162.6867 | 89.27% | 10.73% | 446.0851 | 0 | 79.2763 | 5.5464 | 187.4486 | 155.1943 | 149.2512 | 35.2667 | 556.3357 | 7990.2948 | 44614.6741 | 53161.3046 | 211734.5069 | 266910.5737 | 7.47% | 288458.9927
BUREAU #2536 | TERTIAIRE | BUREAUX | 4134.4953 | 2021 | 5463.8574 | 0 | 0 | 0 | 0 | 1392.3369 | 3998.9454 | 5051.1341 | 1 | 16244.1063 | 15147.0825 | 10 | 0 | 0 | 0 | 0 | 0 | 0 | 15117.1237 | 343.0193 | 127411.6296 | 485.4707 | 10867.2104 | 38.4263 | 719.2415 | 0 | 14554.9996 | 109.1695 | 0 | 20817.1536 | 90.17% | 9.835% | 329.011 | 0 | 63.0543 | 6.7801 | 164.2327 | 163.1031 | 155.2985 | 30.8122 | 611.5639 | 9332.2552 | 50918.2526 | 60862.0717 | 238333.3349 | 300368.353 | 2.211% | 307160.8363
BUREAU #2537 | TERTIAIRE | BUREAUX | 23711.798 | 2008 | 27407.8317 | 0 | 0 | 0 | 0 | 8006.9902 | 18482.7811 | 20041.5378 | 5 | 82808.2106 | 69442.8974 | 50 | 0 | 0 | 0 | 0 | 0 | 0 | 78471.4205 | 1384.3203 | 380904.0481 | 3369.9649 | 68834.6206 | 284.3652 | 4423.8064 | 0 | 47663.4441 | 698.5878 | 0 | 137491.6084 | 92.75% | 7.248% | 2432.7312 | 0 | 535.734 | 33.6362 | 844.5179 | 763.9129 | 903.1347 | 242.3969 | 2968.2608 | 35445.2766 | 261548.8356 | 299962.373 | 941097.758 | 1248859.2175 | 6.185% | 1331194.6623
BUREAU #2538 | TERTIAIRE | BUREAUX | 5531.5588 | 2017 | 6789.7388 | 0 | 0 | 0 | 0 | 2584.2224 | 6535.2259 | 7201.6392 | 1 | 16550.2838 | 20338.1019 | 10 | 0 | 0 | 0 | 0 | 0 | 0 | 14502.5845 | 486.8597 | 115926.2863 | 875.6251 | 13202.1043 | 75.8784 | 826.0745 | 0 | 15935.3759 | 145.0562 | 0 | 34237.4458 | 89.88% | 10.12% | 496.5718 | 0 | 95.1051 | 7.9666 | 197.2899 | 177.0319 | 152.3289 | 42.5837 | 592.3095 | 10492.7175 | 61028.4736 | 72113.5006 | 251166.6194 | 325138.1294 | 6.98% | 349536.3793
BUREAU #2539 | TERTIAIRE | BUREAUX | 22071.8251 | 2011 | 21886.9797 | 0 | 0 | 0 | 0 | 8311.1644 | 25221.5935 | 21616.9945 | 3 | 63966.3554 | 46264.3895 | 46 | 0 | 0 | 0 | 0 | 0 | 0 | 76203.0632 | 1690.3239 | 572702.9044 | 2913.9078 | 61782.3642 | 243.3326 | 3665.4199 | 0 | 47211.8522 | 688.5468 | 0 | 93763.9698 | 89.8% | 10.2% | 1955.8028 | 0 | 346.3519 | 33.4878 | 1000.1418 | 862.7169 | 761.0648 | 163.7612 | 1905.4638 | 32325.143 | 230141.0509 | 264371.6577 | 1062183.732 | 1332878.0902 | 1.207% | 1349159.5127
BUREAU #2540 | TERTIAIRE | BUREAUX | 21296.1423 | 2020 | 24903.2015 | 0 | 0 | 0 | 0 | 10233.208 | 29509.0921 | 28460.6952 | 3 | 70199.2313 | 86533.0528 | 50 | 0 | 0 | 0 | 0 | 0 | 0 | 69751.7785 | 1469.8406 | 668456.595 | 2843.1482 | 54091.0816 | 220.476 | 3918.107 | 0 | 60078.1329 | 574.3499 | 0 | 125525.9778 | 93.87% | 6.13% | 1721.5552 | 0 | 307.2059 | 31.3293 | 923.7604 | 713.256 | 648.4905 | 149.7412 | 3137.7527 | 51551.5861 | 271035.7422 | 325725.081 | 1232658.7439 | 1564906.8961 | 6.691% | 1677127.5236
BUREAU #2541 | TERTIAIRE | BUREAUX | 7937.7813 | 2020 | 11635.3756 | 0 | 0 | 0 | 0 | 4146.0711 | 8879.8176 | 11105.8254 | 1 | 25141.0235 | 21012.7185 | 13 | 0 | 0 | 0 | 0 | 0 | 0 | 25159.5707 | 527.1942 | 215108.7491 | 1141.894 | 30647.8402 | 82.7993 | 1244.6172 | 0 | 20474.738 | 184.2366 | 0 | 49978.7055 | 93.45% | 6.545% | 697.4811 | 0 | 114.8806 | 11.1609 | 248.91 | 312.3615 | 223.0451 | 63.0151 | 1010.7884 | 13167.6379 | 65278.2636 | 79456.6899 | 428634.8138 | 510964.8184 | 2.97% | 526603.4091
BUREAU #2542 | TERTIAIRE | BUREAUX | 14938.9149 | 2021 | 14806.478 | 0 | 0 | 0 | 0 | 7105.5197 | 20764.4566 | 16898.742 | 3 | 67405.706 | 39640.9322 | 28 | 0 | 0 | 0 | 0 | 0 | 0 | 48879.8777 | 1414.6985 | 322291.3285 | 1542.0135 | 56588.86 | 184.5213 | 3007.6137 | 0 | 38772.8697 | 378.7885 | 0 | 103630.2679 | 96.32% | 3.684% | 1268.0113 | 0 | 279.5127 | 22.0687 | 651.9393 | 385.3931 | 665.2694 | 136.7777 | 2299.3686 | 29898.0499 | 155944.5482 | 188141.9667 | 752373.7623 | 944619.3866 | 7.747% | 1023939.3105
BUREAU #2543 | TERTIAIRE | BUREAUX | 18172.4756 | 2018 | 17550.686 | 0 | 0 | 0 | 0 | 9284.8406 | 16117.4669 | 23156.6277 | 3 | 55004.0216 | 57337.3724 | 44 | 0 | 0 | 0 | 0 | 0 | 0 | 73900.811 | 1212.7375 | 347067.899 | 3108.0258 | 58948.9573 | 205.4103 | 2949.5788 | 0 | 53726.8958 | 487.6868 | 0 | 119585.5456 | 96.25% | 3.752% | 1275.8449 | 0 | 386.4198 | 30.1616 | 799.4399 | 532.3019 | 559.3801 | 139.2764 | 1916.1506 | 40216.4726 | 170332.5834 | 212465.2066 | 838345.4533 | 1055915.1541 | 3.583% | 1095156.9439
BUREAU #2544 | TERTIAIRE | BUREAUX | 11136.2295 | 2014 | 12417.2295 | 0 | 0 | 0 | 0 | 4541.3793 | 14613.2357 | 9381.9724 | 2 | 39517.6403 | 38758.8803 | 26 | 0 | 0 | 0 | 0 | 0 | 0 | 26870.1991 | 895.9022 | 248263.2219 | 1640.7228 | 37781.6039 | 102.4538 | 2175.9391 | 0 | 26650.1275 | 387.5671 | 0 | 54557.7019 | 88.65% | 11.35% | 924.7897 | 0 | 173.7206 | 14.5522 | 502.5875 | 332.8164 | 343.7439 | 94.6784 | 1408.9453 | 23715.1945 | 114615.0596 | 139739.1994 | 517808.5838 | 660362.3365 | 2.372% | 676404.6753
BUREAU #2545 | TERTIAIRE | BUREAUX | 8509.1929 | 2021 | 10210.617 | 0 | 0 | 0 | 0 | 4368.6455 | 8314.2796 | 8137.8793 | 2 | 31190.8848 | 25414.7522 | 21 | 0 | 0 | 0 | 0 | 0 | 0 | 25568.3749 | 716.8287 | 210111.8341 | 1433.388 | 23778.9382 | 118.7218 | 1666.3381 | 0 | 22444.7698 | 256.7154 | 0 | 52021.8139 | 95.58% | 4.421% | 598.4699 | 0 | 117.8044 | 9.7858 | 250.6205 | 336.3318 | 348.5291 | 84.0455 | 1099.9302 | 16527.8724 | 67520.5543 | 85148.3569 | 429527.2047 | 518111.1295 | 5.601% | 548853.8574
BUREAU #2546 | TERTIAIRE | BUREAUX | 4753.0151 | 2023 | 6591.3035 | 0 | 0 | 0 | 0 | 2313.2679 | 5871.2956 | 7014.9483 | 1 | 14416.5657 | 16344.3541 | 9 | 0 | 0 | 0 | 0 | 0 | 0 | 18859.7265 | 415.4696 | 125931.8961 | 506.75 | 14615.013 | 46.0536 | 747.1379 | 0 | 16079.8194 | 107.2688 | 0 | 27191.2049 | 90.26% | 9.742% | 340.4408 | 0 | 104.3033 | 6.5069 | 204.4651 | 187.9323 | 194.2462 | 42.5503 | 593.395 | 8977.7918 | 55096.4458 | 64667.6326 | 255390.9652 | 321846.8091 | 1.23% | 325854.8085
BUREAU #2547 | TERTIAIRE | BUREAUX | 12816.4233 | 2015 | 13136.0645 | 0 | 0 | 0 | 0 | 3994.007 | 14041.1852 | 11518.0082 | 2 | 44028.9776 | 35458.7822 | 34 | 0 | 0 | 0 | 0 | 0 | 0 | 40344.0843 | 1161.9764 | 280158.8332 | 1597.0254 | 44564.3866 | 124.6513 | 2269.7462 | 0 | 40194.1201 | 336.2934 | 0 | 68588.1592 | 91.06% | 8.944% | 846.9232 | 0 | 190.7582 | 21.4328 | 425.1891 | 357.1122 | 467.7935 | 130.3321 | 1657.1632 | 22565.8145 | 132825.8567 | 157048.8344 | 607318.4662 | 769493.0444 | 6.115% | 819609.0435
BUREAU #2548 | TERTIAIRE | BUREAUX | 13259.0225 | 2012 | 14378.2845 | 0 | 0 | 0 | 0 | 4498.2174 | 11883.6692 | 12863.0944 | 2 | 33524.6926 | 41363.714 | 24 | 0 | 0 | 0 | 0 | 0 | 0 | 41029.6463 | 961.5598 | 348126.963 | 2004.257 | 33005.7443 | 168.1912 | 1808.0154 | 0 | 25499.6928 | 306.415 | 0 | 78304.2324 | 91.04% | 8.955% | 1413.0544 | 0 | 192.8792 | 19.7039 | 409.2143 | 322.9678 | 521.0553 | 101.4558 | 1174.0798 | 24653.4148 | 148798.9696 | 174626.4642 | 651588.4819 | 830696.7682 | 1.211% | 840879.31
BUREAU #2549 | TERTIAIRE | BUREAUX | 4248.7881 | 2010 | 3815.3971 | 0 | 0 | 0 | 0 | 1619.6207 | 3438.2396 | 3231.853 | 1 | 10263.6355 | 11612.0269 | 10 | 0 | 0 | 0 | 0 | 0 | 0 | 9508.0513 | 399.9167 | 66540.8177 | 706.5295 | 8199.1407 | 59.1918 | 840.2874 | 0 | 11828.4527 | 102.5339 | 0 | 19954.4336 | 94.1% | 5.897% | 307.7859 | 0 | 85.8162 | 5.5227 | 132.8584 | 131.3682 | 177.0042 | 31.612 | 552.318 | 9100.4101 | 53207.8192 | 62860.5472 | 153442.6452 | 217618.5279 | 1.984% | 222023.3933
BUREAU #2550 | TERTIAIRE | BUREAUX | 18937.3331 | 2015 | 18965.2598 | 0 | 0 | 0 | 0 | 7078.3353 | 23680.7566 | 19486.4003 | 3 | 75972.967 | 57229.0819 | 42 | 0 | 0 | 0 | 0 | 0 | 0 | 55534.9402 | 1246.8584 | 469787.6608 | 3153.1193 | 47711.0543 | 243.0746 | 2897.8058 | 0 | 55765.8376 | 440.106 | 0 | 117101.8713 | 96.51% | 3.485% | 1974.0594 | 0 | 404.8955 | 28.1682 | 581.6771 | 690.8191 | 776.5353 | 153.1865 | 1971.7414 | 32574.5808 | 174890.2358 | 209436.558 | 958890.3895 | 1175410.8848 | 4.12% | 1225917.4261
BUREAU #2551 | TERTIAIRE | BUREAUX | 15061.4405 | 2013 | 14796.071 | 0 | 0 | 0 | 0 | 4995.3822 | 12541.844 | 18021.9565 | 2 | 54648.389 | 47446.5665 | 37 | 0 | 0 | 0 | 0 | 0 | 0 | 52774.2125 | 1254.2189 | 411448.5904 | 2306.9532 | 48709.5815 | 183.6862 | 2660.6486 | 0 | 45201.0135 | 447.6917 | 0 | 64901.3557 | 92.07% | 7.935% | 1259.6833 | 0 | 307.803 | 22.6656 | 483.3893 | 389.8891 | 659.6578 | 109.2579 | 2012.2518 | 27360.8641 | 162064.9228 | 191438.0387 | 780912.6483 | 976687.463 | 6.2% | 1041239.1693
BUREAU #2552 | TERTIAIRE | BUREAUX | 21973.4322 | 2018 | 24390.7898 | 0 | 0 | 0 | 0 | 11017.3545 | 28172.8407 | 21748.4328 | 3 | 89989.4844 | 70322.0851 | 47 | 0 | 0 | 0 | 0 | 0 | 0 | 67380.65 | 1358.4197 | 531403.9149 | 2689.7486 | 78152.8215 | 288.4129 | 3791.3138 | 0 | 62744.4209 | 556.3755 | 0 | 103111.5985 | 96.67% | 3.329% | 2132.4404 | 0 | 331.6542 | 27.5718 | 960.8582 | 586.0781 | 838.4477 | 198.7998 | 3172.8893 | 43422.6935 | 179709.356 | 226304.9389 | 1102547.8861 | 1335938.9726 | 5.104% | 1407797.4124
BUREAU #2553 | TERTIAIRE | BUREAUX | 19163.1044 | 2015 | 17432.7672 | 0 | 0 | 0 | 0 | 6808.4885 | 23745.2516 | 19427.9628 | 3 | 65421.6788 | 44466.9715 | 45 | 0 | 0 | 0 | 0 | 0 | 0 | 47814.709 | 1338.7923 | 466822.2991 | 2772.1232 | 43504.0049 | 216.9297 | 2990.5447 | 0 | 38246.3454 | 624.7818 | 0 | 120744.9042 | 96.95% | 3.047% | 1822.8816 | 0 | 331.2994 | 31.9374 | 695.7915 | 461.1013 | 590.7226 | 191.4158 | 2795.6749 | 32015.1564 | 151210.3201 | 186021.1514 | 913719.0826 | 1104597.6043 | 3.136% | 1140357.3849
BUREAU #2554 | TERTIAIRE | BUREAUX | 3899.573 | 2010 | 4545.0649 | 0 | 0 | 0 | 0 | 1574.1895 | 4042.663 | 3222.5793 | 1 | 9432.6108 | 12531.7782 | 9 | 0 | 0 | 0 | 0 | 0 | 0 | 9006.8713 | 357.6772 | 60827.6764 | 478.9295 | 12229.0965 | 50.0672 | 579.957 | 0 | 9290.0198 | 95.679 | 0 | 22447.4419 | 96.43% | 3.569% | 289.7963 | 0 | 74.8399 | 5.8384 | 116.944 | 127.9451 | 128.7661 | 25.5012 | 401.1406 | 7629.5818 | 46165.7627 | 54196.4851 | 149756.9075 | 205152.6625 | 7.921% | 222801.3311
BUREAU #2555 | TERTIAIRE | BUREAUX | 18874.687 | 2009 | 22607.9974 | 0 | 0 | 0 | 0 | 8109.0394 | 15774.8643 | 12935.592 | 3 | 52156.6651 | 38050.8302 | 36 | 0 | 0 | 0 | 0 | 0 | 0 | 39430.0354 | 1410.1521 | 456710.1336 | 3023.8089 | 57896.2542 | 227.8659 | 2874.8149 | 0 | 39303.2602 | 485.8664 | 0 | 94757.921 | 89.66% | 10.34% | 1870.6267 | 0 | 327.9803 | 24.0039 | 574.822 | 650.6551 | 759.8163 | 137.3628 | 1704.615 | 32957.085 | 230824.8268 | 265486.5268 | 868518.2076 | 1139757.0615 | 6.029% | 1212881.1794
BUREAU #2556 | TERTIAIRE | BUREAUX | 10995.9873 | 2010 | 8715.7725 | 0 | 0 | 0 | 0 | 2921.4954 | 9061.4246 | 11244.7256 | 2 | 39239.7073 | 36250.5928 | 28 | 0 | 0 | 0 | 0 | 0 | 0 | 38776.7056 | 1009.0597 | 176470.6565 | 1540.9279 | 33990.9824 | 99.2062 | 1728.8778 | 0 | 25305.1154 | 283.1627 | 0 | 67862.6265 | 86.49% | 13.51% | 1172.8833 | 0 | 241.5454 | 17.7641 | 425.8971 | 436.5937 | 486.4268 | 71.5099 | 1110.3657 | 22952.3293 | 94552.8256 | 118615.5206 | 451003.5395 | 572739.0595 | 6.521% | 612689.6467
BUREAU #2557 | TERTIAIRE | BUREAUX | 4779.432 | 2008 | 5276.7876 | 0 | 0 | 0 | 0 | 1993.0819 | 3991.2281 | 3898.7824 | 1 | 13595.9303 | 9425.8352 | 10 | 0 | 0 | 0 | 0 | 0 | 0 | 11289.9104 | 426.3652 | 78572.8348 | 499.6737 | 12832.4401 | 43.0959 | 792.3532 | 0 | 13002.3108 | 168.3474 | 0 | 28568.1104 | 92.64% | 7.361% | 504.358 | 0 | 95.7159 | 7.1563 | 153.126 | 125.1133 | 194.1428 | 44.1023 | 407.321 | 9074.881 | 59700.0637 | 69182.2657 | 188695.5188 | 258982.9661 | 6.525% | 277060.6644
BUREAU #2558 | TERTIAIRE | BUREAUX | 5018.4834 | 2019 | 7148.3 | 0 | 0 | 0 | 0 | 2362.2566 | 7146.9402 | 5613.367 | 1 | 17622.4141 | 17578.8311 | 10 | 0 | 0 | 0 | 0 | 0 | 0 | 20604.6057 | 468.8771 | 122321.5665 | 791.463 | 14717.8469 | 62.0707 | 745.511 | 0 | 11684.4933 | 148.8673 | 0 | 26869.3632 | 89.83% | 10.17% | 411.2979 | 0 | 107.2988 | 9.0683 | 190.7084 | 133.1881 | 187.608 | 50.9109 | 771.5541 | 9866.9644 | 51667.4155 | 62305.934 | 254986.2656 | 319019.9571 | 1.941% | 325333.59
BUREAU #2559 | TERTIAIRE | BUREAUX | 13621.5801 | 2016 | 16176.895 | 0 | 0 | 0 | 0 | 6187.4653 | 18433.6473 | 16355.0144 | 2 | 58074.1853 | 45682.3445 | 30 | 0 | 0 | 0 | 0 | 0 | 0 | 45980.2115 | 1093.8928 | 344537.4224 | 1922.3496 | 39487.6663 | 125.8761 | 1929.4073 | 0 | 41275.1632 | 323.4969 | 0 | 75148.2681 | 89.86% | 10.14% | 1113.8522 | 0 | 241.1851 | 17.1317 | 548.9973 | 453.6742 | 436.8896 | 137.2046 | 1629.3509 | 24129.5442 | 130490.6262 | 156249.5213 | 709350.8816 | 870112.8516 | 6.222% | 927840.045
BUREAU #2560 | TERTIAIRE | BUREAUX | 4230.4963 | 2021 | 4638.6376 | 0 | 0 | 0 | 0 | 2018.4809 | 4487.2469 | 5157.3688 | 1 | 17559.7042 | 15594.8378 | 11 | 0 | 0 | 0 | 0 | 0 | 0 | 16222.0731 | 358.5385 | 107624.0766 | 631.0726 | 14374.1056 | 51.9908 | 690.0765 | 0 | 11457.4522 | 115.6885 | 0 | 25950.9543 | 89.64% | 10.36% | 434.6753 | 0 | 75.5899 | 7.5673 | 122.5505 | 113.5569 | 153.7429 | 38.7579 | 623.93 | 10879.7661 | 42002.1068 | 53505.8029 | 227875.4337 | 282569.0317 | 5.791% | 299940.0152
BUREAU #2561 | TERTIAIRE | BUREAUX | 5272.4741 | 2017 | 5411.1479 | 0 | 0 | 0 | 0 | 1772.1072 | 5014.9864 | 5823.9021 | 1 | 19233.6709 | 18849.5065 | 9 | 0 | 0 | 0 | 0 | 0 | 0 | 16823.5759 | 403.4666 | 114855.7703 | 768.5038 | 13527.9238 | 65.1291 | 915.2379 | 0 | 15400.3623 | 175.6973 | 0 | 27599.1167 | 95.41% | 4.589% | 406.8435 | 0 | 81.0222 | 6.6573 | 170.4663 | 183.534 | 172.9037 | 42.2605 | 607.772 | 12635.597 | 56207.112 | 69450.4809 | 246554.7297 | 317937.2085 | 1.422% | 322522.0895
BUREAU #2562 | TERTIAIRE | BUREAUX | 10539.7349 | 2016 | 9784.5447 | 0 | 0 | 0 | 0 | 3922.4904 | 11877.6364 | 8484.4031 | 2 | 43755.8702 | 37868.6758 | 23 | 0 | 0 | 0 | 0 | 0 | 0 | 29751.1379 | 918.6168 | 300576.0021 | 1369.2338 | 26378.868 | 110.347 | 1862.509 | 0 | 29187.8415 | 350.8346 | 0 | 75439.4378 | 95.95% | 4.049% | 803.5745 | 0 | 236.5319 | 12.0063 | 337.2971 | 318.2703 | 352.4009 | 91.9845 | 1453.6562 | 20177.9445 | 122135.8945 | 143767.4952 | 584425.9024 | 732484.0655 | 8.173% | 797680.342
BUREAU #2563 | TERTIAIRE | BUREAUX | 22514.8494 | 2012 | 26845.3421 | 0 | 0 | 0 | 0 | 9046.1101 | 27275.0655 | 24264.3317 | 5 | 80832.2753 | 65009.4619 | 49 | 0 | 0 | 0 | 0 | 0 | 0 | 73520.5099 | 2003.1506 | 461834.0109 | 3436.7451 | 54269.5835 | 296.8095 | 3537.1491 | 0 | 43052.5078 | 660.0658 | 0 | 118893.1574 | 87.02% | 12.98% | 2287.7585 | 0 | 474.5196 | 34.362 | 808.712 | 687.8067 | 976.0541 | 151.9157 | 2035.8902 | 39024.1743 | 255641.1075 | 296701.1721 | 992353.2483 | 1297524.1252 | 2.628% | 1332537.227
BUREAU #2564 | TERTIAIRE | BUREAUX | 22999.8586 | 2010 | 23966.722 | 0 | 0 | 0 | 0 | 6342.776 | 26780.9293 | 15710.9341 | 4 | 79892.8934 | 72629.9505 | 57 | 0 | 0 | 0 | 0 | 0 | 0 | 54866.5319 | 1867.0954 | 440037.2737 | 2731.8089 | 56003.5177 | 206.3255 | 4014.2807 | 0 | 52284.0456 | 764.5738 | 0 | 145829.6813 | 94.12% | 5.877% | 1724.9037 | 0 | 351.2317 | 28.1373 | 847.9531 | 629.6818 | 1016.0136 | 229.2906 | 2671.1373 | 39896.9499 | 260656.5956 | 303224.6828 | 981102.7379 | 1290138.5225 | 5.254% | 1361678.1603
BUREAU #2565 | TERTIAIRE | BUREAUX | 15729.4611 | 2012 | 14157.8045 | 0 | 0 | 0 | 0 | 7187.1742 | 16837.7613 | 13137.8793 | 2 | 61816.6454 | 43240.8637 | 29 | 0 | 0 | 0 | 0 | 0 | 0 | 35457.848 | 1131.8221 | 380437.9508 | 1722.6376 | 36304.8569 | 185.1469 | 1982.6815 | 0 | 31561.6429 | 383.5093 | 0 | 83248.8007 | 90.66% | 9.342% | 1287.5287 | 0 | 297.5972 | 27.8035 | 538.7551 | 523.1106 | 526.3456 | 138.5021 | 1472.5002 | 22628.4874 | 181665.5774 | 205766.565 | 731737.1638 | 943284.7935 | 0.747% | 950384.4746
BUREAU #2566 | TERTIAIRE | BUREAUX | 17030.8641 | 2024 | 19512.2727 | 0 | 0 | 0 | 0 | 7168.9975 | 25847.7824 | 24862.1333 | 2 | 75556.9973 | 49207.4875 | 40 | 0 | 0 | 0 | 0 | 0 | 0 | 55056.1009 | 1130.6452 | 570711.232 | 2089.621 | 66901.0354 | 175 | 3066.1901 | 0 | 50098.7477 | 501.6518 | 0 | 116162.8836 | 90.52% | 9.476% | 1817.094 | 0 | 349.089 | 24.2619 | 581.6625 | 539.6929 | 523.9447 | 174.1422 | 2741.036 | 42297.87 | 143088.9507 | 188127.8566 | 1090156.6255 | 1284473.9319 | 2.056% | 1311436.9021
BUREAU #2567 | TERTIAIRE | BUREAUX | 10829.8842 | 2015 | 14371.5001 | 0 | 0 | 0 | 0 | 5226.7799 | 13080.1917 | 11088.3674 | 1 | 32755.0696 | 39178.3364 | 23 | 0 | 0 | 0 | 0 | 0 | 0 | 32790.2228 | 683.0941 | 227405.818 | 1204.8706 | 27338.073 | 104.6258 | 1941.7603 | 0 | 33151.385 | 300.9064 | 0 | 59920.1123 | 87.23% | 12.77% | 945.977 | 0 | 186.7028 | 14.9163 | 427.1893 | 431.1372 | 359.0478 | 103.6106 | 1595.512 | 16933.8245 | 97930.6601 | 116459.9965 | 490997.3639 | 610505.4085 | 5.403% | 645372.0226
BUREAU #2568 | TERTIAIRE | BUREAUX | 22174.0167 | 2009 | 22119.5153 | 0 | 0 | 0 | 0 | 6590.5793 | 19640.9767 | 15702.6548 | 4 | 66665.363 | 68683.822 | 49 | 0 | 0 | 0 | 0 | 0 | 0 | 65623.2521 | 1894.8093 | 488226.1678 | 3763.0473 | 56235.6804 | 191.2678 | 3794.771 | 0 | 62456.6844 | 621.0419 | 0 | 135693.6287 | 90.98% | 9.021% | 1798.016 | 0 | 437.5451 | 28.9981 | 640.8541 | 667.1042 | 778.6415 | 194.6883 | 2143.3051 | 31340.875 | 203836.1977 | 237320.3777 | 1010859.1329 | 1254166.4666 | 7.667% | 1358315.2099
BUREAU #2569 | TERTIAIRE | BUREAUX | 20491.7397 | 2022 | 32981.6644 | 0 | 0 | 0 | 0 | 8079.8744 | 27172.2385 | 29380.5863 | 3 | 78532.493 | 67313.6818 | 44 | 0 | 0 | 0 | 0 | 0 | 0 | 88854.7845 | 1232.818 | 645907.9998 | 2261.9621 | 56354.5466 | 178.8562 | 3059.9927 | 0 | 59114.0915 | 484.7904 | 0 | 130681.1752 | 97.01% | 2.988% | 1509.1648 | 0 | 423.8679 | 29.6774 | 584.3873 | 751.0794 | 794.6018 | 204.094 | 2314.7994 | 40438.035 | 175764.8972 | 218517.7316 | 1238747.0986 | 1466592.2693 | 3.651% | 1522159.7963
BUREAU #2570 | TERTIAIRE | BUREAUX | 10788.2361 | 2023 | 11535.1365 | 0 | 0 | 0 | 0 | 5037.031 | 10976.0182 | 15674.0234 | 2 | 43422.4927 | 45781.5241 | 19 | 0 | 0 | 0 | 0 | 0 | 0 | 43145.4773 | 885.5993 | 298384.6931 | 1378.6263 | 31816.3044 | 123.4732 | 1856.0337 | 0 | 28814.357 | 232.1132 | 0 | 78049.3487 | 95.78% | 4.218% | 853.7481 | 0 | 187.893 | 13.2286 | 385.4865 | 398.4777 | 439.97 | 73.6174 | 1589.4907 | 30415.4382 | 84912.1522 | 116917.0811 | 616880.3434 | 738116.7256 | 4.105% | 769714.156
BUREAU #2571 | TERTIAIRE | BUREAUX | 15728.867 | 2008 | 16869.531 | 0 | 0 | 0 | 0 | 6187.9845 | 15063.7447 | 13518.8174 | 2 | 50722.1427 | 44834.759 | 34 | 0 | 0 | 0 | 0 | 0 | 0 | 51297.7771 | 1135.3511 | 380729.0995 | 2148.3042 | 40597.5355 | 189.3046 | 2999.2461 | 0 | 43857.1499 | 337.8996 | 0 | 61214.4902 | 93.9% | 6.102% | 1224.141 | 0 | 318.8147 | 26.9511 | 569.4015 | 580.5254 | 554.5198 | 154.5537 | 1703.8248 | 20398.6895 | 168704.9172 | 190807.4315 | 726649.7054 | 920862.5061 | 5.251% | 971893.748
BUREAU #2572 | TERTIAIRE | BUREAUX | 20827.4576 | 2018 | 31352.0358 | 0 | 0 | 0 | 0 | 9095.8419 | 25342.274 | 20574.4325 | 4 | 86614.126 | 70735.3208 | 37 | 0 | 0 | 0 | 0 | 0 | 0 | 74900.5036 | 1755.2952 | 597795.084 | 3445.5538 | 64189.4234 | 277.7164 | 3651.936 | 0 | 69692.2373 | 536.7893 | 0 | 158222.7313 | 97.28% | 2.718% | 1662.6302 | 0 | 364.3049 | 23.7754 | 874.0247 | 633.3349 | 837.2478 | 185.9495 | 2212.5036 | 46148.3768 | 243374.6057 | 291735.4861 | 1232176.3112 | 1531847.9084 | 0.6221% | 1541436.4623
BUREAU #2573 | TERTIAIRE | BUREAUX | 18714.1047 | 2022 | 29677.6541 | 0 | 0 | 0 | 0 | 10571.913 | 20214.3545 | 17868.3446 | 4 | 65119.143 | 66681.836 | 31 | 0 | 0 | 0 | 0 | 0 | 0 | 65230.2985 | 1672.9926 | 515144.9851 | 3200.6621 | 58961.4136 | 169.3221 | 3235.3398 | 0 | 58377.2906 | 454.8321 | 0 | 140569.6604 | 91.49% | 8.512% | 1665.6015 | 0 | 300.6482 | 31.4791 | 602.7672 | 683.7673 | 828.9141 | 136.801 | 1950.5825 | 36214.8446 | 223513.6811 | 261679.1083 | 1059784.1942 | 1328749.4427 | 4.661% | 1393711.6266
BUREAU #2574 | TERTIAIRE | BUREAUX | 19757.6656 | 2015 | 20536.4961 | 0 | 0 | 0 | 0 | 5925.0576 | 20802.3944 | 15436.3803 | 3 | 58476.424 | 72272.9022 | 38 | 0 | 0 | 0 | 0 | 0 | 0 | 71515.3436 | 1404.8207 | 557492.2795 | 2837.7708 | 68987.1067 | 193.9742 | 3427.924 | 0 | 42004.3209 | 657.5563 | 0 | 105342.9303 | 94.83% | 5.169% | 1403.4079 | 0 | 282.2017 | 28.0275 | 835.1383 | 684.3634 | 887.7623 | 151.5756 | 2494.2516 | 34426.3357 | 167602.8406 | 204523.4279 | 1045582.5748 | 1257895.9907 | 1.007% | 1270686.1052
BUREAU #2575 | TERTIAIRE | BUREAUX | 4379.9224 | 2021 | 4208.4286 | 0 | 0 | 0 | 0 | 1861.6992 | 6249.1475 | 5736.6036 | 1 | 20152.0496 | 14939.9298 | 10 | 0 | 0 | 0 | 0 | 0 | 0 | 16873.1133 | 253.2598 | 87896.7772 | 607.2092 | 13107.2837 | 47.4716 | 668.1328 | 0 | 15735.4396 | 116.0442 | 0 | 30536.3616 | 96.36% | 3.636% | 427.3371 | 0 | 68.7456 | 6.6461 | 129.4262 | 149.2158 | 184.4351 | 29.9614 | 513.3304 | 7842.4059 | 39900.2269 | 48255.9633 | 216909.8383 | 266770.5633 | 7.563% | 288598.4875
BUREAU #2576 | TERTIAIRE | BUREAUX | 13483.3203 | 2019 | 15156.7567 | 0 | 0 | 0 | 0 | 5062.2734 | 17229.6102 | 12953.9851 | 2 | 59408.8463 | 51667.4164 | 29 | 0 | 0 | 0 | 0 | 0 | 0 | 45567.5801 | 1044.3378 | 330176.1873 | 1893.0874 | 32616.6631 | 187.4872 | 2225.8754 | 0 | 43834.8342 | 465.2641 | 0 | 66847.5491 | 97.04% | 2.962% | 949.4584 | 0 | 185.5368 | 15.4116 | 400.8329 | 422.6471 | 421.8704 | 87.2766 | 1310.8103 | 30273.7396 | 150942.1887 | 182526.7387 | 684888.7444 | 872205.6275 | 5.647% | 924410.7076
BUREAU #2577 | TERTIAIRE | BUREAUX | 14708.4384 | 2021 | 15717.2448 | 0 | 0 | 0 | 0 | 5005.8389 | 14554.4041 | 20692.0888 | 3 | 49492.481 | 57980.7642 | 36 | 0 | 0 | 0 | 0 | 0 | 0 | 50791.3535 | 1138.7446 | 462240.1642 | 2191.5114 | 48180.2603 | 203.218 | 2413.8256 | 0 | 40563.703 | 341.3997 | 0 | 102216.3785 | 95.73% | 4.271% | 1365.1906 | 0 | 219.5609 | 25.0084 | 488.9502 | 382.57 | 507.8215 | 106.066 | 1497.897 | 35969.0904 | 184447.8742 | 221914.8617 | 872500.4174 | 1099139.2415 | 4.219% | 1147556.6057
BUREAU #2578 | TERTIAIRE | BUREAUX | 7003.7042 | 2019 | 9493.6516 | 0 | 0 | 0 | 0 | 3094.8833 | 9537.1418 | 9304.2127 | 1 | 19982.853 | 26931.3933 | 16 | 0 | 0 | 0 | 0 | 0 | 0 | 22181.0814 | 554.298 | 158997.7985 | 1013.1022 | 26413.7321 | 91.2655 | 1140.846 | 0 | 16560.6744 | 200.8195 | 0 | 53027.6787 | 96.01% | 3.988% | 514.1442 | 0 | 124.7515 | 12.44 | 214.9227 | 183.3619 | 196.4617 | 54.455 | 1039.6271 | 16069.5807 | 87414.0829 | 104523.2908 | 355245.9564 | 461700.0268 | 6.49% | 493743.4387
BUREAU #2579 | TERTIAIRE | BUREAUX | 5369.4372 | 2017 | 5770.8598 | 0 | 0 | 0 | 0 | 1678.3132 | 5979.2134 | 6658.2813 | 1 | 16611.832 | 14977.2588 | 11 | 0 | 0 | 0 | 0 | 0 | 0 | 19890.1563 | 412.0477 | 121178.3139 | 802.864 | 19329.3914 | 57.0093 | 835.0021 | 0 | 12664.6527 | 159.3156 | 0 | 30225.1873 | 93.85% | 6.154% | 576.8639 | 0 | 80.3534 | 8.3869 | 213.8697 | 142.3799 | 187.397 | 52.8473 | 809.5626 | 11709.9117 | 54142.852 | 66662.3262 | 259985.1693 | 328405.0244 | 5.661% | 348109.8317
BUREAU #2580 | TERTIAIRE | BUREAUX | 4723.3229 | 2013 | 5959.1806 | 0 | 0 | 0 | 0 | 2159.5593 | 4566.8098 | 4860.6854 | 1 | 14789.0811 | 15793.1558 | 8 | 0 | 0 | 0 | 0 | 0 | 0 | 15350.7568 | 448.2967 | 103084.0261 | 735.1622 | 15570.5321 | 47.0031 | 739.6511 | 0 | 11393.5595 | 110.0978 | 0 | 24379.9125 | 91.76% | 8.243% | 447.6518 | 0 | 69.1315 | 6.1641 | 133.448 | 122.1488 | 212.9975 | 44.5213 | 611.2042 | 10693.0869 | 56192.2218 | 67496.5129 | 220138.3003 | 288732.6284 | 3.558% | 299383.7013
BUREAU #2581 | TERTIAIRE | BUREAUX | 6810.902 | 2020 | 7846.3759 | 0 | 0 | 0 | 0 | 3418.7699 | 8047.5252 | 7382.8087 | 1 | 23249.9901 | 23608.9784 | 13 | 0 | 0 | 0 | 0 | 0 | 0 | 24977.4649 | 454.1029 | 202037.875 | 1065.4798 | 20433.9976 | 59.9149 | 1160.6808 | 0 | 24352.9578 | 236.9195 | 0 | 36823.2252 | 92.31% | 7.688% | 655.4951 | 0 | 117.252 | 12.2514 | 228.8111 | 234.7564 | 250.137 | 54.0016 | 998.1774 | 16677.9591 | 81318.2151 | 98994.3517 | 390340.6732 | 492223.7289 | 4.217% | 513894.5599
BUREAU #2582 | TERTIAIRE | BUREAUX | 21928.5349 | 2023 | 34397.7162 | 0 | 0 | 0 | 0 | 11251.3173 | 30931.3362 | 31872.8933 | 3 | 81529.2245 | 64432.392 | 39 | 0 | 0 | 0 | 0 | 0 | 0 | 95232.4566 | 1770.0631 | 496121.3926 | 2290.0097 | 85254.8138 | 204.9929 | 3873.9237 | 0 | 74005.5029 | 513.6316 | 0 | 116852.9853 | 94.59% | 5.412% | 2032.8488 | 0 | 329.5548 | 36.1593 | 624.2533 | 727.6923 | 797.948 | 201.5384 | 3157.9178 | 49144.7018 | 192200.3744 | 244502.9939 | 1141392.4787 | 1395056.5635 | 2.362% | 1428808.3332
BUREAU #2583 | TERTIAIRE | BUREAUX | 9881.3809 | 2013 | 10645.4608 | 0 | 0 | 0 | 0 | 3481.835 | 11704.4263 | 11697.846 | 2 | 38774.4276 | 26655.3103 | 24 | 0 | 0 | 0 | 0 | 0 | 0 | 32006.4514 | 720.1505 | 246005.4763 | 1448.2939 | 26113.8465 | 107.5152 | 1469.211 | 0 | 29729.3396 | 327.9906 | 0 | 52516.6258 | 94% | 6.004% | 705.6997 | 0 | 181.4696 | 12.2122 | 297.2357 | 316.9309 | 323.3584 | 90.4805 | 875.9435 | 14958.8031 | 119541.073 | 135375.8197 | 493645.0249 | 632346.3276 | 6.31% | 674936.2037
BUREAU #2584 | TERTIAIRE | BUREAUX | 17328.8628 | 2012 | 20277.0927 | 0 | 0 | 0 | 0 | 7646.0583 | 15367.2947 | 18693.0888 | 3 | 59857.385 | 54612.6835 | 39 | 0 | 0 | 0 | 0 | 0 | 0 | 60815.8748 | 1220.4658 | 334029.5352 | 1853.6661 | 40865.1125 | 231.4493 | 2893.6751 | 0 | 33407.279 | 602.4449 | 0 | 108530.5796 | 94.52% | 5.484% | 1508.4655 | 0 | 260.8735 | 24.3403 | 770.6445 | 549.5004 | 625.3129 | 118.461 | 1634.3815 | 35928.5921 | 149818.2491 | 187381.2227 | 759907.0523 | 952650.0919 | 7.617% | 1031194.5355
BUREAU #2585 | TERTIAIRE | BUREAUX | 18697.3451 | 2017 | 22677.2186 | 0 | 0 | 0 | 0 | 6727.0443 | 17452.2785 | 21342.007 | 3 | 49953.9336 | 43424.1835 | 39 | 0 | 0 | 0 | 0 | 0 | 0 | 52677.733 | 1646.3393 | 393368.7258 | 2333.585 | 66792.7863 | 254.3047 | 3234.873 | 0 | 58118.0803 | 415.176 | 0 | 93381.5616 | 97.03% | 2.967% | 1282.8799 | 0 | 344.4321 | 29.2697 | 575.6221 | 469.0755 | 581.585 | 163.7455 | 1777.9582 | 29772.1015 | 191343.4649 | 222893.5245 | 839924.4024 | 1070046.5075 | 0.6886% | 1077465.7342
BUREAU #2586 | TERTIAIRE | BUREAUX | 20221.0263 | 2015 | 23349.1782 | 0 | 0 | 0 | 0 | 8089.2671 | 25673.3695 | 15668.2067 | 4 | 66493.5509 | 70584.5722 | 42 | 0 | 0 | 0 | 0 | 0 | 0 | 54983.1828 | 1489.2184 | 492556.5897 | 2787.0309 | 58002.4361 | 256.2244 | 3105.8955 | 0 | 55391.0518 | 678.1428 | 0 | 138213.9045 | 95.04% | 4.957% | 1504.1488 | 0 | 434.5498 | 29.2865 | 566.8427 | 553.5236 | 707.041 | 142.1034 | 2049.6647 | 31968.4638 | 216171.9436 | 250190.0722 | 1013151.4156 | 1271476.939 | 0.6374% | 1279633.0164
BUREAU #2587 | TERTIAIRE | BUREAUX | 5146.7004 | 2010 | 5794.6136 | 0 | 0 | 0 | 0 | 2229.1502 | 4857.9535 | 5492.0451 | 1 | 14034.675 | 11557.9099 | 9 | 0 | 0 | 0 | 0 | 0 | 0 | 17288.3279 | 415.1919 | 128740.9919 | 593.7801 | 11195.6427 | 72.0074 | 810.9197 | 0 | 14386.1038 | 118.9471 | 0 | 22801.0537 | 96.92% | 3.076% | 519.2487 | 0 | 79.8709 | 8.5222 | 205.5081 | 185.8847 | 144.1288 | 33.7867 | 673.4629 | 8814.6606 | 42908.2471 | 52396.3705 | 243969.2946 | 297900.7384 | 5% | 313580.3116
BUREAU #2588 | TERTIAIRE | BUREAUX | 10982.3855 | 2013 | 11275.3492 | 0 | 0 | 0 | 0 | 3355.6174 | 9791.4223 | 11717.0191 | 2 | 42847.4742 | 28552.7085 | 21 | 0 | 0 | 0 | 0 | 0 | 0 | 33610.9329 | 746.101 | 295595.206 | 1544.3111 | 27077.5809 | 133.7617 | 1909.8686 | 0 | 22172.4334 | 330.8804 | 0 | 46710.894 | 94.77% | 5.227% | 732.9207 | 0 | 186.4284 | 13.6834 | 376.7069 | 409.5724 | 487.6471 | 94.8214 | 1246.236 | 19234.627 | 95939.7474 | 116420.6104 | 541476.4197 | 660671.0852 | 3.252% | 682876.0013
BUREAU #2589 | TERTIAIRE | BUREAUX | 18147.8415 | 2013 | 16827.2874 | 0 | 0 | 0 | 0 | 8569.9195 | 16109.4901 | 21116.4942 | 3 | 68499.9704 | 63604.6919 | 42 | 0 | 0 | 0 | 0 | 0 | 0 | 44878.9075 | 1053.2285 | 322462.5586 | 3038.6199 | 45116.5428 | 178.9179 | 3574.3514 | 0 | 51655.7927 | 589.4722 | 0 | 123114.1377 | 88.64% | 11.36% | 1329.2389 | 0 | 338.0437 | 32.3542 | 645.5271 | 609.376 | 568.3004 | 144.4761 | 1901.1987 | 33811.3254 | 186979.929 | 222692.4532 | 776813.3235 | 1006380.8586 | 4.358% | 1052235.6167
BUREAU #2590 | TERTIAIRE | BUREAUX | 5113.3162 | 2021 | 7237.7936 | 0 | 0 | 0 | 0 | 2662.1294 | 6480.0019 | 5148.5254 | 1 | 22373.867 | 15676.6705 | 13 | 0 | 0 | 0 | 0 | 0 | 0 | 15399.6789 | 421.1165 | 133076.5886 | 657.8126 | 16433.5576 | 56.9735 | 877.7134 | 0 | 18126.4554 | 127.6585 | 0 | 29924.4947 | 93.49% | 6.508% | 533.1755 | 0 | 84.3689 | 8.8729 | 207.4051 | 195.5006 | 157.6542 | 42.4237 | 805.4294 | 11834.9405 | 66289.5262 | 78929.896 | 279680.4087 | 360617.6619 | 4.725% | 378500.1607
BUREAU #2591 | TERTIAIRE | BUREAUX | 16194.1348 | 2013 | 19143.7681 | 0 | 0 | 0 | 0 | 7170.4541 | 15624.363 | 16278.4384 | 3 | 65047.7631 | 41106.1014 | 42 | 0 | 0 | 0 | 0 | 0 | 0 | 44759.8664 | 982.6598 | 324101.4485 | 2651.1748 | 41602.8586 | 183.4421 | 2290.9511 | 0 | 42857.588 | 367.3062 | 0 | 105170.5787 | 91.04% | 8.955% | 1187.6326 | 0 | 335.0088 | 18.0156 | 707.2556 | 495.4022 | 518.2337 | 111.9287 | 1647.3449 | 23883.8209 | 149750.1229 | 175281.2887 | 730635.7324 | 910750.7215 | 5.208% | 960788.6675
BUREAU #2592 | TERTIAIRE | BUREAUX | 7357.6371 | 2011 | 9122.8072 | 0 | 0 | 0 | 0 | 3328.8137 | 7171.3571 | 5793.0253 | 2 | 19690.5813 | 22410.0037 | 19 | 0 | 0 | 0 | 0 | 0 | 0 | 25692.4879 | 480.2005 | 139757.7615 | 1223.6849 | 14727.7341 | 76.4623 | 1308.9456 | 0 | 20220.4465 | 236.1036 | 0 | 32176.567 | 87.45% | 12.55% | 700.2962 | 0 | 127.1003 | 12.4358 | 230.6916 | 290.5182 | 252.8447 | 67.5971 | 908.0966 | 15603.7586 | 82728.3065 | 99240.1617 | 304574.4588 | 405485.1221 | 1.822% | 413010.1639
BUREAU #2593 | TERTIAIRE | BUREAUX | 5060.3256 | 2023 | 6427.8059 | 0 | 0 | 0 | 0 | 2356.9517 | 5850.4387 | 4816.3118 | 1 | 22653.7613 | 15998.8454 | 13 | 0 | 0 | 0 | 0 | 0 | 0 | 19818.2819 | 437.205 | 105290.3632 | 661.8745 | 18351.0747 | 52.9132 | 1000.6642 | 0 | 17081.0918 | 143.9084 | 0 | 38284.0267 | 96.61% | 3.392% | 466.72 | 0 | 98.9777 | 7.6592 | 150.9636 | 150.858 | 170.1189 | 44.0668 | 851.1881 | 8784.9375 | 59197.4673 | 68833.593 | 260077.7843 | 330854.5836 | 3.414% | 342547.5765
BUREAU #2594 | TERTIAIRE | BUREAUX | 21489.851 | 2011 | 20869.6334 | 0 | 0 | 0 | 0 | 9377.1765 | 24659.9702 | 15252.802 | 4 | 63888.0228 | 54198.199 | 48 | 0 | 0 | 0 | 0 | 0 | 0 | 75421.5825 | 1437.1757 | 484485.1143 | 2331.048 | 52898.36 | 216.9628 | 3402.7078 | 0 | 42054.0337 | 564.9577 | 0 | 123493.5345 | 89.55% | 10.45% | 2102.7167 | 0 | 452.0599 | 28.1513 | 682.8152 | 857.3154 | 708.7264 | 157.8263 | 2185.0048 | 30503.6625 | 275795.8867 | 308484.554 | 983419.3342 | 1298657.6354 | 8.063% | 1412555.2889
BUREAU #2595 | TERTIAIRE | BUREAUX | 22502.9704 | 2009 | 25810.1965 | 0 | 0 | 0 | 0 | 5853.369 | 25028.2203 | 20556.1124 | 3 | 79423.0813 | 50315.7036 | 57 | 0 | 0 | 0 | 0 | 0 | 0 | 74932.6382 | 2073.7314 | 499221.5364 | 2993.6506 | 43532.7824 | 211.2528 | 4122.3687 | 0 | 53243.9414 | 741.7483 | 0 | 141286.9888 | 92.4% | 7.597% | 1960.7868 | 0 | 373.5428 | 37.6361 | 696.4655 | 893.4268 | 843.5601 | 175.4445 | 1867.206 | 34327.2262 | 206915.7716 | 243110.2038 | 1041622.3424 | 1292226.6381 | 1.308% | 1309358.9555
BUREAU #2596 | TERTIAIRE | BUREAUX | 10396.9097 | 2012 | 11405.0433 | 0 | 0 | 0 | 0 | 3600.9813 | 9311.5968 | 9549.3484 | 2 | 28823.6488 | 29458.7207 | 25 | 0 | 0 | 0 | 0 | 0 | 0 | 33380.5402 | 697.9297 | 207246.1714 | 1584.9958 | 29193.8039 | 90.8554 | 1412.5924 | 0 | 21125.1048 | 326.0255 | 0 | 50555.9104 | 90.23% | 9.774% | 725.4671 | 0 | 224.0288 | 14.3238 | 289.2601 | 379.0357 | 313.7832 | 94.9791 | 1319.1237 | 16493.0554 | 82429.7102 | 100241.8894 | 435679.7457 | 538399.7459 | 5.891% | 572100.6415
BUREAU #2597 | TERTIAIRE | BUREAUX | 13579.0007 | 2015 | 18718.8103 | 0 | 0 | 0 | 0 | 6256.5809 | 17049.1876 | 12333.8032 | 2 | 36396.3689 | 35928.9791 | 27 | 0 | 0 | 0 | 0 | 0 | 0 | 44426.9599 | 882.3873 | 272864.8698 | 1966.6233 | 31009.5438 | 171.9747 | 2141.1099 | 0 | 29005.0312 | 470.2068 | 0 | 76375.0229 | 88.8% | 11.2% | 1360.0332 | 0 | 278.7926 | 21.9883 | 614.6252 | 377.0469 | 406.1797 | 109.9594 | 1707.118 | 33210.8733 | 110789.9547 | 145707.946 | 600593.5257 | 751274.939 | 3.89% | 781683.6546
BUREAU #2598 | TERTIAIRE | BUREAUX | 15432.3109 | 2016 | 19549.205 | 0 | 0 | 0 | 0 | 6723.0495 | 18543.5787 | 19339.5057 | 2 | 54133.6152 | 44313.1483 | 37 | 0 | 0 | 0 | 0 | 0 | 0 | 39976.0276 | 1114.1521 | 312047.4149 | 2221.8654 | 41385.1665 | 150.9946 | 2579.2742 | 0 | 36421.2653 | 454.3259 | 0 | 108031.9693 | 95.66% | 4.338% | 1668.6445 | 0 | 239.7671 | 26.8598 | 581.6795 | 534.749 | 497.9464 | 153.514 | 2314.861 | 34760.3291 | 124910.729 | 161985.919 | 712296.1457 | 878772.8643 | 6.606% | 940934.911
BUREAU #2599 | TERTIAIRE | BUREAUX | 12119.9396 | 2020 | 13785.6416 | 0 | 0 | 0 | 0 | 4017.412 | 15216.859 | 13195.6363 | 2 | 40338.9258 | 35449.4099 | 30 | 0 | 0 | 0 | 0 | 0 | 0 | 51740.2402 | 845.7402 | 255778.1534 | 1368.556 | 33293.4025 | 139.8033 | 2217.9833 | 0 | 35723.895 | 259.2441 | 0 | 61999.8126 | 90.69% | 9.313% | 1241.3897 | 0 | 255.1904 | 14.7765 | 442.2981 | 484.4037 | 500.8545 | 102.8368 | 1689.5723 | 21288.2546 | 157198.9542 | 180176.781 | 565336.5529 | 749056.9296 | 4.237% | 782197.4478
BUREAU #2600 | TERTIAIRE | BUREAUX | 16075.7419 | 2013 | 16640.461 | 0 | 0 | 0 | 0 | 5255.3708 | 18357.6985 | 18394.5771 | 3 | 59676.4794 | 35389.3173 | 33 | 0 | 0 | 0 | 0 | 0 | 0 | 57979.5102 | 1452.7861 | 270022.6317 | 2399.6117 | 44200.099 | 180.1212 | 3037.9007 | 0 | 32000.6953 | 541.0291 | 0 | 95283.5714 | 95.1% | 4.905% | 1551.5253 | 0 | 235.1435 | 26.8046 | 495.1694 | 485.3472 | 721.2369 | 145.8565 | 1879.5437 | 32608.6638 | 152646.0928 | 187134.3003 | 671417.2973 | 864091.918 | 8.086% | 940112.8785
BUREAU #2601 | TERTIAIRE | BUREAUX | 15381.8011 | 2017 | 15347.6101 | 0 | 0 | 0 | 0 | 5850.9004 | 16689.0698 | 16175.5582 | 2 | 49293.9669 | 51116.3876 | 33 | 0 | 0 | 0 | 0 | 0 | 0 | 46110.8994 | 1259.3294 | 299366.2767 | 2282.1705 | 48810.0725 | 167.5395 | 2462.0008 | 0 | 49761.6595 | 412.4858 | 0 | 71076.2695 | 92.92% | 7.081% | 1356.1101 | 0 | 337.8575 | 17.6562 | 644.0676 | 448.4194 | 690.9482 | 144.8981 | 2175.6483 | 38990.9984 | 154244.5285 | 195411.1751 | 680697.4088 | 880918.4588 | 7.05% | 947737.5832
BUREAU #2602 | TERTIAIRE | BUREAUX | 18463.811 | 2023 | 23364.3017 | 0 | 0 | 0 | 0 | 10609.2211 | 25174.937 | 22444.2156 | 3 | 64804.2509 | 68430.2459 | 45 | 0 | 0 | 0 | 0 | 0 | 0 | 68083.1353 | 1335.2201 | 443498.8932 | 2192.5284 | 46279.6329 | 248.5497 | 3132.5061 | 0 | 68838.6058 | 601.5026 | 0 | 102525.6811 | 96.89% | 3.111% | 1718.9424 | 0 | 267.2957 | 23.6017 | 562.4137 | 735.8831 | 802.1172 | 151.447 | 2841.4687 | 39126.3312 | 178265.0969 | 220232.8967 | 945940.7705 | 1171923.1803 | 8.351% | 1278703.8944
BUREAU #2603 | TERTIAIRE | BUREAUX | 13291.7556 | 2013 | 13472.8009 | 0 | 0 | 0 | 0 | 5483.5311 | 12978.622 | 15635.678 | 2 | 40978.5995 | 28651.82 | 23 | 0 | 0 | 0 | 0 | 0 | 0 | 40654.6042 | 925.0489 | 347080.5289 | 2126.168 | 27085.73 | 171.2927 | 2337.222 | 0 | 35314.8277 | 323.5358 | 0 | 57156.9418 | 89.52% | 10.48% | 1301.8929 | 0 | 251.4558 | 21.8294 | 588.4168 | 428.0247 | 428.9314 | 87.7809 | 1314.7283 | 23873.8129 | 169101.7708 | 194290.3119 | 638917.0036 | 836304.9727 | 7.165% | 900848.2148
BUREAU #2604 | TERTIAIRE | BUREAUX | 18247.7981 | 2011 | 16470.0944 | 0 | 0 | 0 | 0 | 6564.1928 | 15210.8926 | 19697.9769 | 3 | 58371.2076 | 37823.9998 | 36 | 0 | 0 | 0 | 0 | 0 | 0 | 43649.1477 | 1252.431 | 473498.2773 | 2653.9382 | 56164.5726 | 259.4805 | 3462.1789 | 0 | 53904.6597 | 594.9524 | 0 | 103342.7182 | 87.58% | 12.42% | 1813.7636 | 0 | 399.0637 | 33.134 | 608.5484 | 724.4992 | 802.0405 | 181.8529 | 1870.1094 | 31486.6991 | 205391.971 | 238748.7795 | 910453.6532 | 1155768.5786 | 1.358% | 1171684.5847
BUREAU #2605 | TERTIAIRE | BUREAUX | 4114.0269 | 2013 | 5098.5815 | 0 | 0 | 0 | 0 | 1652.8509 | 4032.1485 | 4727.7398 | 1 | 11356.7573 | 9337.3328 | 9 | 0 | 0 | 0 | 0 | 0 | 0 | 10484.1863 | 264.264 | 109242.3082 | 450.3183 | 11613.6547 | 47.1292 | 659.6073 | 0 | 10977.6653 | 105.0983 | 0 | 22006.3634 | 96.03% | 3.969% | 446.8046 | 0 | 78.3486 | 6.3075 | 116.3934 | 114.9202 | 120.3116 | 40.0847 | 555.6851 | 7948.7618 | 45773.3857 | 54277.8327 | 206302.0223 | 262089.0085 | 7.191% | 282395.7895
BUREAU #2606 | TERTIAIRE | BUREAUX | 15407.0044 | 2022 | 19465.4982 | 0 | 0 | 0 | 0 | 7432.2145 | 20263.9301 | 20662.5696 | 3 | 71964.4067 | 49970.4439 | 35 | 0 | 0 | 0 | 0 | 0 | 0 | 69003.7414 | 1396.5421 | 390798.9534 | 2595.6263 | 52573.9954 | 149.7763 | 2422.5956 | 0 | 36664.2064 | 478.2435 | 0 | 111022.1051 | 96.18% | 3.824% | 1195.1205 | 0 | 322.1093 | 27.2807 | 497.0898 | 458.41 | 669.8653 | 114.4967 | 2049.8193 | 30810.6224 | 120489.2807 | 153349.7224 | 857220.66 | 1014921.5181 | 7.66% | 1099111.7595
BUREAU #2607 | TERTIAIRE | BUREAUX | 6287.0898 | 2009 | 6502.2757 | 0 | 0 | 0 | 0 | 1720.0009 | 5307.759 | 5835.1856 | 1 | 16449.0653 | 13654.8233 | 16 | 0 | 0 | 0 | 0 | 0 | 0 | 13328.1645 | 409.6977 | 111281.2848 | 788.8056 | 12785.2415 | 55.8441 | 979.0761 | 0 | 15726.0029 | 186.3863 | 0 | 34740.8969 | 96.64% | 3.358% | 487.9158 | 0 | 105.5179 | 8.8916 | 172.6816 | 160.362 | 278.613 | 42.459 | 619.2859 | 12410.2033 | 78078.3103 | 91107.7995 | 244309.373 | 337222.5853 | 6.593% | 361024.7988
BUREAU #2608 | TERTIAIRE | BUREAUX | 11937.0733 | 2019 | 11248.4411 | 0 | 0 | 0 | 0 | 6073.6486 | 16240.3748 | 14199.2029 | 2 | 45822.2802 | 40174.4816 | 30 | 0 | 0 | 0 | 0 | 0 | 0 | 37687.4111 | 986.1534 | 271316.912 | 1548.7278 | 40927.7012 | 142.7392 | 1658.3447 | 0 | 38510.0739 | 286.7798 | 0 | 59437.7282 | 90.03% | 9.965% | 1062.2452 | 0 | 196.2955 | 20.4665 | 429.4385 | 369.8288 | 519.326 | 113.9392 | 1506.6293 | 30829.6881 | 114711.4727 | 147047.7901 | 592417.7751 | 744072.0816 | 5.607% | 788273.4886
BUREAU #2609 | TERTIAIRE | BUREAUX | 21658.5536 | 2016 | 27592.8173 | 0 | 0 | 0 | 0 | 10269.8533 | 23216.0952 | 19386.0599 | 4 | 93255.9327 | 69968.8921 | 52 | 0 | 0 | 0 | 0 | 0 | 0 | 81243.5963 | 1278.7544 | 402875.6992 | 3411.0437 | 73621.2047 | 236.4712 | 3460.9441 | 0 | 68927.2336 | 681.6631 | 0 | 154114.9321 | 96.03% | 3.967% | 2213.0128 | 0 | 308.1188 | 34.4124 | 964.6218 | 703.6273 | 683.0166 | 207.5813 | 2175.3473 | 53364.4783 | 249626.8499 | 305166.6755 | 1048296.4443 | 1361183.4958 | 7.697% | 1474692.3503
BUREAU #2610 | TERTIAIRE | BUREAUX | 21907.7945 | 2010 | 23528.3781 | 0 | 0 | 0 | 0 | 8447.3208 | 22760.5785 | 18817.6133 | 4 | 56356.0172 | 64586.5419 | 56 | 0 | 0 | 0 | 0 | 0 | 0 | 63656.3834 | 1485.6158 | 498790.5477 | 2867.9286 | 49802.3544 | 216.219 | 3389.9353 | 0 | 51092.2267 | 689.6373 | 0 | 97211.2335 | 94.58% | 5.421% | 1614.8323 | 0 | 425.1019 | 35.5004 | 739.565 | 681.6534 | 819.5349 | 213.1981 | 2342.3939 | 31655.8194 | 262178.4411 | 296176.6543 | 957513.2831 | 1259964.0964 | 0.9347% | 1271851.9593
BUREAU #2611 | TERTIAIRE | BUREAUX | 20245.1012 | 2018 | 24348.5927 | 0 | 0 | 0 | 0 | 6951.1541 | 25503.6304 | 19593.5847 | 4 | 86288.4232 | 75756.7259 | 43 | 0 | 0 | 0 | 0 | 0 | 0 | 79433.8155 | 1549.1693 | 409478.6824 | 2928.2495 | 56683.1637 | 251.1438 | 3035.2795 | 0 | 60870.4654 | 450.2175 | 0 | 156626.5419 | 91.15% | 8.847% | 1883.8758 | 0 | 459.6283 | 35.305 | 595.5852 | 803.7388 | 892.0685 | 144.3708 | 2839.1912 | 49235.2402 | 205390.2646 | 257464.6961 | 1012091.2673 | 1275193.5078 | 3.733% | 1324644.3698
BUREAU #2612 | TERTIAIRE | BUREAUX | 9275.1865 | 2024 | 12960.3687 | 0 | 0 | 0 | 0 | 3753.4124 | 13205.5777 | 10367.4475 | 2 | 45434.3821 | 25642.4017 | 24 | 0 | 0 | 0 | 0 | 0 | 0 | 28146.2249 | 721.8604 | 315684.4668 | 1027.1294 | 37082.1458 | 99.1854 | 1713.3574 | 0 | 32323.8528 | 216.2743 | 0 | 50752.5085 | 97.1% | 2.902% | 925.674 | 0 | 172.3853 | 15.7652 | 418.5629 | 347.9592 | 270.7464 | 93.3473 | 1014.1074 | 19739.8051 | 89798.9684 | 110552.881 | 592017.5877 | 706299.8903 | 4.013% | 735832.2255
BUREAU #2613 | TERTIAIRE | BUREAUX | 3305.7119 | 2016 | 3130.3816 | 0 | 0 | 0 | 0 | 1612.1619 | 3973.1292 | 3874.0215 | 1 | 10904.2515 | 11652.1789 | 8 | 0 | 0 | 0 | 0 | 0 | 0 | 9481.9637 | 270.0305 | 65645.3263 | 385.7946 | 11751.7058 | 43.2317 | 465.6788 | 0 | 8719.5277 | 97.7885 | 0 | 20952.7552 | 90.74% | 9.258% | 279.0894 | 0 | 61.7198 | 4.6906 | 104.2746 | 90.8562 | 97.1794 | 30.9164 | 302.6747 | 8075.4527 | 29419.87 | 37797.9974 | 152960.7074 | 191886.2386 | 5.023% | 202034.8216
BUREAU #2614 | TERTIAIRE | BUREAUX | 14347.5113 | 2018 | 21265.1468 | 0 | 0 | 0 | 0 | 5592.5015 | 19206.8736 | 15236.9024 | 3 | 59428.5514 | 38854.4783 | 30 | 0 | 0 | 0 | 0 | 0 | 0 | 53839.6003 | 1330.1366 | 316931.2111 | 2096.9984 | 46750.7893 | 179.8414 | 2806.7378 | 0 | 30349.7055 | 475.3933 | 0 | 73928.4568 | 89.84% | 10.16% | 1377.3406 | 0 | 272.2749 | 17.2894 | 444.3048 | 517.2546 | 461.6576 | 121.8158 | 1596.8365 | 35160.5368 | 172765.5144 | 209522.8877 | 703007.2263 | 918010.5962 | 3.421% | 950524.4517
BUREAU #2615 | TERTIAIRE | BUREAUX | 9855.2278 | 2011 | 10796.4226 | 0 | 0 | 0 | 0 | 3088.0463 | 8014.8782 | 9619.6686 | 1 | 37106.2273 | 25607.4037 | 19 | 0 | 0 | 0 | 0 | 0 | 0 | 24432.8119 | 701.1663 | 174852.8932 | 1580.1142 | 20720.0728 | 96.6504 | 1764.3458 | 0 | 29504.7188 | 283.5967 | 0 | 52107.1966 | 85.07% | 14.93% | 1027.882 | 0 | 211.7038 | 16.397 | 378.3038 | 315.7051 | 296.901 | 76.0833 | 1040.4944 | 18703.1574 | 113205.8342 | 132949.486 | 403111.8282 | 539610.4215 | 2.233% | 551936.3182
BUREAU #2616 | TERTIAIRE | BUREAUX | 18208.1516 | 2010 | 16814.9565 | 0 | 0 | 0 | 0 | 7561.6221 | 18445.719 | 18883.0118 | 4 | 48341.8455 | 54288.4742 | 47 | 0 | 0 | 0 | 0 | 0 | 0 | 56052.7028 | 1091.8906 | 379545.3903 | 2347.9672 | 52130.1523 | 202.2064 | 3398.6651 | 0 | 47538.3886 | 462.0364 | 0 | 79497.2944 | 90.17% | 9.83% | 1751.7685 | 0 | 282.9409 | 26.1586 | 581.3624 | 630.913 | 721.076 | 149.1609 | 1551.344 | 24323.139 | 234839.6232 | 260714.1062 | 775208.1021 | 1042413.0842 | 2.551% | 1069704.2189
BUREAU #2617 | TERTIAIRE | BUREAUX | 8210.2516 | 2022 | 9793.3606 | 0 | 0 | 0 | 0 | 3612.4946 | 8356.2847 | 10358.1736 | 2 | 38112.2147 | 33394.56 | 22 | 0 | 0 | 0 | 0 | 0 | 0 | 24837.9361 | 760.9571 | 221939.8102 | 1407.9671 | 21060.8446 | 81.9957 | 1445.3805 | 0 | 27052.0296 | 241.0535 | 0 | 68042.8447 | 95.36% | 4.637% | 587.34 | 0 | 186.4822 | 12.8145 | 257.2654 | 267.614 | 340.3026 | 74.144 | 1167.2777 | 14879.3706 | 93147.4016 | 109194.0498 | 463733.1548 | 575723.3603 | 4.579% | 603349.055
BUREAU #2618 | TERTIAIRE | BUREAUX | 5092.4372 | 2017 | 6089.7828 | 0 | 0 | 0 | 0 | 2586.8662 | 6306.4103 | 6436.2111 | 1 | 22501.8468 | 18687.2681 | 11 | 0 | 0 | 0 | 0 | 0 | 0 | 14972.4504 | 347.3126 | 130472.2273 | 759.3058 | 16769.6406 | 56.7074 | 749.8189 | 0 | 17099.4493 | 143.9191 | 0 | 30527.6574 | 95.96% | 4.039% | 453.8658 | 0 | 99.7169 | 7.0999 | 206.7692 | 138.1156 | 226.0702 | 33.8276 | 568.4844 | 12640.8907 | 60754.9368 | 73964.3119 | 275009.7802 | 350352.4623 | 2.488% | 359292.2026
BUREAU #2619 | TERTIAIRE | BUREAUX | 23244.2324 | 2021 | 29031.4835 | 0 | 0 | 0 | 0 | 9534.4344 | 32508.076 | 29190.2377 | 4 | 91012.6866 | 81337.9196 | 43 | 0 | 0 | 0 | 0 | 0 | 0 | 71667.4206 | 1613.2851 | 684352.2574 | 2592.0219 | 60178.4087 | 252.5625 | 3687.6601 | 0 | 73861.6209 | 578.6122 | 0 | 175414.7892 | 90.14% | 9.864% | 2312.5737 | 0 | 325.676 | 42.1554 | 990.7632 | 648.3264 | 873.0967 | 187.1724 | 3384.2244 | 60551.3719 | 198651.992 | 262587.5883 | 1364532.9579 | 1635178.9706 | 1.33% | 1657221.3406
BUREAU #2620 | TERTIAIRE | BUREAUX | 20368.3357 | 2008 | 17116.3228 | 0 | 0 | 0 | 0 | 8221.8649 | 21527.1229 | 17044.0459 | 3 | 71356.5616 | 55028.7858 | 48 | 0 | 0 | 0 | 0 | 0 | 0 | 53529.7515 | 1513.5152 | 358776.9379 | 2321.9483 | 43537.0196 | 264.8786 | 3514.806 | 0 | 42627.1695 | 646.4104 | 0 | 115135.5629 | 91.35% | 8.653% | 1453.2306 | 0 | 347.2685 | 24.9486 | 925.046 | 718.6576 | 570.2045 | 140.9283 | 2464.3777 | 39201.3779 | 225976.1442 | 267641.8997 | 817640.6531 | 1090493.8674 | 1.695% | 1109291.6793
BUREAU #2621 | TERTIAIRE | BUREAUX | 8476.0944 | 2010 | 7902.9548 | 0 | 0 | 0 | 0 | 3304.3271 | 7697.7243 | 6269.9969 | 1 | 25237.8501 | 17664.4663 | 17 | 0 | 0 | 0 | 0 | 0 | 0 | 25418.1022 | 627.9079 | 170267.3957 | 1353.4912 | 24007.2247 | 101.2825 | 1116.9438 | 0 | 22158.6327 | 263.964 | 0 | 47021.8602 | 90.48% | 9.517% | 830.6256 | 0 | 134.0137 | 10.0214 | 269.3339 | 322.8873 | 299.0177 | 55.0828 | 801.8381 | 16845.0771 | 96697.1126 | 114344.0277 | 370861.8575 | 487744.6675 | 0.6476% | 490924.0108
BUREAU #2622 | TERTIAIRE | BUREAUX | 6506.0626 | 2020 | 8804.6145 | 0 | 0 | 0 | 0 | 3189.1537 | 5869.7187 | 7249.0022 | 1 | 23684.9134 | 23092.0762 | 16 | 0 | 0 | 0 | 0 | 0 | 0 | 21281.7058 | 614.6349 | 160536.3575 | 1083.0177 | 22630.5921 | 86.967 | 1135.7308 | 0 | 21667.7834 | 158.0189 | 0 | 35887.6012 | 93.65% | 6.351% | 462.1569 | 0 | 126.0458 | 7.6943 | 288.4933 | 167.2627 | 209.3847 | 40.6561 | 885.8911 | 11068.7381 | 54373.6503 | 66328.2796 | 333997.1872 | 402910.9564 | 2.119% | 411633.5215
BUREAU #2623 | TERTIAIRE | BUREAUX | 18099.5842 | 2019 | 23328.9143 | 0 | 0 | 0 | 0 | 6440.2684 | 19397.3039 | 15836.3395 | 3 | 61542.5979 | 44537.8483 | 48 | 0 | 0 | 0 | 0 | 0 | 0 | 52935.607 | 1355.3296 | 512893.4654 | 2105.3608 | 62703.4444 | 179.4589 | 3028.7583 | 0 | 61394.4596 | 479.8461 | 0 | 134134.1279 | 95.77% | 4.23% | 1955.3392 | 0 | 345.5322 | 28.5786 | 799.6136 | 478.8444 | 698.1194 | 176.9872 | 2727.2773 | 35670.1908 | 207603.9079 | 246001.376 | 1026944.83 | 1277821.2443 | 5.613% | 1353807.3583
BUREAU #2624 | TERTIAIRE | BUREAUX | 21343.1421 | 2014 | 28841.4364 | 0 | 0 | 0 | 0 | 10253.7387 | 17681.9126 | 24105.763 | 4 | 66550.6568 | 48931.1844 | 36 | 0 | 0 | 0 | 0 | 0 | 0 | 55683.0174 | 2017.6494 | 416896.9165 | 2810.2169 | 57425.7502 | 282.7782 | 4150.1502 | 0 | 66078.0537 | 527.626 | 0 | 125396.9426 | 94.03% | 5.966% | 1812.0693 | 0 | 444.8638 | 27.4812 | 917.9899 | 817.0673 | 583.5217 | 209.6664 | 2605.9882 | 36457.157 | 212080.4469 | 251143.5921 | 935798.566 | 1194307.3177 | 3.026% | 1231580.2085
BUREAU #2625 | TERTIAIRE | BUREAUX | 18890.9509 | 2013 | 25326.9031 | 0 | 0 | 0 | 0 | 7399.8944 | 16095.6356 | 20132.5682 | 4 | 47831.4579 | 52189.8916 | 49 | 0 | 0 | 0 | 0 | 0 | 0 | 70591.3306 | 1417.4469 | 378019.2163 | 2018.4346 | 52756.8398 | 209.5662 | 3279.8057 | 0 | 37953.5895 | 636.2905 | 0 | 109006.2663 | 88.38% | 11.62% | 1827.519 | 0 | 286.6247 | 24.4154 | 642.1115 | 574.217 | 695.4062 | 148.9543 | 2150.4088 | 44222.0226 | 220665.0151 | 267037.4465 | 836515.2205 | 1108880.2646 | 4.706% | 1163640.5195
BUREAU #2626 | TERTIAIRE | BUREAUX | 16104.1705 | 2015 | 15409.388 | 0 | 0 | 0 | 0 | 6816.9896 | 21645.7186 | 15713.5173 | 3 | 43610.9586 | 45879.6675 | 28 | 0 | 0 | 0 | 0 | 0 | 0 | 50815.6614 | 1344.8912 | 336814.4774 | 2507.0758 | 55086.2769 | 193.2797 | 2201.038 | 0 | 52137.6135 | 563.136 | 0 | 81712.8298 | 95.81% | 4.191% | 1532.7844 | 0 | 280.8139 | 28.3186 | 460.6898 | 567.7309 | 553.347 | 105.9307 | 2135.2625 | 24826.282 | 202529.5161 | 229491.0605 | 731786.9491 | 967206.5029 | 4.197% | 1009581.0118
BUREAU #2627 | TERTIAIRE | BUREAUX | 13405.1562 | 2019 | 14869.6463 | 0 | 0 | 0 | 0 | 5033.568 | 16829.0092 | 12263.4329 | 3 | 55239.1658 | 39597.0479 | 33 | 0 | 0 | 0 | 0 | 0 | 0 | 44232.8789 | 1079.1009 | 341659.0917 | 1972.9153 | 36403.2885 | 159.8326 | 2070.7305 | 0 | 43066.652 | 287.5652 | 0 | 91256.6838 | 95.21% | 4.793% | 976.9297 | 0 | 252.1503 | 21.4904 | 598.3228 | 483.5955 | 466.3046 | 131.7945 | 1352.0009 | 31630.4231 | 150958.6173 | 183941.0413 | 719823.0054 | 907737.358 | 6.442% | 970237.4978
BUREAU #2628 | TERTIAIRE | BUREAUX | 23185.4695 | 2016 | 32864.8003 | 0 | 0 | 0 | 0 | 11396.1915 | 23295.2898 | 25085.667 | 5 | 74135.0081 | 71741.3596 | 39 | 0 | 0 | 0 | 0 | 0 | 0 | 86577.3484 | 1519.9002 | 430001.9896 | 3605.6104 | 72556.5516 | 213.6136 | 3992.0991 | 0 | 53233.3461 | 740.0326 | 0 | 110731.9549 | 93.35% | 6.653% | 2285.7936 | 0 | 364.7652 | 33.4634 | 683.009 | 729.0758 | 998.4562 | 154.4636 | 3339.3788 | 42074.5368 | 235486.0219 | 280899.9375 | 994071.3791 | 1281499.5673 | 3.005% | 1321201.7549
BUREAU #2629 | TERTIAIRE | BUREAUX | 18540.4814 | 2016 | 26452.0719 | 0 | 0 | 0 | 0 | 5996.6551 | 23000.7124 | 20208.7003 | 3 | 80572.3604 | 69481.2475 | 36 | 0 | 0 | 0 | 0 | 0 | 0 | 71769.5067 | 1312.0275 | 409713.7747 | 3082.4314 | 46779.8773 | 171.4871 | 2569.7258 | 0 | 38254.3483 | 491.7851 | 0 | 114059.0948 | 96.04% | 3.963% | 1418.2529 | 0 | 292.7273 | 21.0837 | 698.0546 | 665.6183 | 656.7707 | 165.1919 | 2443.0079 | 41491.8931 | 159274.0935 | 203208.9945 | 910761.2937 | 1120828.694 | 5.658% | 1188046.1482
BUREAU #2630 | TERTIAIRE | BUREAUX | 9349.2087 | 2012 | 11937.9943 | 0 | 0 | 0 | 0 | 4300.2599 | 8265.6043 | 7931.2195 | 1 | 36668.7014 | 26857.3935 | 18 | 0 | 0 | 0 | 0 | 0 | 0 | 25284.5254 | 626.269 | 152559.1427 | 1100.0593 | 20381.9366 | 91.7377 | 1520.553 | 0 | 27803.167 | 320.3535 | 0 | 44367.3286 | 94.61% | 5.395% | 834.3818 | 0 | 207.2424 | 10.9463 | 378.6728 | 348.354 | 343.7246 | 73.4036 | 1191.6638 | 19479.3877 | 93457.8477 | 114128.8992 | 372738.9308 | 489617.5762 | 6.649% | 524490.1232
BUREAU #2631 | TERTIAIRE | BUREAUX | 3830.0446 | 2014 | 4177.1739 | 0 | 0 | 0 | 0 | 1442.7938 | 4052.5412 | 4087.9867 | 1 | 12128.6414 | 12073.1325 | 7 | 0 | 0 | 0 | 0 | 0 | 0 | 9020.1315 | 259.5066 | 78127.0457 | 399.5506 | 8454.426 | 40.065 | 645.4443 | 0 | 7585.0265 | 100.3489 | 0 | 19873.7406 | 89.09% | 10.91% | 383.8227 | 0 | 56.5969 | 6.794 | 137.8372 | 133.8491 | 138.8033 | 23.5843 | 463.9827 | 8190.7673 | 40056.0233 | 48710.7733 | 162777.6955 | 212998.5749 | 2.274% | 217955.4158
BUREAU #2632 | TERTIAIRE | BUREAUX | 16257.3474 | 2019 | 23336.1373 | 0 | 0 | 0 | 0 | 6941.3283 | 22086.1498 | 18032.4208 | 3 | 72130.2105 | 64811.9778 | 27 | 0 | 0 | 0 | 0 | 0 | 0 | 65122.5151 | 1448.0502 | 378490.9785 | 2062.1659 | 54724.2268 | 181.6966 | 3023.0181 | 0 | 45888.3769 | 487.8547 | 0 | 119007.5151 | 96.16% | 3.839% | 1127.2273 | 0 | 314.065 | 20.385 | 496.5371 | 607.3692 | 647.6325 | 137.4913 | 1857.3335 | 26166.4646 | 149978.3203 | 178002.1185 | 861740.2463 | 1044696.1248 | 4.838% | 1097810.3619
BUREAU #2633 | TERTIAIRE | BUREAUX | 19900.4218 | 2017 | 18697.2526 | 0 | 0 | 0 | 0 | 8443.6861 | 24465.2553 | 18750.2363 | 4 | 72170.4277 | 73248.6096 | 33 | 0 | 0 | 0 | 0 | 0 | 0 | 80096.3648 | 1365.6294 | 491386.079 | 3058.8244 | 66765.6855 | 207.523 | 3453.4475 | 0 | 41431.1312 | 619.3481 | 0 | 114244.2055 | 96.01% | 3.99% | 2106.8919 | 0 | 434.1574 | 23.7493 | 723.2583 | 680.6773 | 600.0945 | 182.0935 | 2665.2312 | 36782.0965 | 257645.4079 | 297092.7356 | 1010325.7244 | 1312486.0201 | 3.335% | 1357769.0336
BUREAU #2634 | TERTIAIRE | BUREAUX | 11494.8047 | 2018 | 10572.7333 | 0 | 0 | 0 | 0 | 5929.3046 | 10392.8528 | 12228.9567 | 2 | 47051.4634 | 31907.8087 | 21 | 0 | 0 | 0 | 0 | 0 | 0 | 37759.1676 | 946.278 | 292765.0411 | 1210.152 | 33175.5204 | 147.4648 | 1661.6944 | 0 | 24323.4058 | 296.4448 | 0 | 79239.1368 | 95.17% | 4.828% | 1101.2755 | 0 | 215.6751 | 18.0603 | 460.7565 | 301.5668 | 479.9862 | 79.3654 | 1543.9093 | 20406.7888 | 99111.9579 | 121062.656 | 594671.6484 | 718928.9314 | 3.449% | 744610.0777
BUREAU #2635 | TERTIAIRE | BUREAUX | 8446.2616 | 2011 | 6659.3119 | 0 | 0 | 0 | 0 | 3166.2876 | 6242.807 | 6007.0117 | 2 | 32533.2712 | 24879.733 | 15 | 0 | 0 | 0 | 0 | 0 | 0 | 23208.1534 | 587.3457 | 206705.9408 | 1121.9187 | 19048.3195 | 110.5642 | 1466.452 | 0 | 19539.7994 | 295.0251 | 0 | 40657.9311 | 92.38% | 7.617% | 747.5946 | 0 | 143.4703 | 10.9108 | 244.4431 | 207.1631 | 320.0914 | 54.8823 | 816.5163 | 13759.6535 | 66342.4348 | 80918.6045 | 393089.8293 | 476041.7082 | 5.405% | 503244.3057
BUREAU #2636 | TERTIAIRE | BUREAUX | 12720.2846 | 2012 | 13462.2944 | 0 | 0 | 0 | 0 | 4453.3599 | 14833.973 | 10976.4818 | 3 | 44631.6032 | 32832.1611 | 32 | 0 | 0 | 0 | 0 | 0 | 0 | 37132.2234 | 779.7474 | 331155.3091 | 1999.7404 | 37839.3685 | 169.9678 | 2155.0792 | 0 | 30397.4009 | 432.1532 | 0 | 78616.9665 | 88% | 12% | 1389.1077 | 0 | 275.182 | 21.4337 | 525.0546 | 387.1355 | 453.334 | 93.3899 | 1282.0866 | 27452.5569 | 155771.0798 | 184505.7234 | 656989.1059 | 845941.5973 | 5.481% | 894995.3134
BUREAU #2637 | TERTIAIRE | BUREAUX | 24096.1453 | 2020 | 22760.7515 | 0 | 0 | 0 | 0 | 12637.4981 | 32238.4212 | 25059.4224 | 3 | 111789.912 | 87233.4356 | 47 | 0 | 0 | 0 | 0 | 0 | 0 | 74343.5074 | 1921.7221 | 747153.0236 | 2498.7328 | 81227.4902 | 335.147 | 3460.0976 | 0 | 57185.6961 | 745.1508 | 0 | 162503.2942 | 89.82% | 10.18% | 2619.1855 | 0 | 361.2411 | 32.6804 | 896.165 | 616.5812 | 816.1808 | 236.9048 | 3409.129 | 58727.2806 | 226297.1131 | 288433.5227 | 1442912.0178 | 1741571.4582 | 2.087% | 1778689.9224
BUREAU #2638 | TERTIAIRE | BUREAUX | 24079.8025 | 2016 | 32150.2471 | 0 | 0 | 0 | 0 | 10503.624 | 28906.7542 | 24775.1344 | 3 | 71313.9665 | 61018.7473 | 45 | 0 | 0 | 0 | 0 | 0 | 0 | 80596.2409 | 1645.951 | 441103.108 | 2851.2425 | 79898.2247 | 279.9705 | 4572.6871 | 0 | 76262.1897 | 735.2445 | 0 | 159996.3163 | 88.33% | 11.67% | 1896.1001 | 0 | 498.7528 | 33.4397 | 791.3806 | 748.915 | 1014.2943 | 178.5165 | 3015.3987 | 52417.6762 | 231931.2717 | 287364.3467 | 1096133.6026 | 1391270.9672 | 2.639% | 1428981.0908
BUREAU #2639 | TERTIAIRE | BUREAUX | 8154.42 | 2012 | 7806.0665 | 0 | 0 | 0 | 0 | 2477.2783 | 8956.2183 | 7955.3536 | 1 | 21282.8623 | 17401.7364 | 17 | 0 | 0 | 0 | 0 | 0 | 0 | 19765.7004 | 630.6255 | 198931.5209 | 1021.8187 | 19455.269 | 96.7224 | 1402.2411 | 0 | 15613.6308 | 226.0027 | 0 | 39400.865 | 95.55% | 4.453% | 768.3734 | 0 | 159.6456 | 10.116 | 267.1051 | 323.9128 | 301.7402 | 66.7887 | 1044.7337 | 15428.1436 | 94576.362 | 111049.2393 | 370201.112 | 483660.5502 | 5.218% | 510289.954
BUREAU #2640 | TERTIAIRE | BUREAUX | 22477.8841 | 2014 | 30373.7876 | 0 | 0 | 0 | 0 | 10365.6879 | 23158.7383 | 21239.0839 | 4 | 89462.6857 | 49597.961 | 57 | 0 | 0 | 0 | 0 | 0 | 0 | 52357.9771 | 1952.7241 | 511590.5823 | 2394.6896 | 47615.3097 | 217.7552 | 3219.6199 | 0 | 47267.6223 | 609.6242 | 0 | 116579.1033 | 91.02% | 8.976% | 2062.9247 | 0 | 450.8105 | 34.5677 | 1000.2993 | 570.3451 | 838.0448 | 172.6816 | 2834.1501 | 35594.4873 | 259859.7428 | 298288.3803 | 1023209.9235 | 1328783.8135 | 7.915% | 1442994.2037
BUREAU #2641 | TERTIAIRE | BUREAUX | 13895.9045 | 2009 | 11003.1128 | 0 | 0 | 0 | 0 | 5800.6105 | 12017.4375 | 9747.8009 | 2 | 40149.0791 | 27048.2412 | 35 | 0 | 0 | 0 | 0 | 0 | 0 | 34833.3547 | 1156.1878 | 241346.0356 | 1524.3845 | 27891.5504 | 184.2762 | 2362.9054 | 0 | 31827.9364 | 348.9559 | 0 | 87982.091 | 92.54% | 7.457% | 1363.5679 | 0 | 260.324 | 17.7184 | 434.045 | 376.8186 | 507.7965 | 129.1527 | 1621.3169 | 27420.4038 | 112734.8228 | 141776.5434 | 552097.1888 | 697787.6499 | 6.221% | 744079.495
BUREAU #2642 | TERTIAIRE | BUREAUX | 16745.5886 | 2010 | 15632.2311 | 0 | 0 | 0 | 0 | 5044.1385 | 13261.7821 | 16119.0232 | 3 | 55281.3616 | 53526.2865 | 33 | 0 | 0 | 0 | 0 | 0 | 0 | 46058.7666 | 1541.9741 | 280286.713 | 1765.8798 | 36175.5956 | 211.3164 | 2678.0403 | 0 | 46511.9292 | 498.7079 | 0 | 66183.0705 | 84.04% | 15.96% | 1779.2889 | 0 | 263.143 | 20.2028 | 613.2011 | 503.9996 | 524.7551 | 162.0449 | 1875.8216 | 34779.7546 | 152150.6101 | 188806.1863 | 636579.4838 | 830560.6807 | 6.431% | 887649.8605
BUREAU #2643 | TERTIAIRE | BUREAUX | 19240.6988 | 2019 | 18793.0928 | 0 | 0 | 0 | 0 | 7629.0872 | 24116.8562 | 16613.9809 | 4 | 66032.4453 | 58814.4487 | 40 | 0 | 0 | 0 | 0 | 0 | 0 | 55237.2348 | 1382.7788 | 511411.1759 | 2796.9017 | 73459.8387 | 273.0316 | 2897.5788 | 0 | 57186.9919 | 492.3277 | 0 | 127635.2223 | 90.57% | 9.431% | 1817.3482 | 0 | 386.5587 | 33.0479 | 564.8706 | 619.9482 | 678.501 | 125.0712 | 2605.2082 | 34784.2946 | 202744.5463 | 240134.0491 | 1036604.4126 | 1285089.3115 | 8.093% | 1398248.1364
BUREAU #2644 | TERTIAIRE | BUREAUX | 21060.844 | 2015 | 21817.4891 | 0 | 0 | 0 | 0 | 9342.6086 | 25358.516 | 26000.3481 | 4 | 80982.3168 | 56187.1753 | 39 | 0 | 0 | 0 | 0 | 0 | 0 | 82532.3219 | 1615.9052 | 503365.3473 | 2425.3619 | 62421.42 | 274.5953 | 3419.5908 | 0 | 49696.2833 | 511.2627 | 0 | 121490.3993 | 93.46% | 6.539% | 2223.5471 | 0 | 429.3058 | 27.3973 | 689.9039 | 674.0819 | 823.6386 | 169.1313 | 2217.1361 | 41922.3082 | 205041.5258 | 249180.9701 | 1057319.1147 | 1312324.5236 | 5.792% | 1393012.199
BUREAU #2645 | TERTIAIRE | BUREAUX | 6762.4148 | 2014 | 9191.4959 | 0 | 0 | 0 | 0 | 2292.2416 | 6596.2384 | 7594.3643 | 1 | 17484.7917 | 21703.013 | 13 | 0 | 0 | 0 | 0 | 0 | 0 | 21171.5205 | 390.2319 | 132768.3616 | 1155.3548 | 15223.0236 | 71.2982 | 1050.6179 | 0 | 16771.1452 | 172.4466 | 0 | 41498.4729 | 88.36% | 11.64% | 696.0839 | 0 | 96.3931 | 8.6632 | 292.8201 | 170.3739 | 286.5888 | 54.8461 | 824.036 | 14109.2434 | 67782.3749 | 82715.6543 | 293796.776 | 378388.3127 | 0.9168% | 381889.3902
BUREAU #2646 | TERTIAIRE | BUREAUX | 21392.059 | 2016 | 20972.5144 | 0 | 0 | 0 | 0 | 7227.8313 | 24714.1087 | 22188.1812 | 3 | 64370.3932 | 59919.6184 | 54 | 0 | 0 | 0 | 0 | 0 | 0 | 53735.4024 | 1250.573 | 555105.7826 | 2606.5904 | 56098.9132 | 244.7616 | 2938.47 | 0 | 64091.3333 | 629.0567 | 0 | 159186.0568 | 89.71% | 10.29% | 2237.1321 | 0 | 344.458 | 23.8349 | 964.189 | 850.6704 | 682.9072 | 147.5316 | 1973.3947 | 50249.4469 | 223129.266 | 275352.1077 | 1119210.9964 | 1402753.1612 | 7.152% | 1510798.3841
BUREAU #2647 | TERTIAIRE | BUREAUX | 17421.6306 | 2009 | 15195.9157 | 0 | 0 | 0 | 0 | 6774.7465 | 18170.6427 | 14806.8291 | 3 | 48744.7829 | 39185.3605 | 46 | 0 | 0 | 0 | 0 | 0 | 0 | 38628.3161 | 1391.2346 | 274199.633 | 2095.3526 | 46954.9434 | 157.7052 | 2871.0663 | 0 | 48359.3967 | 516.8393 | 0 | 82827.2586 | 88.15% | 11.85% | 1612.2826 | 0 | 276.599 | 23.6806 | 619.9716 | 456.7114 | 701.3866 | 126.3255 | 2033.537 | 32391.8312 | 166227.8083 | 200653.1766 | 650814.3095 | 857009.6341 | 5.501% | 906896.3104
BUREAU #2648 | TERTIAIRE | BUREAUX | 19506.7334 | 2021 | 26118.7896 | 0 | 0 | 0 | 0 | 7185.9372 | 19297.7411 | 21771.8617 | 3 | 60777.1159 | 76819.5546 | 51 | 0 | 0 | 0 | 0 | 0 | 0 | 54556.4278 | 1306.7775 | 494201.12 | 2114.5341 | 54807.3971 | 181.564 | 3776.4132 | 0 | 56191.014 | 567.2168 | 0 | 133427.4278 | 92.3% | 7.705% | 1931.9781 | 0 | 287.1555 | 26.7899 | 689.6134 | 539.2649 | 775.6455 | 121.922 | 2113.9458 | 35752.2462 | 191625.7004 | 229491.8924 | 999182.3535 | 1235847.3246 | 1.901% | 1259797.0571
BUREAU #2649 | TERTIAIRE | BUREAUX | 13571.2949 | 2018 | 14648.0479 | 0 | 0 | 0 | 0 | 4685.7104 | 18521.6705 | 12526.4488 | 2 | 43107.8256 | 33879.5223 | 35 | 0 | 0 | 0 | 0 | 0 | 0 | 54151.5433 | 1136.8777 | 361823.3082 | 1450.8014 | 45222.6538 | 157.5229 | 2471.4116 | 0 | 39453.6798 | 332.9658 | 0 | 101739.2505 | 94.13% | 5.87% | 1239.9423 | 0 | 240.1948 | 23.0806 | 403.698 | 358.2675 | 434.8608 | 123.2539 | 1755.7741 | 27876.066 | 108803.6474 | 138435.4875 | 754612.7552 | 898741.5273 | 7.87% | 975510.2898
BUREAU #2650 | TERTIAIRE | BUREAUX | 23234.8104 | 2008 | 23062.8479 | 0 | 0 | 0 | 0 | 6832.6915 | 19293.244 | 23918.6393 | 5 | 59780.8592 | 45282.103 | 58 | 0 | 0 | 0 | 0 | 0 | 0 | 62087.7289 | 2028.9724 | 470372.4741 | 3710.1532 | 59087.8608 | 320.135 | 3659.3868 | 0 | 45162.6216 | 555.4974 | 0 | 134796.6114 | 86.76% | 13.24% | 2097.2923 | 0 | 520.5019 | 31.6138 | 698.1319 | 745.1171 | 928.2318 | 191.7242 | 2397.6991 | 41497.7596 | 187002.1954 | 230897.6541 | 976530.736 | 1213085.2645 | 1.506% | 1231636.4688
BUREAU #2651 | TERTIAIRE | BUREAUX | 16948.5107 | 2021 | 25128.1818 | 0 | 0 | 0 | 0 | 6281.1186 | 15608.2109 | 22784.4747 | 4 | 51763.421 | 46548.9792 | 37 | 0 | 0 | 0 | 0 | 0 | 0 | 46662.6851 | 1606.2848 | 411183.3188 | 2016.0188 | 46076.2329 | 151.7817 | 2883.4411 | 0 | 38041.464 | 571.1156 | 0 | 109163.5391 | 93.59% | 6.409% | 1776.128 | 0 | 322.4082 | 29.8164 | 685.7976 | 611.5587 | 736.1382 | 109.6366 | 2040.8914 | 38840.9424 | 219551.1499 | 260432.9838 | 835724.5385 | 1101295.6482 | 3.984% | 1146993.4346
BUREAU #2652 | TERTIAIRE | BUREAUX | 18411.5538 | 2011 | 14599.7114 | 0 | 0 | 0 | 0 | 6627.205 | 16388.541 | 18227.6504 | 4 | 65904.5263 | 57783.5344 | 36 | 0 | 0 | 0 | 0 | 0 | 0 | 55686.8865 | 1164.2273 | 360650.9034 | 1961.8018 | 45412.8253 | 206.4581 | 3009.2027 | 0 | 51385.7404 | 614.9051 | 0 | 98081.808 | 92.07% | 7.93% | 1610.9005 | 0 | 375.2241 | 31.3652 | 794.8614 | 578.5102 | 522.8957 | 166.0194 | 2102.4666 | 33847.5763 | 213463.5067 | 249413.5495 | 794989.01 | 1050846.7598 | 2.802% | 1081135.1755
BUREAU #2653 | TERTIAIRE | BUREAUX | 10152.4763 | 2016 | 13774.2333 | 0 | 0 | 0 | 0 | 4868.2994 | 12675.9358 | 11551.7134 | 2 | 43973.8289 | 25792.3929 | 20 | 0 | 0 | 0 | 0 | 0 | 0 | 33362.4141 | 719.594 | 206981.0292 | 1596.3871 | 24156.1423 | 95.7776 | 1657.7201 | 0 | 28648.9093 | 268.1597 | 0 | 46616.597 | 89.69% | 10.31% | 763.2179 | 0 | 173.975 | 14.3729 | 404.1402 | 392.9977 | 322.4958 | 68.567 | 1424.233 | 25193.5833 | 121800.9041 | 148418.7205 | 467717.5837 | 619906.4163 | 0.8085% | 624959.4811
BUREAU #2654 | TERTIAIRE | BUREAUX | 18012.2549 | 2010 | 16209.9367 | 0 | 0 | 0 | 0 | 7337.524 | 13991.7531 | 14356.5066 | 3 | 42409.2772 | 38172.5073 | 40 | 0 | 0 | 0 | 0 | 0 | 0 | 49161.3869 | 1364.21 | 449474.9946 | 1877.689 | 55791.9986 | 191.7694 | 3126.3468 | 0 | 44220.3458 | 555.9152 | 0 | 100287.0383 | 91.24% | 8.762% | 1561.5044 | 0 | 289.1268 | 23.8096 | 711.9511 | 442.9622 | 722.858 | 144.3415 | 1485.8969 | 28459.1137 | 203572.8688 | 233517.8794 | 853912.9299 | 1091851.953 | 5.681% | 1157614.5485
BUREAU #2655 | TERTIAIRE | BUREAUX | 18544.9469 | 2014 | 19555.0334 | 0 | 0 | 0 | 0 | 7385.4891 | 23650.8565 | 14951.3875 | 3 | 70386.1252 | 49381.2176 | 47 | 0 | 0 | 0 | 0 | 0 | 0 | 52328.1822 | 1197.6319 | 435089.8817 | 2493.9241 | 53267.827 | 231.1629 | 3187.8745 | 0 | 41442.8157 | 643.7018 | 0 | 89998.5714 | 94.9% | 5.101% | 1298.6859 | 0 | 259.0283 | 32.4657 | 830.6696 | 679.4997 | 770.6096 | 149.3323 | 2039.2686 | 41914.6679 | 231174.3455 | 275128.282 | 886210.3552 | 1168289.7805 | 7.072% | 1257196.914
BUREAU #2656 | TERTIAIRE | BUREAUX | 15854.6196 | 2010 | 14301.0433 | 0 | 0 | 0 | 0 | 6925.1332 | 17834.7405 | 14704.4317 | 3 | 40477.4112 | 32727.8548 | 29 | 0 | 0 | 0 | 0 | 0 | 0 | 36644.0219 | 1119.5207 | 243966.1368 | 2378.2176 | 43876.4109 | 209.783 | 3101.1049 | 0 | 34008.3584 | 507.3235 | 0 | 67786.5295 | 86.4% | 13.6% | 1600.7491 | 0 | 282.2736 | 24.1449 | 551.7714 | 394.8847 | 629.9877 | 97.9478 | 1933.7383 | 32130.1762 | 162668.0618 | 196731.9763 | 572713.2533 | 775002.7229 | 4.813% | 814191.3897
BUREAU #2657 | TERTIAIRE | BUREAUX | 9568.8582 | 2022 | 12504.5414 | 0 | 0 | 0 | 0 | 3578.3889 | 11353.0394 | 13462.6702 | 2 | 40761.4733 | 24681.0185 | 25 | 0 | 0 | 0 | 0 | 0 | 0 | 41283.6218 | 548.4562 | 200132.555 | 1299.5785 | 28454.49 | 88.6583 | 1543.795 | 0 | 25821.9526 | 213.2897 | 0 | 62054.065 | 92.53% | 7.467% | 873.4872 | 0 | 143.9237 | 10.4666 | 390.7589 | 302.4179 | 268.6868 | 69.6473 | 1136.5417 | 18385.7906 | 84958.951 | 104481.2833 | 471203.6993 | 578983.9507 | 1.342% | 586861.6791
BUREAU #2658 | TERTIAIRE | BUREAUX | 4874.9457 | 2016 | 5756.5695 | 0 | 0 | 0 | 0 | 1640.3986 | 5605.0249 | 4764.041 | 1 | 20870.4656 | 14692.7205 | 10 | 0 | 0 | 0 | 0 | 0 | 0 | 12526.8686 | 442.711 | 131426.5183 | 529.1033 | 11075.9393 | 43.7615 | 905.7223 | 0 | 12505.081 | 131.7027 | 0 | 29733.21 | 92.87% | 7.134% | 408.4258 | 0 | 73.4378 | 8.7365 | 212.5774 | 178.3743 | 144.1814 | 34.1278 | 641.2516 | 10917.976 | 43006.9226 | 54566.1502 | 256112.3289 | 311895.6796 | 6.856% | 334851.5969
BUREAU #2659 | TERTIAIRE | BUREAUX | 20855.7621 | 2018 | 27234.9901 | 0 | 0 | 0 | 0 | 7642.1763 | 23037.3646 | 20808.4591 | 4 | 63911.0776 | 79790.1844 | 53 | 0 | 0 | 0 | 0 | 0 | 0 | 61911.66 | 1373.3194 | 472881.3169 | 2310.3241 | 77021.4376 | 216.4282 | 3609.7788 | 0 | 64344.1869 | 717.0294 | 0 | 137180.2249 | 88.77% | 11.23% | 1972.8543 | 0 | 303.7025 | 28.9357 | 709.1242 | 725.7145 | 620.5002 | 128.0978 | 2011.3614 | 44130.7774 | 257378.4884 | 303520.6272 | 1038246.0311 | 1349265.8285 | 0.6301% | 1357821.2103
BUREAU #2660 | TERTIAIRE | BUREAUX | 4702.3635 | 2017 | 6945.3239 | 0 | 0 | 0 | 0 | 1749.4553 | 4849.6359 | 3930.9377 | 1 | 17157.2806 | 14106.2936 | 12 | 0 | 0 | 0 | 0 | 0 | 0 | 14010.4801 | 386.7026 | 101147.0485 | 504.8411 | 12991.0089 | 49.624 | 727.9009 | 0 | 11314.5387 | 124.3765 | 0 | 23573.6779 | 95.52% | 4.484% | 459.1402 | 0 | 81.3043 | 5.8524 | 169.459 | 174.7904 | 144.1334 | 32.5318 | 548.3884 | 10721.6805 | 46782.4184 | 58052.4873 | 216572.0602 | 275875.1338 | 7.888% | 299498.5447
BUREAU #2661 | TERTIAIRE | BUREAUX | 3951.0909 | 2009 | 3343.2054 | 0 | 0 | 0 | 0 | 1159.8443 | 3846.5662 | 3348.1123 | 1 | 9569.843 | 11609.1109 | 9 | 0 | 0 | 0 | 0 | 0 | 0 | 10692.5627 | 314.5193 | 65547.8461 | 618.3521 | 12136.6517 | 52.1208 | 612.7493 | 0 | 8695.4132 | 113.3224 | 0 | 16741.7474 | 94.69% | 5.31% | 381.603 | 0 | 56.6663 | 6.8854 | 152.1435 | 125.1813 | 125.4259 | 37.4825 | 345.9116 | 8356.7579 | 50196.5286 | 58899.1981 | 148406.5244 | 208208.9202 | 6.166% | 221891.0439
BUREAU #2662 | TERTIAIRE | BUREAUX | 12214.2742 | 2011 | 13240.4391 | 0 | 0 | 0 | 0 | 4794.2826 | 9225.5329 | 10578.3184 | 2 | 42135.2184 | 41071.7132 | 29 | 0 | 0 | 0 | 0 | 0 | 0 | 43617.8917 | 736.8675 | 241018.1143 | 1619.1886 | 36357.795 | 105.3218 | 2036.0828 | 0 | 27208.4899 | 307.5742 | 0 | 68801.0714 | 89.97% | 10.03% | 946.6888 | 0 | 267.421 | 16.8455 | 383.9019 | 374.1372 | 373.1103 | 82.0452 | 1606.9585 | 20420.9151 | 101410.7177 | 123438.5913 | 536696.0432 | 662847.0143 | 8.227% | 722268.034
BUREAU #2663 | TERTIAIRE | BUREAUX | 7380.7238 | 2011 | 5792.5495 | 0 | 0 | 0 | 0 | 3010.1646 | 9080.5035 | 5439.9022 | 2 | 18464.2996 | 23634.0229 | 12 | 0 | 0 | 0 | 0 | 0 | 0 | 22146.1324 | 515.2577 | 185574.7014 | 895.4621 | 14868.2993 | 104.6891 | 1399.202 | 0 | 17495.042 | 199.2842 | 0 | 43831.809 | 88.07% | 11.93% | 730.0779 | 0 | 163.5614 | 9.9163 | 213.393 | 199.4363 | 253.9865 | 60.1544 | 668.2141 | 10554.7643 | 87330.7065 | 98553.6848 | 350577.8564 | 451528.7342 | 7.866% | 490076.2473
BUREAU #2664 | TERTIAIRE | BUREAUX | 4874.1927 | 2019 | 5504.5193 | 0 | 0 | 0 | 0 | 2546.1869 | 4484.315 | 6647.6151 | 1 | 22120.4444 | 19331.2586 | 13 | 0 | 0 | 0 | 0 | 0 | 0 | 13997.1808 | 411.2153 | 105300.6132 | 768.9418 | 17017.2764 | 55.089 | 673.8733 | 0 | 17117.0852 | 129.5489 | 0 | 34782.0986 | 88.72% | 11.28% | 422.1791 | 0 | 73.9036 | 6.0267 | 220.7982 | 170.9342 | 192.5959 | 42.835 | 540.2275 | 10151.805 | 47029.8942 | 57721.9268 | 247070.4176 | 306535.7516 | 8.024% | 333278.2267
BUREAU #2665 | TERTIAIRE | BUREAUX | 23973.4685 | 2009 | 23428.7459 | 0 | 0 | 0 | 0 | 7208.3919 | 22825.7848 | 22786.408 | 4 | 81996.7779 | 54339.4904 | 65 | 0 | 0 | 0 | 0 | 0 | 0 | 70171.8665 | 1931.5969 | 477131.2588 | 3919.5605 | 64879.6212 | 220.3297 | 3676.9307 | 0 | 46892.9328 | 519.0607 | 0 | 148589.4365 | 96.52% | 3.477% | 1860.1361 | 0 | 529.5844 | 32.4461 | 903.2653 | 636.7228 | 794.9036 | 229.4654 | 2081.1512 | 45764.698 | 196343.3914 | 244189.2407 | 1047815.7171 | 1298954.0227 | 0.9382% | 1311256.8465
BUREAU #2666 | TERTIAIRE | BUREAUX | 9409.7396 | 2022 | 12561.995 | 0 | 0 | 0 | 0 | 3678.6699 | 9454.8827 | 13533.7379 | 1 | 32478.3105 | 28620.3564 | 22 | 0 | 0 | 0 | 0 | 0 | 0 | 26303.0385 | 831.0655 | 247620.1382 | 1358.5476 | 29038.0059 | 121.0077 | 1634.9107 | 0 | 25459.7146 | 305.293 | 0 | 60030.4926 | 97.03% | 2.972% | 665.8141 | 0 | 202.454 | 14.9565 | 314.2594 | 303.4022 | 302.1398 | 66.4811 | 970.8212 | 18080.78 | 121071.1232 | 140122.7243 | 493173.7199 | 637308.8523 | 4.373% | 666449.6959
BUREAU #2667 | TERTIAIRE | BUREAUX | 16413.9821 | 2021 | 18099.2823 | 0 | 0 | 0 | 0 | 7460.2377 | 18797.3721 | 19956.3516 | 3 | 51917.0488 | 56807.4802 | 35 | 0 | 0 | 0 | 0 | 0 | 0 | 65533.4531 | 1537.2524 | 337141.1357 | 1817.8816 | 61680.7586 | 200.8379 | 2953.1983 | 0 | 50155.6962 | 377.0691 | 0 | 125268.1427 | 89.9% | 10.1% | 1474.8344 | 0 | 247.9145 | 22.352 | 567.111 | 462.5961 | 467.5847 | 114.8284 | 2276.5236 | 40856.0525 | 172399.508 | 215532.0841 | 825472.5115 | 1047983.1889 | 3.407% | 1084943.7983
BUREAU #2668 | TERTIAIRE | BUREAUX | 9810.8071 | 2009 | 11042.5166 | 0 | 0 | 0 | 0 | 4136.0845 | 7738.7433 | 10289.1442 | 2 | 25099.985 | 19530.9994 | 25 | 0 | 0 | 0 | 0 | 0 | 0 | 31125.1476 | 750.56 | 154650.9469 | 1305.8692 | 26720.4502 | 84.6942 | 1472.2696 | 0 | 24758.4004 | 286.8759 | 0 | 44098.6956 | 95.42% | 4.576% | 657.9409 | 0 | 150.543 | 13.2928 | 342.19 | 237.0266 | 291.8734 | 95.3948 | 859.2663 | 13925.5521 | 81570.7286 | 96355.547 | 364342.2679 | 463534.6625 | 1.341% | 469837.2321
BUREAU #2669 | TERTIAIRE | BUREAUX | 15034.1014 | 2015 | 15102.9961 | 0 | 0 | 0 | 0 | 5319.3672 | 12895.3314 | 18913.1808 | 3 | 54656.434 | 39927.186 | 28 | 0 | 0 | 0 | 0 | 0 | 0 | 51544.2268 | 956.8394 | 414176.7792 | 2222.9924 | 49685.5129 | 189.51 | 2430.9257 | 0 | 43347.5388 | 491.2104 | 0 | 74379.2869 | 97.48% | 2.519% | 1133.6496 | 0 | 263.8064 | 17.3915 | 493.8812 | 417.6063 | 421.0577 | 153.2665 | 1758.2345 | 30233.2367 | 184676.8348 | 216668.3061 | 795119.2543 | 1015945.0486 | 1.684% | 1033343.6569
BUREAU #2670 | TERTIAIRE | BUREAUX | 2799.0392 | 2013 | 2673.6285 | 0 | 0 | 0 | 0 | 800.8273 | 3021.7726 | 3179.9912 | 1 | 9509.6147 | 9212.8944 | 5 | 0 | 0 | 0 | 0 | 0 | 0 | 7888.7954 | 242.1196 | 51664.4115 | 422.9704 | 7987.8635 | 39.4797 | 375.713 | 0 | 6497.1966 | 66.9738 | 0 | 19301.7225 | 86.71% | 13.29% | 281.0765 | 0 | 43.0176 | 4.0874 | 114.3262 | 71.0719 | 88.6301 | 27.7668 | 364.9138 | 5349.9078 | 32498.7128 | 38213.5344 | 121929.3198 | 161205.3615 | 1.935% | 164386.4875
BUREAU #2671 | TERTIAIRE | BUREAUX | 20768.2212 | 2011 | 20403.0699 | 0 | 0 | 0 | 0 | 7273.4948 | 17959.2869 | 21469.5958 | 3 | 72861.9754 | 60280.1589 | 55 | 0 | 0 | 0 | 0 | 0 | 0 | 51396.8724 | 1728.6559 | 334460.9568 | 2850.836 | 50309.1792 | 292.761 | 3633.9261 | 0 | 41849.6559 | 669.2608 | 0 | 101064.3244 | 93.04% | 6.961% | 1675.3279 | 0 | 324.7678 | 24.8678 | 759.5043 | 551.7967 | 911.0146 | 177.1818 | 1967.943 | 33026.5017 | 169499.1007 | 204493.5454 | 775306.6869 | 985614.2928 | 4.124% | 1028006.2394
BUREAU #2672 | TERTIAIRE | BUREAUX | 12306.61 | 2022 | 12881.8904 | 0 | 0 | 0 | 0 | 4706.0919 | 17653.057 | 17541.4934 | 2 | 50895.8852 | 46585.3032 | 32 | 0 | 0 | 0 | 0 | 0 | 0 | 37745.6435 | 834.0501 | 244177.0424 | 1647.2559 | 37400.5031 | 143.0236 | 2185.1678 | 0 | 41867.1299 | 415.1103 | 0 | 66499.2868 | 94.33% | 5.673% | 978.6235 | 0 | 208.4428 | 22.0282 | 409.9767 | 347.1447 | 521.5827 | 107.9287 | 1759.1661 | 29085.0792 | 107548.0077 | 138392.253 | 577602.5874 | 721421.7671 | 7.846% | 782846.6576
BUREAU #2673 | TERTIAIRE | BUREAUX | 7831.7303 | 2016 | 8587.8102 | 0 | 0 | 0 | 0 | 2620.613 | 8230.5046 | 9514.6322 | 2 | 26295.5319 | 28818.7555 | 15 | 0 | 0 | 0 | 0 | 0 | 0 | 24520.6561 | 607.347 | 192195.9396 | 890.9167 | 22844.3362 | 87.5944 | 1190.5189 | 0 | 19867.2039 | 173.0022 | 0 | 56663.7789 | 96.94% | 3.055% | 773.5807 | 0 | 174.8137 | 9.591 | 354.365 | 217.8641 | 245.933 | 62.5437 | 840.5475 | 13397.0347 | 100183.0843 | 114420.6665 | 397252.9273 | 513945.7584 | 7.136% | 553436.4494
BUREAU #2674 | TERTIAIRE | BUREAUX | 18725.7073 | 2011 | 15546.6603 | 0 | 0 | 0 | 0 | 7771.419 | 15431.0472 | 20875.2731 | 4 | 58385.5077 | 47079.2918 | 37 | 0 | 0 | 0 | 0 | 0 | 0 | 60244.7399 | 1716.3585 | 372827.6502 | 2955.1949 | 42488.9803 | 166.1252 | 3807.7846 | 0 | 45672.6585 | 624.8844 | 0 | 112504.8225 | 91.79% | 8.213% | 1312.2325 | 0 | 326.3613 | 32.7067 | 824.2814 | 498.8278 | 761.0201 | 157.297 | 1546.9613 | 35808.7726 | 151500.7065 | 188856.4405 | 813245.7063 | 1008392.6476 | 4.911% | 1060475.0947
BUREAU #2675 | TERTIAIRE | BUREAUX | 17191.0689 | 2009 | 20610.3252 | 0 | 0 | 0 | 0 | 4726.897 | 14470.987 | 14178.239 | 3 | 39885.7663 | 55458.5696 | 34 | 0 | 0 | 0 | 0 | 0 | 0 | 44964.6952 | 1048.4802 | 422456.1394 | 2109.1802 | 45962.734 | 196.6756 | 2939.6309 | 0 | 44723.4201 | 415.4699 | 0 | 81429.8654 | 93.62% | 6.382% | 1344.9695 | 0 | 337.5402 | 25.7391 | 760.3487 | 461.8886 | 690.7394 | 160.2992 | 1562.91 | 25631.5935 | 203645.7592 | 230840.2626 | 788831.9924 | 1024515.4861 | 7.396% | 1106343.6308
BUREAU #2676 | TERTIAIRE | BUREAUX | 20362.5175 | 2021 | 27388.8267 | 0 | 0 | 0 | 0 | 10301.4121 | 19537.3291 | 28543.151 | 4 | 84633.1088 | 68992.9819 | 49 | 0 | 0 | 0 | 0 | 0 | 0 | 67443.7571 | 1340.8978 | 593992.5553 | 3018.782 | 49422.3053 | 200.7681 | 3148.4719 | 0 | 45641.2646 | 547.8884 | 0 | 140596.7588 | 94.32% | 5.679% | 2029.9147 | 0 | 456.8246 | 36.2803 | 659.2602 | 638.9736 | 867.7116 | 172.5219 | 2883.4928 | 51038.4329 | 170368.7793 | 224290.705 | 1155325.8331 | 1387047.612 | 3.3% | 1434389.2801
BUREAU #2677 | TERTIAIRE | BUREAUX | 16825.022 | 2023 | 20783.0165 | 0 | 0 | 0 | 0 | 7953.7549 | 24293.3775 | 21485.9698 | 3 | 78282.9971 | 71984.9814 | 39 | 0 | 0 | 0 | 0 | 0 | 0 | 66184.8749 | 1238.7206 | 343988.4425 | 2647.7358 | 52288.1976 | 154.4014 | 2796.4188 | 0 | 58516.9234 | 558.1914 | 0 | 144089.4138 | 93.91% | 6.092% | 1208.5901 | 0 | 229.4646 | 19.8387 | 675.0984 | 472.3552 | 757.488 | 145.7532 | 1968.5296 | 35461.7331 | 138501.2302 | 175931.4929 | 880857.9358 | 1061890.4876 | 1.787% | 1081213.631
BUREAU #2678 | TERTIAIRE | BUREAUX | 21755.9291 | 2009 | 25056.7462 | 0 | 0 | 0 | 0 | 8668.3894 | 19985.0876 | 21601.2867 | 3 | 54088.1007 | 54804.1213 | 39 | 0 | 0 | 0 | 0 | 0 | 0 | 52115.2565 | 1982.4333 | 440022.6197 | 2969.1849 | 59153.7862 | 285.8182 | 3782.3849 | 0 | 37571.5279 | 743.5958 | 0 | 103411.9508 | 87.12% | 12.88% | 1814.5354 | 0 | 363.1625 | 35.8385 | 977.0182 | 779.567 | 632.3634 | 145.0904 | 2437.6423 | 37854.7818 | 199381.5146 | 239673.9387 | 889301.7862 | 1135563.918 | 1.507% | 1152938.9197
BUREAU #2679 | TERTIAIRE | BUREAUX | 10721.459 | 2012 | 13143.0423 | 0 | 0 | 0 | 0 | 3782.7759 | 11388.8656 | 8015.096 | 2 | 37547.2966 | 32216.2525 | 19 | 0 | 0 | 0 | 0 | 0 | 0 | 38892.9156 | 752.5912 | 231771.5525 | 1536.7649 | 32695.1652 | 98.5395 | 1664.096 | 0 | 29895.1823 | 371.1611 | 0 | 53188.3291 | 91.13% | 8.866% | 1054.233 | 0 | 172.467 | 17.3154 | 321.3724 | 352.6947 | 328.4244 | 109.2596 | 1122.2667 | 15800.2177 | 92291.0954 | 109213.5799 | 495666.4227 | 607715.6526 | 2.104% | 620779.4049
BUREAU #2680 | TERTIAIRE | BUREAUX | 2313.3411 | 2009 | 1939.7631 | 0 | 0 | 0 | 0 | 656.1865 | 2078.3994 | 1779.5426 | 0 | 7018.7239 | 6468.3019 | 6 | 0 | 0 | 0 | 0 | 0 | 0 | 6921.5303 | 193.0985 | 54928.0969 | 248.643 | 5537.514 | 29.1374 | 396.2614 | 0 | 6288.104 | 50.7957 | 0 | 11363.0506 | 96.23% | 3.773% | 240.6532 | 0 | 50.6246 | 2.5401 | 69.4819 | 69.8133 | 63.8436 | 22.8788 | 290.2795 | 3460.1214 | 23020.0986 | 26770.4995 | 106228.6206 | 133687.4653 | 4.499% | 139985.1153
BUREAU #2681 | TERTIAIRE | BUREAUX | 2246.5437 | 2009 | 2348.0393 | 0 | 0 | 0 | 0 | 661.4318 | 1601.5394 | 2287.3122 | 1 | 7014.3699 | 7170.2847 | 5 | 0 | 0 | 0 | 0 | 0 | 0 | 5684.1751 | 135.7123 | 47679.585 | 345.9332 | 6798.3839 | 29.4908 | 324.0209 | 0 | 4682.9809 | 72.6475 | 0 | 12569.6423 | 92.37% | 7.635% | 236.5912 | 0 | 43.5468 | 2.9153 | 76.995 | 68.7421 | 71.2878 | 15.2915 | 211.9629 | 4641.9108 | 20937.0689 | 25790.9426 | 99264.9454 | 125699.91 | 4.205% | 131217.3582
BUREAU #2682 | TERTIAIRE | BUREAUX | 20867.1251 | 2019 | 21291.2915 | 0 | 0 | 0 | 0 | 7981.4934 | 28655.3061 | 21128.0631 | 3 | 68390.3329 | 77842.3132 | 36 | 0 | 0 | 0 | 0 | 0 | 0 | 64930.4692 | 1878.8785 | 595023.0781 | 2208.944 | 50396.1123 | 179.5613 | 3390.6351 | 0 | 60535.2144 | 604.6225 | 0 | 140975.4478 | 96.19% | 3.815% | 2038.8689 | 0 | 465.6328 | 23.0266 | 586.8813 | 624.8721 | 653.8216 | 155.1855 | 2686.1377 | 51093.549 | 204555.0953 | 258334.7821 | 1152756.0549 | 1416995.3139 | 4.073% | 1477157.1595
BUREAU #2683 | TERTIAIRE | BUREAUX | 11071.0768 | 2023 | 16723.1713 | 0 | 0 | 0 | 0 | 5767.5049 | 14738.867 | 10139.6856 | 2 | 44029.4551 | 44778.7376 | 27 | 0 | 0 | 0 | 0 | 0 | 0 | 41881.4885 | 747.1661 | 278212.7303 | 1692.7599 | 39930.8799 | 102.766 | 1509.6424 | 0 | 40603.7397 | 344.4485 | 0 | 68851.7188 | 95.01% | 4.988% | 947.1897 | 0 | 188.5799 | 18.7959 | 417.0414 | 420.8117 | 339.8392 | 108.2858 | 1294.7635 | 28208.4554 | 121465.2777 | 150968.4965 | 614381.517 | 770232.4935 | 7.497% | 832658.9865
BUREAU #2684 | TERTIAIRE | BUREAUX | 4474.9681 | 2009 | 3912.8429 | 0 | 0 | 0 | 0 | 1394.4459 | 4229.7181 | 4349.8385 | 1 | 14348.4332 | 10595.8979 | 12 | 0 | 0 | 0 | 0 | 0 | 0 | 10792.8596 | 379.6146 | 77599.7937 | 610.0324 | 9959.4627 | 42.1399 | 743.2181 | 0 | 7914.2084 | 130.0018 | 0 | 18588.5462 | 89.09% | 10.91% | 369.5188 | 0 | 90.561 | 7.3096 | 167.2175 | 171.9883 | 203.3426 | 36.8133 | 564.3273 | 7491.7992 | 47812.2875 | 55868.4141 | 165886.8175 | 222946.2395 | 4.181% | 232674.034
BUREAU #2685 | TERTIAIRE | BUREAUX | 10897.4829 | 2010 | 8947.2279 | 0 | 0 | 0 | 0 | 3697.6156 | 12458.802 | 12023.938 | 2 | 32792.3187 | 25756.6735 | 26 | 0 | 0 | 0 | 0 | 0 | 0 | 37215.1178 | 672.3478 | 226103.5385 | 1435.0245 | 24134.7206 | 114.7882 | 1624.6041 | 0 | 30271.5926 | 239.6933 | 0 | 49768.8758 | 92.55% | 7.449% | 1178.3121 | 0 | 208.5024 | 19.7935 | 379.0113 | 400.4244 | 384.5611 | 101.2862 | 1124.2169 | 19438.2265 | 136481.5276 | 157043.971 | 471254.8323 | 631160.6764 | 6.35% | 673959.1425
BUREAU #2686 | TERTIAIRE | BUREAUX | 7445.4641 | 2010 | 6228.27 | 0 | 0 | 0 | 0 | 2390.585 | 5963.7342 | 8078.8654 | 1 | 19457.2602 | 15206.2447 | 14 | 0 | 0 | 0 | 0 | 0 | 0 | 21403.0268 | 618.3373 | 175468.5161 | 1108.2618 | 15288.7239 | 70.6694 | 1037.9037 | 0 | 17067.0398 | 178.1166 | 0 | 41908.1458 | 96.6% | 3.397% | 678.2882 | 0 | 158.2068 | 11.2302 | 259.1861 | 251.4121 | 316.1115 | 59.3049 | 784.3084 | 12373.9041 | 71056.6411 | 84214.8536 | 336440.4022 | 422741.1723 | 3.95% | 440126.9297
BUREAU #2687 | TERTIAIRE | BUREAUX | 15113.344 | 2015 | 17409.9557 | 0 | 0 | 0 | 0 | 5792.8049 | 15150.1982 | 14736.2506 | 3 | 63057.3295 | 43085.1659 | 27 | 0 | 0 | 0 | 0 | 0 | 0 | 38079.6822 | 1263.1649 | 333279.3049 | 2108.2353 | 48890.9515 | 163.0417 | 2823.3446 | 0 | 48162.0138 | 379.7861 | 0 | 93571.0245 | 93.03% | 6.968% | 1283.3397 | 0 | 324.1339 | 16.8177 | 683.5845 | 500.8142 | 563.639 | 107.9617 | 2030.4859 | 34298.4145 | 127687.2017 | 164016.102 | 739566.4851 | 908209.4549 | 5.031% | 956322.2397
BUREAU #2688 | TERTIAIRE | BUREAUX | 16820.9313 | 2012 | 13503.639 | 0 | 0 | 0 | 0 | 7415.0793 | 13297.7463 | 14531.4848 | 4 | 58403.3974 | 41704.2137 | 43 | 0 | 0 | 0 | 0 | 0 | 0 | 40426.4749 | 1556.9227 | 444492.8524 | 2301.3552 | 40888.3468 | 225.0826 | 2626.3901 | 0 | 41871.0601 | 575.8634 | 0 | 99097.3506 | 90.85% | 9.15% | 1206.3538 | 0 | 249.2757 | 30.131 | 723.4199 | 618.184 | 472.1431 | 158.898 | 2253.2722 | 35064.8414 | 203538.5342 | 240856.6478 | 841631.9782 | 1087328.8304 | 6.376% | 1161375.894
BUREAU #2689 | TERTIAIRE | BUREAUX | 4292.4308 | 2017 | 5225.1739 | 0 | 0 | 0 | 0 | 1841.1292 | 6015.3976 | 4862.431 | 1 | 11463.482 | 12039.6474 | 9 | 0 | 0 | 0 | 0 | 0 | 0 | 17102.3273 | 303.2733 | 106042.6321 | 582.1151 | 13252.0501 | 59.2927 | 596.8786 | 0 | 10754.3472 | 116.6567 | 0 | 27651.1922 | 91.49% | 8.512% | 327.2751 | 0 | 72.7979 | 6.8495 | 163.5666 | 165.6866 | 172.9276 | 31.1977 | 453.9007 | 8506.1913 | 42884.5798 | 51844.6718 | 220254.324 | 273557.1951 | 7.041% | 294278.2304
BUREAU #2690 | TERTIAIRE | BUREAUX | 20499.5201 | 2018 | 23696.325 | 0 | 0 | 0 | 0 | 7787.095 | 21183.3088 | 24594.4021 | 4 | 57160.8029 | 58004.0203 | 50 | 0 | 0 | 0 | 0 | 0 | 0 | 81759.7043 | 1340.8164 | 588257.0681 | 3167.0505 | 52511.5198 | 263.2059 | 3700.2976 | 0 | 59214.451 | 649.6532 | 0 | 146256.2434 | 96.24% | 3.765% | 2017.2331 | 0 | 322.1938 | 34.3756 | 602.27 | 616.0643 | 633.1252 | 144.8433 | 2056.0144 | 40749.1036 | 208955.0778 | 251760.1957 | 1143369.3065 | 1403421.015 | 6.985% | 1508807.6661
BUREAU #2691 | TERTIAIRE | BUREAUX | 4473.7292 | 2020 | 4686.3772 | 0 | 0 | 0 | 0 | 2226.8688 | 5939.0338 | 4754.8362 | 1 | 14882.8894 | 17892.2523 | 11 | 0 | 0 | 0 | 0 | 0 | 0 | 16546.4814 | 316.4425 | 98384.173 | 766.5532 | 12608.8231 | 45.1575 | 740.3676 | 0 | 16164.4499 | 108.9331 | 0 | 26649.6156 | 91.63% | 8.373% | 462.6446 | 0 | 83.0783 | 5.2735 | 152.4277 | 127.5257 | 124.8921 | 41.7423 | 456.9412 | 11650.0595 | 55949.9842 | 68056.9849 | 222331.5588 | 291937.1726 | 7.769% | 316527.1629
BUREAU #2692 | TERTIAIRE | BUREAUX | 4574.4624 | 2019 | 6412.2017 | 0 | 0 | 0 | 0 | 1743.4871 | 5259.3835 | 5708.7591 | 1 | 16100.3853 | 18204.1477 | 9 | 0 | 0 | 0 | 0 | 0 | 0 | 18032.2959 | 268.0669 | 116180.5236 | 573.4861 | 14352.0684 | 41.6643 | 746.0204 | 0 | 12339.6587 | 124.4338 | 0 | 27090.3647 | 91.94% | 8.057% | 315.4576 | 0 | 87.7873 | 6.7648 | 165.2745 | 173.9202 | 197.8224 | 30.3653 | 461.7711 | 11411.4347 | 43993.0988 | 55866.3045 | 242544.1154 | 300021.2409 | 2.006% | 306162.6162
BUREAU #2693 | TERTIAIRE | BUREAUX | 3590.46 | 2009 | 3398.9881 | 0 | 0 | 0 | 0 | 1224.6447 | 2688.6482 | 3747.6597 | 1 | 12387.6312 | 11226.2181 | 7 | 0 | 0 | 0 | 0 | 0 | 0 | 7671.9241 | 302.0071 | 79847.7862 | 466.8631 | 7006.4379 | 33.9354 | 484.7095 | 0 | 9847.712 | 114.6059 | 0 | 15068.1719 | 93.02% | 6.979% | 243.414 | 0 | 57.7458 | 5.9846 | 157.56 | 110.3106 | 131.3374 | 25.9477 | 339.2268 | 6630.0412 | 42046.8418 | 49016.1097 | 154466.4431 | 204482.2388 | 5.792% | 217054.5405
BUREAU #2694 | TERTIAIRE | BUREAUX | 4236.3757 | 2014 | 5842.4187 | 0 | 0 | 0 | 0 | 2040.465 | 4321.6691 | 5189.1594 | 1 | 16999.9826 | 10232.8669 | 11 | 0 | 0 | 0 | 0 | 0 | 0 | 12438.3706 | 383.7726 | 109653.1457 | 565.0078 | 13350.1866 | 57.9984 | 675.0537 | 0 | 12253.1264 | 119.4617 | 0 | 25581.3532 | 97.2% | 2.803% | 338.705 | 0 | 73.4024 | 5.587 | 176.229 | 161.3934 | 118.5932 | 31.5381 | 446.5579 | 7389.9427 | 46319.668 | 54156.1685 | 222021.0665 | 277308.6514 | 5.77% | 294290.3124
BUREAU #2695 | TERTIAIRE | BUREAUX | 9669.0504 | 2014 | 10373.3931 | 0 | 0 | 0 | 0 | 3848.1942 | 10699.1697 | 10592.7763 | 2 | 40177.4199 | 28023.0523 | 21 | 0 | 0 | 0 | 0 | 0 | 0 | 24717.8807 | 602.2034 | 192000.6221 | 1239.5369 | 24379.5249 | 122.7691 | 1814.8679 | 0 | 27329.862 | 290.9443 | 0 | 42823.0912 | 91.71% | 8.292% | 968.21 | 0 | 174.4246 | 10.9495 | 362.3232 | 250.272 | 329.2777 | 68.9037 | 973.0194 | 19259.6898 | 114964.7161 | 135197.4253 | 418852.9772 | 556376.1329 | 0.5932% | 559696.4535
BUREAU #2696 | TERTIAIRE | BUREAUX | 19781.489 | 2016 | 18805.1154 | 0 | 0 | 0 | 0 | 9208.1733 | 26756.0312 | 20329.7768 | 4 | 68676.0372 | 45234.0548 | 49 | 0 | 0 | 0 | 0 | 0 | 0 | 69067.7801 | 1508.186 | 571892.7117 | 2543.8256 | 58015.0789 | 174.186 | 3022.4265 | 0 | 64699.5025 | 554.2103 | 0 | 93854.7242 | 93.82% | 6.175% | 1668.2124 | 0 | 368.8062 | 21.645 | 547.3257 | 784.3741 | 856.201 | 191.751 | 2504.6063 | 42278.2406 | 163680.3994 | 208463.2464 | 1082384.894 | 1295932.895 | 0.7249% | 1305396.2892
BUREAU #2697 | TERTIAIRE | BUREAUX | 4741.1057 | 2022 | 7385.1676 | 0 | 0 | 0 | 0 | 2146.6369 | 5303.7789 | 5662.3418 | 1 | 21865.0797 | 13520.5512 | 10 | 0 | 0 | 0 | 0 | 0 | 0 | 13952.5295 | 437.6504 | 135790.0217 | 497.1164 | 11667.5415 | 49.6925 | 781.9422 | 0 | 15243.4813 | 143.0685 | 0 | 37326.3907 | 91.76% | 8.24% | 417.4714 | 0 | 103.6445 | 6.1007 | 157.64 | 136.1543 | 213.2697 | 38.3838 | 778.9213 | 8268.4928 | 46678.684 | 55726.098 | 274235.6032 | 331410.4242 | 0.6042% | 333424.8776
BUREAU #2698 | TERTIAIRE | BUREAUX | 23584.7253 | 2016 | 23489.4611 | 0 | 0 | 0 | 0 | 10197.1485 | 32350.5153 | 18887.7818 | 4 | 90691.3148 | 54938.8556 | 45 | 0 | 0 | 0 | 0 | 0 | 0 | 74619.0893 | 1724.4839 | 513810.3582 | 3901.1252 | 65245.3521 | 320.4144 | 3890.1195 | 0 | 52399.6492 | 825.0239 | 0 | 171980.392 | 91.36% | 8.644% | 2486.3163 | 0 | 354.6105 | 33.6553 | 1035.2149 | 915.4505 | 908.3736 | 217.5206 | 3068.1311 | 40970.0634 | 245062.2877 | 289100.4823 | 1140058.7481 | 1436107.9916 | 5.835% | 1525092.3986
BUREAU #2699 | TERTIAIRE | BUREAUX | 3446.0485 | 2023 | 4636.2035 | 0 | 0 | 0 | 0 | 1633.0197 | 5041.4524 | 4212.8751 | 1 | 11885.8209 | 9311.3613 | 8 | 0 | 0 | 0 | 0 | 0 | 0 | 9848.1193 | 314.3147 | 114388.2792 | 439.6631 | 9548.3792 | 34.8589 | 588.1979 | 0 | 8151.0381 | 76.9709 | 0 | 24200.0133 | 97.71% | 2.289% | 271.6771 | 0 | 63.7413 | 4.0803 | 140.2757 | 132.8581 | 138.8795 | 26.3583 | 360.0408 | 8840.2735 | 36637.5417 | 45837.856 | 209824.8532 | 256963.2628 | 4.73% | 269719.7841
BUREAU #2700 | TERTIAIRE | BUREAUX | 19982.7039 | 2008 | 16196.9215 | 0 | 0 | 0 | 0 | 6986.4693 | 22589.8139 | 20258.4712 | 3 | 59952.5032 | 55221.7716 | 51 | 0 | 0 | 0 | 0 | 0 | 0 | 40925.8969 | 1383.8017 | 390096.6743 | 2567.4769 | 49412.15 | 265.1805 | 3873.3547 | 0 | 38031.6802 | 555.7239 | 0 | 78678.0087 | 86.73% | 13.27% | 1892.7591 | 0 | 447.616 | 33.9765 | 696.304 | 607.2976 | 626.4202 | 161.3122 | 2325.7715 | 25231.2848 | 198223.7265 | 225780.7828 | 772538.6831 | 1003643.4182 | 7.95% | 1090320.3462
BUREAU #2701 | TERTIAIRE | BUREAUX | 12094.2328 | 2009 | 10533.1123 | 0 | 0 | 0 | 0 | 4613.7747 | 11872.5465 | 9606.0045 | 2 | 29721.1996 | 33673.1911 | 31 | 0 | 0 | 0 | 0 | 0 | 0 | 31979.1125 | 801.4498 | 271670.5145 | 1714.9415 | 36133.9725 | 155.9666 | 2317.2813 | 0 | 30883.1016 | 397.7518 | 0 | 69456.9563 | 88.18% | 11.82% | 917.5032 | 0 | 176.2717 | 18.6862 | 480.7282 | 467.3675 | 530.9463 | 94.0465 | 1475.6261 | 24841.4344 | 141080.5943 | 167397.6548 | 553412.2575 | 724687.8541 | 3.494% | 750924.9838
BUREAU #2702 | TERTIAIRE | BUREAUX | 6861.5229 | 2010 | 7007.2815 | 0 | 0 | 0 | 0 | 2893.7828 | 5380.0629 | 5667.2272 | 1 | 23731.3582 | 21198.3383 | 12 | 0 | 0 | 0 | 0 | 0 | 0 | 21204.0896 | 464.9862 | 172900.4145 | 889.6464 | 18392.3339 | 96.5841 | 1056.5751 | 0 | 18509.3113 | 158.8243 | 0 | 31247.7063 | 96.64% | 3.363% | 474.3429 | 0 | 105.0349 | 11.0833 | 279.7304 | 213.5257 | 248.7714 | 65.4037 | 551.0177 | 14100.7216 | 67778.9964 | 82430.7356 | 333354.787 | 417348.1919 | 4.879% | 438754.3566
BUREAU #2703 | TERTIAIRE | BUREAUX | 18815.5309 | 2011 | 24271.6698 | 0 | 0 | 0 | 0 | 8363.4697 | 14202.9493 | 14877.6042 | 3 | 50923.869 | 62881.4439 | 41 | 0 | 0 | 0 | 0 | 0 | 0 | 50566.4597 | 1196.9592 | 301779.2167 | 2628.726 | 49228.3525 | 215.1719 | 3399.9537 | 0 | 51069.5977 | 585.9966 | 0 | 103394.2598 | 88.62% | 11.38% | 1797.0142 | 0 | 279.5743 | 33.0103 | 770.0917 | 592.0916 | 640.2176 | 137.6042 | 2536.8006 | 33603.113 | 242431.0207 | 278570.9344 | 731070.8356 | 1015959.9507 | 0.7177% | 1023304.5614
BUREAU #2704 | TERTIAIRE | BUREAUX | 9418.103 | 2019 | 11334.2999 | 0 | 0 | 0 | 0 | 4150.4732 | 10021.0333 | 12014.3207 | 2 | 42683.8937 | 25715.6423 | 17 | 0 | 0 | 0 | 0 | 0 | 0 | 36869.4576 | 748.127 | 262542.9092 | 1053.8939 | 27977.1026 | 123.9298 | 1444.7598 | 0 | 22816.865 | 253.2687 | 0 | 74968.3289 | 93.61% | 6.386% | 721.0102 | 0 | 135.719 | 15.2986 | 295.0266 | 257.9966 | 384.4602 | 68.8252 | 912.4356 | 24873.4726 | 77658.9757 | 103444.8839 | 549005.9411 | 656163.3545 | 5.407% | 693668.8396
BUREAU #2705 | TERTIAIRE | BUREAUX | 17166.5061 | 2023 | 17585.1344 | 0 | 0 | 0 | 0 | 9046.1514 | 23155.6891 | 24500.6607 | 3 | 83116.5095 | 58019.0448 | 37 | 0 | 0 | 0 | 0 | 0 | 0 | 67687.095 | 1517.61 | 449190.3937 | 2088.8794 | 43391.8668 | 232.66 | 2606.3385 | 0 | 50661.5974 | 580.1463 | 0 | 102994.4775 | 90.07% | 9.933% | 1860.7644 | 0 | 248.6548 | 25.7914 | 564.9127 | 465.7793 | 612.1205 | 158.3714 | 2924.9504 | 33963.9932 | 222775.1375 | 259664.0811 | 933798.1817 | 1199076.0059 | 4.549% | 1256217.0685
BUREAU #2706 | TERTIAIRE | BUREAUX | 3817.7423 | 2013 | 4905.3716 | 0 | 0 | 0 | 0 | 1663.6244 | 4559.6745 | 4286.3721 | 1 | 9577.9855 | 12456.1421 | 9 | 0 | 0 | 0 | 0 | 0 | 0 | 12362.3191 | 278.2893 | 67463.7864 | 443.1045 | 10118.5218 | 39.1186 | 716.804 | 0 | 9176.9209 | 101.0217 | 0 | 18428.8924 | 94.63% | 5.367% | 281.1229 | 0 | 75.9715 | 5.2434 | 151.0135 | 113.0735 | 166.1974 | 26.1244 | 522.5857 | 6735.5908 | 42052.3514 | 49310.528 | 153894.0743 | 204255.1142 | 2.496% | 209482.9073
BUREAU #2707 | TERTIAIRE | BUREAUX | 8635.8444 | 2019 | 12722.8233 | 0 | 0 | 0 | 0 | 4149.105 | 11561.2658 | 9225.8767 | 1 | 35224.6446 | 22032.9669 | 16 | 0 | 0 | 0 | 0 | 0 | 0 | 35712.0687 | 514.3126 | 189417.0331 | 913.0432 | 24891.6883 | 84.6269 | 1468.3354 | 0 | 29756.7809 | 247.3728 | 0 | 49539.1474 | 92.86% | 7.14% | 622.1566 | 0 | 166.9689 | 13.3262 | 327.3898 | 316.1374 | 388.4824 | 84.2864 | 930.2215 | 14100.0863 | 82279.4056 | 97309.7134 | 431981.3923 | 532697.0905 | 8.24% | 580535.7471
BUREAU #2708 | TERTIAIRE | BUREAUX | 12135.8611 | 2020 | 13346.8604 | 0 | 0 | 0 | 0 | 5248.0109 | 14440.8276 | 13152.0211 | 2 | 36443.8449 | 36286.6638 | 27 | 0 | 0 | 0 | 0 | 0 | 0 | 42720.5499 | 1016.3673 | 371860.4248 | 1742.49 | 34605.3553 | 107.0816 | 2183.8591 | 0 | 34937.257 | 407.5106 | 0 | 97958.8216 | 97.16% | 2.842% | 1164.452 | 0 | 193.4996 | 17.5271 | 462.1198 | 340.9428 | 386.8113 | 104.5855 | 1413.1741 | 28106.8821 | 154228.0347 | 183748.0908 | 718759.6511 | 905958.7343 | 8.069% | 985479.3909
BUREAU #2709 | TERTIAIRE | BUREAUX | 5981.2768 | 2020 | 8367.1723 | 0 | 0 | 0 | 0 | 3271.4684 | 7034.9361 | 6784.0593 | 1 | 23557.3244 | 15650.3574 | 13 | 0 | 0 | 0 | 0 | 0 | 0 | 24326.2284 | 437.0575 | 120946.6823 | 930.611 | 21090.0203 | 77.4739 | 1078.239 | 0 | 16005.1963 | 151.6317 | 0 | 37012.511 | 94.47% | 5.534% | 392.3384 | 0 | 114.2023 | 9.0957 | 253.7661 | 184.0758 | 251.1649 | 44.99 | 951.8751 | 11935.6225 | 76990.9344 | 89878.432 | 290155.6822 | 381873.8222 | 5.03% | 402099.9563
BUREAU #2710 | TERTIAIRE | BUREAUX | 7462.6835 | 2015 | 9199.8556 | 0 | 0 | 0 | 0 | 3270.9402 | 8437.8152 | 9366.2865 | 1 | 25896.8011 | 23698.6121 | 13 | 0 | 0 | 0 | 0 | 0 | 0 | 19270.6171 | 543.2989 | 162080.8129 | 1042.7551 | 21297.9701 | 64.3453 | 1279.0442 | 0 | 23010.8237 | 205.5964 | 0 | 46660.5095 | 94.42% | 5.585% | 531.7688 | 0 | 115.1878 | 9.8203 | 336.4374 | 274.813 | 215.6626 | 69.4254 | 667.7775 | 16864.8425 | 91874.5438 | 109407.1638 | 356355.5235 | 468490.1348 | 3.739% | 486686.0616
BUREAU #2711 | TERTIAIRE | BUREAUX | 13040.6601 | 2011 | 16088.9233 | 0 | 0 | 0 | 0 | 4211.2202 | 10690.4057 | 13525.2502 | 2 | 35777.5716 | 33245.6155 | 32 | 0 | 0 | 0 | 0 | 0 | 0 | 39504.3982 | 1036.8931 | 294238.3675 | 1430.3708 | 33178.8231 | 164.9978 | 2202.8929 | 0 | 31835.8045 | 308.8303 | 0 | 56563.826 | 88.33% | 11.67% | 938.5721 | 0 | 268.9314 | 19.542 | 526.2011 | 352.0285 | 579.1284 | 126.0129 | 1244.2689 | 24683.6484 | 108972.4832 | 134900.4005 | 580244.3533 | 719741.1661 | 7.085% | 774627.0256
BUREAU #2712 | TERTIAIRE | BUREAUX | 8799.53 | 2009 | 7838.6143 | 0 | 0 | 0 | 0 | 2597.9081 | 9374.5084 | 9569.139 | 2 | 29280.2325 | 24218.2928 | 20 | 0 | 0 | 0 | 0 | 0 | 0 | 23095.9537 | 695.6764 | 196537.4573 | 1252.1454 | 18575.9867 | 119.5551 | 1475.9973 | 0 | 19466.4555 | 290.5801 | 0 | 48745.8421 | 87.6% | 12.4% | 803.9331 | 0 | 153.9349 | 12.1386 | 395.9589 | 309.2568 | 292.7397 | 62.1819 | 791.7888 | 18142.711 | 114106.5337 | 133041.0336 | 395721.8441 | 531193.366 | 5.664% | 563086.5725
BUREAU #2713 | TERTIAIRE | BUREAUX | 22149.5686 | 2009 | 26673.3347 | 0 | 0 | 0 | 0 | 7035.3381 | 16818.5638 | 15356.3063 | 5 | 63474.3909 | 48824.4273 | 40 | 0 | 0 | 0 | 0 | 0 | 0 | 47077.9535 | 1886.2213 | 517711.9745 | 2692.5715 | 63283.6432 | 249.8146 | 4259.4231 | 0 | 57004.6613 | 566.9954 | 0 | 135788.957 | 90.35% | 9.649% | 1516.6338 | 0 | 407.9855 | 25.474 | 683.6056 | 681.9307 | 918.6501 | 205.5147 | 1990.1393 | 37234.7343 | 188843.6525 | 228068.5261 | 1028240.4385 | 1261491.882 | 5.231% | 1331118.1139
BUREAU #2714 | TERTIAIRE | BUREAUX | 14457.8787 | 2011 | 12540.703 | 0 | 0 | 0 | 0 | 6129.7963 | 16110.8618 | 12162.4671 | 3 | 49167.1701 | 37681.2342 | 25 | 0 | 0 | 0 | 0 | 0 | 0 | 36847.6808 | 1324.1145 | 279437.9539 | 2231.4962 | 30517.1095 | 182.4074 | 2214.0271 | 0 | 33751.345 | 389.1433 | 0 | 76349.9889 | 94.06% | 5.943% | 976.2074 | 0 | 263.2888 | 19.1493 | 605.2833 | 439.6586 | 433.5661 | 124.0245 | 1482.9642 | 28905.5052 | 142994.3531 | 173382.8225 | 604180.7933 | 781732.8166 | 5.461% | 826889.7844
BUREAU #2715 | TERTIAIRE | BUREAUX | 8208.1189 | 2008 | 7257.0529 | 0 | 0 | 0 | 0 | 3391.2726 | 8149.9747 | 6617.819 | 2 | 22806.0962 | 21252.6696 | 22 | 0 | 0 | 0 | 0 | 0 | 0 | 17030.7968 | 655.253 | 133773.8574 | 1226.4331 | 19344.8598 | 110.8369 | 1387.9354 | 0 | 18511.4205 | 260.1913 | 0 | 49644.3452 | 88.55% | 11.45% | 827.2692 | 0 | 130.0248 | 9.7632 | 253.7507 | 265.5106 | 275.7617 | 65.7894 | 1004.6892 | 11472.749 | 71067.8387 | 83545.2768 | 308864.2526 | 394178.8463 | 6.268% | 420539.7056
BUREAU #2716 | TERTIAIRE | BUREAUX | 22554.4885 | 2023 | 36582.221 | 0 | 0 | 0 | 0 | 9337.4913 | 34467.315 | 30446.2225 | 3 | 91633.8314 | 94849.283 | 53 | 0 | 0 | 0 | 0 | 0 | 0 | 103460.823 | 1617.8318 | 454615.0798 | 2325.1817 | 78914.3662 | 267.9579 | 3900.3944 | 0 | 79387.4813 | 594.5185 | 0 | 171820.4544 | 90.04% | 9.956% | 1709.9612 | 0 | 472.3722 | 25.2303 | 934.0181 | 870.2713 | 862.6374 | 173.8455 | 3046.0139 | 52268.1691 | 267668.0114 | 322982.1944 | 1179459.33 | 1510202.8778 | 6.633% | 1617486.4406
BUREAU #2717 | TERTIAIRE | BUREAUX | 6056.9748 | 2024 | 7397.3065 | 0 | 0 | 0 | 0 | 2942.9407 | 9433.9649 | 9087.6822 | 1 | 30260.7118 | 22961.0789 | 14 | 0 | 0 | 0 | 0 | 0 | 0 | 26817.7396 | 559.3837 | 167187.4266 | 665.8891 | 17292.1188 | 55.3782 | 966.8345 | 0 | 20342.8656 | 205.772 | 0 | 42415.4782 | 94.83% | 5.174% | 641.677 | 0 | 119.7235 | 6.7259 | 198.9406 | 205.8166 | 253.6193 | 59.1839 | 1043.4274 | 16867.4274 | 71036.3179 | 88947.1727 | 361749.1105 | 453217.8379 | 8.154% | 493452.0613
BUREAU #2718 | TERTIAIRE | BUREAUX | 14783.9035 | 2009 | 17995.3727 | 0 | 0 | 0 | 0 | 4106.8245 | 14861.8776 | 14725.7464 | 3 | 43256.42 | 32517.7337 | 28 | 0 | 0 | 0 | 0 | 0 | 0 | 36476.0826 | 1320.0093 | 330227.555 | 1832.9189 | 43456.2456 | 147.1536 | 2203.2483 | 0 | 40687.745 | 455.276 | 0 | 79187.5677 | 91.23% | 8.772% | 1492.0019 | 0 | 206.6519 | 19.9349 | 562.3087 | 429.6702 | 584.2721 | 108.169 | 1558.1755 | 29076.9015 | 168180.8781 | 198815.9551 | 677391.0632 | 880450.5965 | 6.008% | 936729.1429
BUREAU #2719 | TERTIAIRE | BUREAUX | 17778.6039 | 2017 | 22325.1242 | 0 | 0 | 0 | 0 | 8173.5441 | 20170.1584 | 22581.8878 | 4 | 70976.8357 | 47447.671 | 36 | 0 | 0 | 0 | 0 | 0 | 0 | 54737.0596 | 1325.6179 | 345393.7213 | 2111.553 | 50124.1769 | 191.0883 | 3345.355 | 0 | 40052.7581 | 384.0896 | 0 | 99938.6798 | 92.56% | 7.444% | 1380.117 | 0 | 281.167 | 30.2776 | 547.1174 | 555.4454 | 706.3307 | 171.773 | 1680.3231 | 28037.9051 | 216035.0754 | 245753.3036 | 783460.5085 | 1033756.391 | 2.5% | 1060260.6557
BUREAU #2720 | TERTIAIRE | BUREAUX | 19816.8776 | 2024 | 32678.4588 | 0 | 0 | 0 | 0 | 10653.7645 | 22272.7517 | 25313.4107 | 4 | 99278.4299 | 71708.8641 | 43 | 0 | 0 | 0 | 0 | 0 | 0 | 62349.0296 | 1459.2347 | 643631.9331 | 2183.7789 | 71154.7804 | 191.1367 | 3948.9432 | 0 | 59863.7652 | 663.2378 | 0 | 145792.7157 | 92.55% | 7.448% | 1898.3871 | 0 | 377.7321 | 31.4298 | 759.6673 | 505.4632 | 890.793 | 151.1186 | 2172.483 | 57107.9199 | 252405.7029 | 311686.1058 | 1276342.2188 | 1596636.3107 | 6.577% | 1709032.4242
BUREAU #2721 | TERTIAIRE | BUREAUX | 3407.7787 | 2009 | 2769.1622 | 0 | 0 | 0 | 0 | 1185.7408 | 3432.9584 | 2288.2372 | 1 | 12188.7206 | 9851.1434 | 9 | 0 | 0 | 0 | 0 | 0 | 0 | 8439.3577 | 295.4263 | 59415.5544 | 473.667 | 8997.6452 | 47.296 | 575.3728 | 0 | 8432.0198 | 96.7803 | 0 | 13725.0495 | 93.22% | 6.781% | 275.4001 | 0 | 50.4777 | 5.4418 | 126.5409 | 94.1449 | 94.4168 | 32.6463 | 286.0089 | 5682.6845 | 37399.183 | 43367.8765 | 131994.7127 | 176516.9373 | 5.469% | 186730.0069
BUREAU #2722 | TERTIAIRE | BUREAUX | 18120.6642 | 2010 | 19720.4453 | 0 | 0 | 0 | 0 | 7506.5492 | 16634.0554 | 13494.755 | 4 | 56832.6476 | 59576.2741 | 42 | 0 | 0 | 0 | 0 | 0 | 0 | 46759.5537 | 1392.0001 | 400043.2611 | 2601.452 | 42671.5615 | 247.3847 | 3165.7111 | 0 | 38210.607 | 386.719 | 0 | 84275.4143 | 91.19% | 8.807% | 1628.0618 | 0 | 316.8089 | 31.3193 | 607.147 | 578.3231 | 664.3408 | 146.5491 | 1977.4805 | 24813.6078 | 222936.5454 | 249727.6336 | 783206.1565 | 1039399.2319 | 2.721% | 1068477.802
BUREAU #2723 | TERTIAIRE | BUREAUX | 22288.884 | 2016 | 28794.0092 | 0 | 0 | 0 | 0 | 7325.825 | 25559.7942 | 24301.3428 | 4 | 72424.5941 | 68241.9975 | 45 | 0 | 0 | 0 | 0 | 0 | 0 | 55870.5406 | 1501.6009 | 398824.9752 | 2770.6927 | 67001.5242 | 311.2376 | 3402.1258 | 0 | 53309.2219 | 543.1373 | 0 | 124961.3633 | 86.38% | 13.62% | 2388.811 | 0 | 439.3415 | 37.545 | 1005.6813 | 687.9543 | 665.9349 | 190.8866 | 3353.4333 | 40920.5298 | 222555.7453 | 266829.7084 | 931870.9358 | 1207850.9625 | 4.479% | 1264486.3396
BUREAU #2724 | TERTIAIRE | BUREAUX | 20195.5441 | 2011 | 24530.9146 | 0 | 0 | 0 | 0 | 8135.6014 | 20290.59 | 16690.1468 | 4 | 54348.5849 | 60135.9707 | 35 | 0 | 0 | 0 | 0 | 0 | 0 | 53035.1752 | 1450.2367 | 400514.2452 | 2443.8916 | 42353.7061 | 212.2052 | 3437.4132 | 0 | 40790.8269 | 612.0232 | 0 | 98249.2563 | 90.79% | 9.206% | 1957.5842 | 0 | 412.4969 | 30.1726 | 742.6444 | 601.8847 | 832.069 | 136.9855 | 2432.9775 | 41518.253 | 233268.8232 | 277220.0537 | 830829.4599 | 1113115.5347 | 6.283% | 1187736.5868
BUREAU #2725 | TERTIAIRE | BUREAUX | 7958.8741 | 2018 | 11922.8771 | 0 | 0 | 0 | 0 | 3591.5393 | 9428.6552 | 8780.9089 | 1 | 26675.3232 | 20390.5793 | 20 | 0 | 0 | 0 | 0 | 0 | 0 | 27730.6147 | 544.3197 | 150818.7089 | 1173.0008 | 26111.2976 | 100.7492 | 1443.126 | 0 | 22564.1917 | 257.3959 | 0 | 49643.2098 | 94.52% | 5.476% | 758.42 | 0 | 108.7513 | 11.5879 | 316.5363 | 220.8072 | 280.6367 | 81.123 | 919.8831 | 16475.334 | 95397.116 | 112792.3331 | 365963.0165 | 481409.9211 | 7.771% | 521970.5847
BUREAU #2726 | TERTIAIRE | BUREAUX | 17130.5868 | 2021 | 22367.6168 | 0 | 0 | 0 | 0 | 6267.8669 | 24798.8743 | 16676.9257 | 3 | 77903.6873 | 60123.2103 | 36 | 0 | 0 | 0 | 0 | 0 | 0 | 71089.584 | 1158.094 | 479395.1125 | 2726.7626 | 42552.9151 | 162.4934 | 3055.4494 | 0 | 52801.3885 | 470.316 | 0 | 109884.5966 | 96.69% | 3.313% | 1223.8547 | 0 | 365.6943 | 23.4217 | 719.9607 | 441.7511 | 664.1635 | 155.8796 | 2023.5726 | 32401.915 | 188313.0072 | 222738.4949 | 973878.9232 | 1202634.025 | 3.412% | 1245115.1366
BUREAU #2727 | TERTIAIRE | BUREAUX | 8220.8703 | 2022 | 11536.9521 | 0 | 0 | 0 | 0 | 3325.8934 | 11206.6722 | 10344.5694 | 1 | 29654.0181 | 24368.0144 | 17 | 0 | 0 | 0 | 0 | 0 | 0 | 27576.0284 | 621.3748 | 188633.7067 | 896.5364 | 30662.7284 | 79.4329 | 1225.061 | 0 | 19879.0665 | 253.8779 | 0 | 62212.8133 | 97.01% | 2.988% | 613.3149 | 0 | 114.6309 | 13.734 | 283.5552 | 265.4005 | 225.5532 | 72.6855 | 970.1599 | 15379.7122 | 66637.8624 | 82987.7346 | 424920.4801 | 511556.635 | 1.312% | 518355.683
BUREAU #2728 | TERTIAIRE | BUREAUX | 11539.9603 | 2024 | 12063.6444 | 0 | 0 | 0 | 0 | 6749.2337 | 16118.1303 | 16342.3066 | 2 | 36551.869 | 31815.1059 | 21 | 0 | 0 | 0 | 0 | 0 | 0 | 47110.0148 | 715.6857 | 314373.6124 | 1358.1825 | 36237.2705 | 165.1254 | 1907.4078 | 0 | 42992.5621 | 320.4793 | 0 | 97432.6473 | 90.52% | 9.482% | 1175.121 | 0 | 216.3972 | 13.5227 | 390.1771 | 300.276 | 404.9377 | 77.0505 | 1430.2841 | 25374.9332 | 117599.8767 | 144405.094 | 673896.3723 | 823673.3333 | 2.723% | 846732.6836
BUREAU #2729 | TERTIAIRE | BUREAUX | 18038.9571 | 2012 | 19229.7454 | 0 | 0 | 0 | 0 | 8113.1834 | 15192.8705 | 16298.1446 | 3 | 64957.3246 | 61035.0652 | 40 | 0 | 0 | 0 | 0 | 0 | 0 | 59303.7607 | 1035.5391 | 464992.9723 | 1865.909 | 41824.6742 | 168.1901 | 2881.0982 | 0 | 35452.5229 | 635.2649 | 0 | 109658.2281 | 91.36% | 8.642% | 1588.9103 | 0 | 275.373 | 20.3945 | 806.0767 | 465.4602 | 742.67 | 115.3634 | 2467.824 | 37921.083 | 202793.3375 | 243182.2446 | 906696.8791 | 1154285.7716 | 4.421% | 1207671.4052
BUREAU #2730 | TERTIAIRE | BUREAUX | 15035.2142 | 2021 | 16021.4625 | 0 | 0 | 0 | 0 | 6396.2723 | 22261.4196 | 21218.7075 | 3 | 47171.0284 | 50856.4595 | 33 | 0 | 0 | 0 | 0 | 0 | 0 | 59845.592 | 1425.6209 | 480304.2762 | 2507.2491 | 46448.3817 | 174.7901 | 2530.7358 | 0 | 52167.5779 | 409.5362 | 0 | 92837.6192 | 92.91% | 7.088% | 1215.0767 | 0 | 229.5373 | 24.3691 | 602.442 | 592.3767 | 567.465 | 130.4498 | 2185.554 | 35263.1539 | 130042.6754 | 167491.3833 | 910197.8381 | 1083641.9676 | 8.212% | 1180589.6216
BUREAU #2731 | TERTIAIRE | BUREAUX | 17872.1794 | 2011 | 22869.9635 | 0 | 0 | 0 | 0 | 7976.2443 | 21720.4853 | 16693.0823 | 3 | 66332.0102 | 40719.0024 | 48 | 0 | 0 | 0 | 0 | 0 | 0 | 63911.4068 | 1266.4871 | 314385.3965 | 2607.1173 | 35820.9513 | 175.4826 | 2800.9504 | 0 | 41118.3559 | 385.496 | 0 | 84226.2301 | 88.34% | 11.66% | 1482.9763 | 0 | 251.201 | 30.4239 | 509.8721 | 460.2615 | 720.4357 | 119.47 | 1788.1093 | 34718.9161 | 158804.5589 | 195311.5843 | 735742.2238 | 936892.6187 | 6.537% | 1002421.0882
BUREAU #2732 | TERTIAIRE | BUREAUX | 8843.8234 | 2019 | 13546.7635 | 0 | 0 | 0 | 0 | 4065.6272 | 12594.9982 | 7402.1407 | 1 | 40711.9711 | 29858.4891 | 15 | 0 | 0 | 0 | 0 | 0 | 0 | 26149.0426 | 532.0436 | 272094.6416 | 1494.5514 | 28203.3546 | 86.3878 | 1439.0733 | 0 | 28863.1827 | 247.3027 | 0 | 52670.3456 | 90.94% | 9.062% | 670.8532 | 0 | 192.9026 | 15.3504 | 290.9613 | 330.6724 | 343.2385 | 70.4356 | 1355.5257 | 21036.8002 | 111682.1288 | 134074.4547 | 530333.8839 | 668195.9749 | 5.165% | 704590.9438
BUREAU #2733 | TERTIAIRE | BUREAUX | 13101.009 | 2008 | 10020.5469 | 0 | 0 | 0 | 0 | 4614.4242 | 11639.1216 | 11557.145 | 2 | 45018.3642 | 30966.6886 | 27 | 0 | 0 | 0 | 0 | 0 | 0 | 34940.3538 | 753.3622 | 233808.0003 | 1705.0202 | 28438.9589 | 156.9575 | 2057.7305 | 0 | 25449.8986 | 430.2842 | 0 | 64137.6255 | 92.99% | 7.007% | 1390.2199 | 0 | 239.5973 | 15.1199 | 384.8638 | 420.2933 | 528.6528 | 96.3726 | 1408.7409 | 22244.2771 | 158651.4898 | 182304.5078 | 509171.7593 | 694681.4402 | 1.114% | 702507.541
BUREAU #2734 | TERTIAIRE | BUREAUX | 4699.2257 | 2012 | 5655.8546 | 0 | 0 | 0 | 0 | 1842.2441 | 5243.5562 | 4245.6769 | 1 | 13038.2861 | 14880.9431 | 13 | 0 | 0 | 0 | 0 | 0 | 0 | 15658.4379 | 312.0979 | 114105.7186 | 508.6848 | 10008.2202 | 44.9715 | 835.4064 | 0 | 10553.1965 | 159.9567 | 0 | 22953.617 | 90.41% | 9.59% | 502.5895 | 0 | 83.6659 | 7.0025 | 145.5585 | 118.5467 | 172.0442 | 47.3951 | 640.2175 | 8084.1437 | 46802.8688 | 55527.23 | 219335.1617 | 275969.5294 | 3.201% | 285096.3075
BUREAU #2735 | TERTIAIRE | BUREAUX | 8421.6017 | 2016 | 8775.4967 | 0 | 0 | 0 | 0 | 3667.5043 | 8028.5007 | 6840.8388 | 1 | 36184.6306 | 29832.1922 | 18 | 0 | 0 | 0 | 0 | 0 | 0 | 32822.1282 | 668.0471 | 167571.6418 | 903.361 | 22658.9396 | 111.6719 | 1413.8898 | 0 | 24664.5362 | 238.833 | 0 | 54937.47 | 95.7% | 4.296% | 650.9713 | 0 | 116.0355 | 9.8011 | 363.2941 | 228.0854 | 363.7606 | 73.3351 | 1042.3578 | 17042.3489 | 88629.9562 | 106714.6628 | 399265.2417 | 508836.961 | 2.561% | 522209.2303
BUREAU #2736 | TERTIAIRE | BUREAUX | 20295.6281 | 2024 | 33074.273 | 0 | 0 | 0 | 0 | 8808.0096 | 21484.7793 | 25071.7587 | 3 | 71979.2596 | 72858.9488 | 52 | 0 | 0 | 0 | 0 | 0 | 0 | 64420.2508 | 1871.4563 | 626434.974 | 3006.0731 | 68441.4051 | 216.5576 | 3897.4153 | 0 | 50028.4813 | 498.4594 | 0 | 167187.8873 | 96.8% | 3.203% | 1827.6839 | 0 | 427.1899 | 27.5877 | 899.2221 | 712.4851 | 659.1699 | 140.5968 | 2454.9587 | 44735.402 | 255499.1089 | 302689.4695 | 1225291.8418 | 1535876.2421 | 1.549% | 1560044.0499
BUREAU #2737 | TERTIAIRE | BUREAUX | 15802.6768 | 2019 | 23021.5365 | 0 | 0 | 0 | 0 | 6510.7004 | 23042.9078 | 15107.9627 | 2 | 57040.7765 | 49354.5867 | 41 | 0 | 0 | 0 | 0 | 0 | 0 | 63277.9966 | 972.5253 | 409916.169 | 2320.9951 | 60499.8438 | 216.1994 | 2760.4468 | 0 | 42686.0269 | 547.7496 | 0 | 117882.4831 | 94.35% | 5.651% | 1523.092 | 0 | 354.0062 | 22.8046 | 583.2791 | 568.3217 | 528.2835 | 115.617 | 1738.6411 | 37024.0403 | 178812.7105 | 217575.3919 | 889557.5095 | 1111689.4075 | 7.828% | 1206100.0995
BUREAU #2738 | TERTIAIRE | BUREAUX | 15778.2107 | 2022 | 21200.8461 | 0 | 0 | 0 | 0 | 5955.1012 | 18610.3885 | 15213.4107 | 2 | 46917.1373 | 54911.7528 | 29 | 0 | 0 | 0 | 0 | 0 | 0 | 56805.8244 | 1349.3077 | 476655.9489 | 1793.4982 | 39423.4093 | 137.3359 | 2706.061 | 0 | 53069.9275 | 529.3876 | 0 | 123346.9497 | 91.48% | 8.518% | 1302.847 | 0 | 319.806 | 26.2847 | 682.7931 | 385.2626 | 711.3433 | 118.3254 | 2615.7022 | 33370.0798 | 180331.6519 | 216317.4338 | 928962.1539 | 1152034.1337 | 1.198% | 1166006.4213
BUREAU #2739 | TERTIAIRE | BUREAUX | 21129.8741 | 2017 | 24636.1748 | 0 | 0 | 0 | 0 | 7476.4135 | 29093.0809 | 20171.7922 | 5 | 65424.164 | 64653.0197 | 50 | 0 | 0 | 0 | 0 | 0 | 0 | 76409.0574 | 1488.5092 | 426275.0866 | 3360.9828 | 69603.9296 | 243.071 | 3558.5429 | 0 | 48437.3001 | 557.4564 | 0 | 161593.1594 | 96.22% | 3.784% | 1658.8003 | 0 | 379.0922 | 35.0842 | 582.3603 | 593.4127 | 757.8774 | 154.0014 | 2890.9378 | 37843.937 | 185375.0211 | 226109.8959 | 1003415.3896 | 1235475.7487 | 1.509% | 1254407.6999
BUREAU #2740 | TERTIAIRE | BUREAUX | 22471.5779 | 2016 | 28515.2421 | 0 | 0 | 0 | 0 | 9756.4908 | 25858.0987 | 18673.4966 | 4 | 90284.4335 | 61926.303 | 45 | 0 | 0 | 0 | 0 | 0 | 0 | 75126.2501 | 1584.7054 | 439530.4441 | 2392.0236 | 68768.5383 | 254.0261 | 3709.0558 | 0 | 58521.3573 | 530.3995 | 0 | 109325.4044 | 87.37% | 12.63% | 2109.1946 | 0 | 424.6642 | 25.2881 | 874.7123 | 772.7341 | 621.8859 | 186.8813 | 3376.1089 | 42241.9504 | 179473.5166 | 225091.5759 | 1008296.7129 | 1242366.5541 | 5.884% | 1320044.2712
BUREAU #2741 | TERTIAIRE | BUREAUX | 17615.1728 | 2016 | 18289.8745 | 0 | 0 | 0 | 0 | 6249.1715 | 24165.3728 | 13905.2705 | 4 | 58364.37 | 46858.7818 | 48 | 0 | 0 | 0 | 0 | 0 | 0 | 58863.2069 | 1535.1457 | 311843.7218 | 2384.8581 | 53549.9863 | 246.934 | 3397.5821 | 0 | 37563.0705 | 444.0052 | 0 | 80221.8716 | 94.87% | 5.132% | 1557.4659 | 0 | 271.7192 | 24.8267 | 540.9877 | 552.7687 | 672.8315 | 121.9132 | 2345.3105 | 43362.0964 | 228499.9328 | 274207.3397 | 734488.6599 | 1013390.9561 | 4.71% | 1063481.5954
BUREAU #2742 | TERTIAIRE | BUREAUX | 5279.7301 | 2016 | 6901.1733 | 0 | 0 | 0 | 0 | 2080.0075 | 7179.5819 | 5192.4318 | 1 | 19733.3572 | 19673.1066 | 10 | 0 | 0 | 0 | 0 | 0 | 0 | 19190.287 | 315.0515 | 93423.0028 | 766.9926 | 17296.1042 | 60.5748 | 874.2255 | 0 | 14208.3376 | 127.2665 | 0 | 39571.181 | 92.92% | 7.078% | 349.5529 | 0 | 74.4006 | 8.6687 | 229.1547 | 177.1459 | 193.2056 | 47.6543 | 551.6174 | 9180.2178 | 66556.7141 | 76288.5494 | 242471.1163 | 320369.6705 | 0.8476% | 323108.2497
BUREAU #2743 | TERTIAIRE | BUREAUX | 12039.2602 | 2011 | 12880.2634 | 0 | 0 | 0 | 0 | 5405.6404 | 12582.3519 | 13173.6546 | 2 | 36200.0791 | 35278.8097 | 33 | 0 | 0 | 0 | 0 | 0 | 0 | 37800.232 | 1129.8869 | 235273.4271 | 1792.5486 | 33662.2093 | 146.2706 | 2070.8773 | 0 | 35721.1949 | 362.3809 | 0 | 51935.764 | 90.96% | 9.037% | 1016.9486 | 0 | 263.0089 | 18.4667 | 408.9827 | 299.2584 | 395.3511 | 115.1024 | 1363.4784 | 25959.8643 | 111892.246 | 139215.5887 | 517796.9402 | 661367.967 | 5.749% | 701707.652
BUREAU #2744 | TERTIAIRE | BUREAUX | 21691.4956 | 2023 | 24360.197 | 0 | 0 | 0 | 0 | 9933.036 | 24428.6429 | 24544.2913 | 4 | 71847.4774 | 77257.5465 | 44 | 0 | 0 | 0 | 0 | 0 | 0 | 99604.0069 | 1845.2278 | 578010.5423 | 2753.6676 | 87826.5243 | 305.3029 | 4008.8059 | 0 | 54245.4603 | 641.621 | 0 | 179550.5882 | 93.26% | 6.744% | 2188.6633 | 0 | 421.276 | 33.3127 | 719.9061 | 659.2147 | 789.8516 | 135.7158 | 2408.5 | 49342.704 | 226499.3015 | 278250.5054 | 1248737.8302 | 1534704.7804 | 3.653% | 1592889.0105
BUREAU #2745 | TERTIAIRE | BUREAUX | 2653.767 | 2017 | 2905.0615 | 0 | 0 | 0 | 0 | 842.4067 | 2800.4681 | 2599.3711 | 0 | 11618.4115 | 8783.8063 | 6 | 0 | 0 | 0 | 0 | 0 | 0 | 10131.6543 | 211.5932 | 72914.316 | 311.5183 | 9057.6381 | 36.6175 | 475.3003 | 0 | 5851.5689 | 77.5098 | 0 | 19041.6104 | 95.68% | 4.316% | 220.5631 | 0 | 43.4441 | 3.7033 | 74.2291 | 94.1619 | 118.5812 | 24.5461 | 383.1901 | 4664.8504 | 33631.038 | 38679.0785 | 148354.8547 | 188113.095 | 1.813% | 191586.7885
BUREAU #2746 | TERTIAIRE | BUREAUX | 9244.5347 | 2022 | 9452.8646 | 0 | 0 | 0 | 0 | 4241.7421 | 14003.4705 | 10807.292 | 1 | 42566.2593 | 34702.9974 | 20 | 0 | 0 | 0 | 0 | 0 | 0 | 29144.9664 | 604.3365 | 241304.0172 | 1348.4976 | 28546.1184 | 117.0462 | 1701.4565 | 0 | 27355.3416 | 281.6317 | 0 | 54934.9344 | 95.68% | 4.321% | 962.8703 | 0 | 202.0432 | 11.1209 | 278.1548 | 260.8801 | 408.0298 | 83.9439 | 1292.3103 | 16981.3717 | 91743.3869 | 110017.0689 | 496589.9327 | 609726.3983 | 8.038% | 663018.0159
BUREAU #2747 | TERTIAIRE | BUREAUX | 7701.162 | 2019 | 9305.6994 | 0 | 0 | 0 | 0 | 3086.7408 | 9137.2378 | 6989.151 | 1 | 31612.9987 | 23148.8141 | 20 | 0 | 0 | 0 | 0 | 0 | 0 | 22939.2258 | 611.813 | 160795.0109 | 1049.3796 | 24820.314 | 109.5255 | 1058.6679 | 0 | 23961.5344 | 196.9025 | 0 | 58924.0054 | 88.7% | 11.3% | 756.2011 | 0 | 143.3263 | 10.5407 | 312.7886 | 198.2284 | 306.3567 | 74.0335 | 1219.3783 | 13600.2552 | 71943.1474 | 86762.7809 | 380283.4672 | 469818.578 | 4.296% | 490905.6566
BUREAU #2748 | TERTIAIRE | BUREAUX | 23184.294 | 2012 | 28263.8207 | 0 | 0 | 0 | 0 | 9885.0808 | 21063.7445 | 23847.4441 | 4 | 82469.0573 | 65043.2539 | 61 | 0 | 0 | 0 | 0 | 0 | 0 | 77948.5193 | 1747.4493 | 608015.2708 | 3264.3264 | 70265.7261 | 292.2414 | 4456.8189 | 0 | 48684.0939 | 692.7383 | 0 | 103537.8339 | 91.87% | 8.133% | 1557.4103 | 0 | 341.1432 | 39.7871 | 816.7554 | 839.5077 | 920.6011 | 227.6505 | 2950.6922 | 49957.4697 | 213200.5741 | 266108.736 | 1166508.3883 | 1440536.1848 | 1.673% | 1465049.8174
BUREAU #2749 | TERTIAIRE | BUREAUX | 4521.4132 | 2018 | 5905.6691 | 0 | 0 | 0 | 0 | 2049.1794 | 4371.9924 | 3769.0266 | 1 | 16201.1607 | 16583.296 | 9 | 0 | 0 | 0 | 0 | 0 | 0 | 15585.2318 | 292.0858 | 98206.1366 | 622.051 | 16208.5778 | 58.3989 | 777.2717 | 0 | 12453.8862 | 98.2672 | 0 | 24900.7396 | 90.77% | 9.235% | 480.6733 | 0 | 87.2338 | 6.3152 | 132.0942 | 118.8357 | 182.4385 | 28.4261 | 525.3728 | 7196.7586 | 39977.0398 | 47699.1712 | 215248.7813 | 264342.0867 | 2.018% | 269785.9824
BUREAU #2750 | TERTIAIRE | BUREAUX | 12190.5841 | 2013 | 12910.6945 | 0 | 0 | 0 | 0 | 4639.9556 | 15319.243 | 14194.8313 | 2 | 46302.363 | 41950.4627 | 29 | 0 | 0 | 0 | 0 | 0 | 0 | 36841.1258 | 768.4586 | 316922.4762 | 1272.8827 | 37230.9943 | 117.8745 | 2350.2243 | 0 | 33367.9217 | 270.5945 | 0 | 61821.5655 | 88.04% | 11.96% | 1315.6475 | 0 | 253.492 | 16.5467 | 527.7352 | 483.266 | 496.4579 | 94.9362 | 1206.8524 | 25864.5432 | 120053.3885 | 147124.784 | 626678.1092 | 778211.4527 | 5.165% | 820597.4993
BUREAU #2751 | TERTIAIRE | BUREAUX | 11791.3674 | 2022 | 17630.1187 | 0 | 0 | 0 | 0 | 6660.4361 | 12592.1961 | 11227.3282 | 2 | 54254.8402 | 45910.0341 | 20 | 0 | 0 | 0 | 0 | 0 | 0 | 39137.4759 | 1107.8062 | 249775.0088 | 2017.1411 | 32664.8883 | 165.5357 | 1958.5395 | 0 | 44049.2439 | 337.5241 | 0 | 62749.9647 | 92.43% | 7.574% | 970.1456 | 0 | 203.1947 | 19.673 | 354.0581 | 445.9897 | 524.5853 | 88.7863 | 1282.478 | 30609.8789 | 92735.6735 | 124628.0303 | 582941.2105 | 711344.8166 | 1.88% | 724973.904
BUREAU #2752 | TERTIAIRE | BUREAUX | 4122.7628 | 2020 | 4960.6762 | 0 | 0 | 0 | 0 | 1859.7423 | 3982.8101 | 4011.9651 | 1 | 14815.9622 | 15824.2754 | 9 | 0 | 0 | 0 | 0 | 0 | 0 | 11384.371 | 327.2465 | 85291.3292 | 580.4841 | 11970.2187 | 49.3406 | 666.7264 | 0 | 12209.9288 | 108.8175 | 0 | 20612.9133 | 92.41% | 7.595% | 284.9317 | 0 | 86.9947 | 4.6453 | 121.1207 | 99.0963 | 182.4331 | 32.7766 | 501.8151 | 8155.668 | 50868.0835 | 59525.5666 | 185903.4612 | 246734.5084 | 6.759% | 264618.805
BUREAU #2753 | TERTIAIRE | BUREAUX | 2952.1953 | 2019 | 3208.4822 | 0 | 0 | 0 | 0 | 1415.3601 | 2906.2815 | 3600.7121 | 1 | 10642.2405 | 9043.7779 | 5 | 0 | 0 | 0 | 0 | 0 | 0 | 12458.2771 | 187.3425 | 60490.1742 | 474.5553 | 8824.5737 | 28.5377 | 465.5652 | 0 | 9136.201 | 83.9532 | 0 | 20545.7556 | 94.18% | 5.822% | 322.0777 | 0 | 41.7586 | 3.4567 | 118.9906 | 74.6632 | 94.3285 | 20.5055 | 362.6792 | 6463.9949 | 33349.1752 | 40175.8494 | 144514.4372 | 185869.0639 | 6.865% | 199570.3407
BUREAU #2754 | TERTIAIRE | BUREAUX | 18911.8784 | 2020 | 24176.9405 | 0 | 0 | 0 | 0 | 9105.4679 | 18716.9503 | 20054.7398 | 3 | 61647.4676 | 69075.823 | 36 | 0 | 0 | 0 | 0 | 0 | 0 | 73592.2914 | 1671.792 | 586190.6397 | 3018.7782 | 72309.5008 | 174.5996 | 3137.1775 | 0 | 64334.6774 | 529.5053 | 0 | 102970.6802 | 96.62% | 3.377% | 1495.4547 | 0 | 356.5847 | 20.9989 | 832.032 | 504.4728 | 651.6855 | 159.2666 | 1951.9908 | 46730.4725 | 171919.4734 | 220601.9367 | 1120747.9259 | 1347001.7606 | 1.927% | 1373464.5459
BUREAU #2755 | TERTIAIRE | BUREAUX | 18233.8115 | 2012 | 16813.4581 | 0 | 0 | 0 | 0 | 5202.2603 | 18406.3116 | 13035.8746 | 3 | 67189.9558 | 60585.3769 | 44 | 0 | 0 | 0 | 0 | 0 | 0 | 43747.0113 | 1704.763 | 460268.6311 | 2365.6572 | 47053.0555 | 205.9534 | 3122.1388 | 0 | 49732.7939 | 537.3068 | 0 | 76006.8264 | 92.85% | 7.154% | 1908.3481 | 0 | 407.3501 | 22.0275 | 676.5543 | 685.65 | 716.3474 | 177.1948 | 1948.2463 | 32982.5712 | 197471.0217 | 232401.8392 | 866472.2971 | 1104734.7265 | 7.91% | 1199624.7976
BUREAU #2756 | TERTIAIRE | BUREAUX | 7808.3666 | 2014 | 9379.0978 | 0 | 0 | 0 | 0 | 3421.483 | 6769.1154 | 6775.2142 | 2 | 29806.0042 | 20811.5493 | 15 | 0 | 0 | 0 | 0 | 0 | 0 | 21764.8752 | 554.2898 | 217609.5803 | 1333.0615 | 25059.9288 | 96.1667 | 1207.8133 | 0 | 24776.6416 | 269.8543 | 0 | 37579.8186 | 94.55% | 5.449% | 676.8233 | 0 | 159.1106 | 10.3517 | 253.0913 | 288.7242 | 345.873 | 78.6245 | 949.685 | 14580.1236 | 98149.3113 | 113679.1199 | 413662.1705 | 529608.909 | 0.7725% | 533732.0251
BUREAU #2757 | TERTIAIRE | BUREAUX | 20525.9325 | 2011 | 23488.4807 | 0 | 0 | 0 | 0 | 7103.6315 | 15626.1314 | 21637.7387 | 4 | 60982.5745 | 65014.9954 | 45 | 0 | 0 | 0 | 0 | 0 | 0 | 69471.1689 | 1347.0163 | 473916.9526 | 2559.7506 | 45493.2401 | 279.5675 | 3321.7362 | 0 | 37800.1466 | 655.5856 | 0 | 127088.4211 | 91.86% | 8.14% | 2045.7252 | 0 | 399.126 | 25.1684 | 634.5338 | 707.8932 | 925.6979 | 204.9904 | 2503.924 | 43721.9628 | 190406.3217 | 236632.2085 | 958515.8892 | 1200823.739 | 1.388% | 1217723.4171
BUREAU #2758 | TERTIAIRE | BUREAUX | 14050.0993 | 2022 | 18477.4191 | 0 | 0 | 0 | 0 | 5987.8298 | 17610.1073 | 16928.1137 | 2 | 63425.1327 | 56555.2154 | 23 | 0 | 0 | 0 | 0 | 0 | 0 | 38761.1842 | 1297.9099 | 402079.62 | 1779.6163 | 47742.6298 | 181.9531 | 2437.3317 | 0 | 48574.0476 | 365.3273 | 0 | 71636.8089 | 92.82% | 7.181% | 1147.3271 | 0 | 262.5883 | 20.8908 | 633.7975 | 506.0928 | 609.7721 | 98.8162 | 2005.9418 | 32630.016 | 159370.9056 | 194006.8634 | 792600.1133 | 992533.4901 | 6.026% | 1056179.8264
BUREAU #2759 | TERTIAIRE | BUREAUX | 3575.9424 | 2012 | 4340.3404 | 0 | 0 | 0 | 0 | 1557.9422 | 3085.8546 | 2703.6988 | 1 | 13491.1502 | 7513.5221 | 9 | 0 | 0 | 0 | 0 | 0 | 0 | 11682.792 | 335.3453 | 67655.0486 | 451.2568 | 7440.9772 | 42.0127 | 559.8202 | 0 | 7165.5713 | 102.6661 | 0 | 22034.7748 | 90.71% | 9.291% | 244.1168 | 0 | 63.6056 | 4.4229 | 104.4276 | 107.5381 | 142.2672 | 31.8221 | 473.8312 | 8174.1789 | 32909.8908 | 41557.9008 | 155779.27 | 198595.9191 | 3.626% | 206067.765
BUREAU #2760 | TERTIAIRE | BUREAUX | 7905.7897 | 2018 | 10037.7711 | 0 | 0 | 0 | 0 | 3899.9472 | 7109.9741 | 8728.539 | 2 | 31669.5837 | 20875.2621 | 20 | 0 | 0 | 0 | 0 | 0 | 0 | 31279.783 | 613.401 | 161438.2686 | 1347.6978 | 23491.6138 | 72.3936 | 1510.8783 | 0 | 26166.8059 | 252.1584 | 0 | 43953.7347 | 87.68% | 12.32% | 863.4898 | 0 | 162.2132 | 10.0566 | 231.3021 | 276.83 | 218.3478 | 49.0207 | 926.3808 | 17336.2516 | 81369.8086 | 99632.4409 | 378153.2998 | 480621.6263 | 3.518% | 498147.312
BUREAU #2761 | TERTIAIRE | BUREAUX | 21806.5128 | 2023 | 31625.0851 | 0 | 0 | 0 | 0 | 10340.602 | 23718.9051 | 28071.4543 | 5 | 97930.3361 | 94023.8439 | 50 | 0 | 0 | 0 | 0 | 0 | 0 | 92301.1011 | 1491.6667 | 461910.0604 | 3514.6913 | 69235.9296 | 254.3166 | 3199.7986 | 0 | 75460.9586 | 622.9623 | 0 | 145691.5607 | 91.06% | 8.943% | 2192.4723 | 0 | 490.8667 | 39.5377 | 782.6242 | 662.4247 | 676.7912 | 160.1858 | 3204.0663 | 56847.7279 | 264062.4428 | 324114.237 | 1130237.6596 | 1462502.3825 | 5.813% | 1552761.8367
BUREAU #2762 | TERTIAIRE | BUREAUX | 21276.4297 | 2022 | 26025.9278 | 0 | 0 | 0 | 0 | 7643.6613 | 28725.2168 | 24747.237 | 4 | 62857.1773 | 80757.8053 | 45 | 0 | 0 | 0 | 0 | 0 | 0 | 72583.9396 | 1793.5097 | 560269.7048 | 2214.0386 | 56178.0781 | 197.3991 | 3524.8192 | 0 | 58398.8959 | 603.4082 | 0 | 157489.9885 | 90.37% | 9.631% | 1908.6915 | 0 | 425.7786 | 32.6045 | 931.4226 | 573.4164 | 713.5029 | 199.3392 | 3078.5634 | 51761.3996 | 224448.4526 | 279288.4156 | 1149083.892 | 1437725.3657 | 3.591% | 1491277.2375
BUREAU #2763 | TERTIAIRE | BUREAUX | 2548.5739 | 2011 | 3010.5237 | 0 | 0 | 0 | 0 | 897.7797 | 2315.8234 | 2516.2765 | 0 | 6645.5288 | 7004.7309 | 6 | 0 | 0 | 0 | 0 | 0 | 0 | 8111.5007 | 172.2574 | 46981.6615 | 415.4171 | 6523.7933 | 32.353 | 397.5591 | 0 | 5057.3817 | 56.5254 | 0 | 10706.9693 | 92.16% | 7.837% | 274.0135 | 0 | 38.8974 | 3.6502 | 112.2485 | 89.1471 | 80.1361 | 23.223 | 337.8011 | 4258.181 | 32622.2923 | 37218.2744 | 100483.3721 | 138553.1519 | 1.996% | 141375.6493
BUREAU #2764 | TERTIAIRE | BUREAUX | 22478.9495 | 2023 | 32143.3788 | 0 | 0 | 0 | 0 | 8365.5709 | 27790.6844 | 23503.967 | 4 | 96792.8364 | 86351.9919 | 59 | 0 | 0 | 0 | 0 | 0 | 0 | 87113.2388 | 1806.4178 | 643107.9112 | 3073.8211 | 70995.465 | 267.8461 | 3508.4522 | 0 | 81474.8492 | 657.286 | 0 | 150473.4257 | 93.79% | 6.208% | 1574.3343 | 0 | 321.4421 | 26.0082 | 852.5481 | 571.1869 | 899.4225 | 209.4041 | 3272.5829 | 51976.9061 | 202937.781 | 258187.2701 | 1326717.123 | 1594937.6608 | 1.667% | 1621973.2644
BUREAU #2765 | TERTIAIRE | BUREAUX | 8202.2176 | 2011 | 9035.0643 | 0 | 0 | 0 | 0 | 3460.4315 | 8456.9925 | 7871.9357 | 1 | 23463.8781 | 20383.546 | 14 | 0 | 0 | 0 | 0 | 0 | 0 | 19476.0627 | 633.8117 | 138556.7494 | 1151.6743 | 25817.9387 | 111.8036 | 1293.7736 | 0 | 21698.2328 | 214.2283 | 0 | 48038.1119 | 92.88% | 7.115% | 538.5969 | 0 | 151.4532 | 11.2384 | 271.731 | 238.7821 | 332.6778 | 67.2933 | 670.6459 | 11989.2118 | 70526.4557 | 83186.3134 | 329011.5912 | 414878.9574 | 1.655% | 421859.7204
BUREAU #2766 | TERTIAIRE | BUREAUX | 5797.7271 | 2023 | 7941.9639 | 0 | 0 | 0 | 0 | 2525.6571 | 7107.155 | 7175.5822 | 1 | 22707.6088 | 19644.8792 | 15 | 0 | 0 | 0 | 0 | 0 | 0 | 21138.6621 | 347.0644 | 156704.8454 | 703.5393 | 18694.8429 | 73.9792 | 980.8884 | 0 | 19665.5886 | 155.4443 | 0 | 45513.3881 | 90.53% | 9.468% | 593.727 | 0 | 81.1446 | 9.7207 | 193.456 | 163.9648 | 217.7442 | 51.7578 | 971.9214 | 14351.8195 | 50879.7286 | 66203.4695 | 335153.6102 | 403227.5414 | 6.324% | 430450.9796
BUREAU #2767 | TERTIAIRE | BUREAUX | 22626.2111 | 2010 | 23035.12 | 0 | 0 | 0 | 0 | 7628.7538 | 25322.2555 | 20111.6575 | 4 | 60226.7553 | 51208.4255 | 52 | 0 | 0 | 0 | 0 | 0 | 0 | 49283.0214 | 1424.1395 | 504198.4274 | 2756.9143 | 62503.0723 | 195.5799 | 3170.4481 | 0 | 63790.0402 | 517.411 | 0 | 99379.8125 | 87.44% | 12.56% | 2295.3083 | 0 | 446.7155 | 30.7882 | 859.2589 | 672.3117 | 980.515 | 139.1096 | 2980.8735 | 35586.312 | 211129.2987 | 249696.4842 | 987457.8416 | 1243655.9215 | 5.964% | 1322529.2786
BUREAU #2768 | TERTIAIRE | BUREAUX | 6794.3045 | 2009 | 7130.7296 | 0 | 0 | 0 | 0 | 1829.1802 | 5319.7524 | 5679.0366 | 2 | 16562.1777 | 18696.6992 | 15 | 0 | 0 | 0 | 0 | 0 | 0 | 21283.6541 | 556.2501 | 139650.0996 | 1002.9913 | 14497.2021 | 67.5404 | 911.7191 | 0 | 14018.5913 | 225.7284 | 0 | 30898.9331 | 86.17% | 13.83% | 654.0244 | 0 | 141.932 | 8.8817 | 257.435 | 231.707 | 301.8325 | 52.6984 | 564.2189 | 13882.6372 | 73441.951 | 87888.8072 | 280456.7987 | 369810.1427 | 2.492% | 379262.1818
BUREAU #2769 | TERTIAIRE | BUREAUX | 12004.5932 | 2020 | 13115.8703 | 0 | 0 | 0 | 0 | 5609.4307 | 15507.2331 | 16567.9415 | 2 | 54596.1807 | 34799.2396 | 30 | 0 | 0 | 0 | 0 | 0 | 0 | 51605.5418 | 849.4141 | 255896.9145 | 1971.8198 | 31318.8049 | 135.0813 | 2123.9256 | 0 | 35627.1279 | 385.374 | 0 | 71292.7763 | 92.31% | 7.689% | 1023.3336 | 0 | 172.2684 | 16.5515 | 423.8574 | 471.1021 | 352.9592 | 92.0132 | 1956.8355 | 22584.2876 | 138301.7202 | 162842.8434 | 591932.2219 | 759409.0351 | 7.397% | 820071.518
BUREAU #2770 | TERTIAIRE | BUREAUX | 17435.488 | 2013 | 16328.3595 | 0 | 0 | 0 | 0 | 6989.3596 | 18184.3092 | 20264.1888 | 2 | 52197.4352 | 42457.7126 | 31 | 0 | 0 | 0 | 0 | 0 | 0 | 42957.9202 | 1008.8944 | 332682.0551 | 1904.3999 | 46288.087 | 190.9305 | 3220.9786 | 0 | 39219.5593 | 480.5707 | 0 | 82740.2655 | 87.15% | 12.85% | 1706.8211 | 0 | 362.4512 | 31.4725 | 745.8719 | 539.6416 | 680.5198 | 116.7846 | 2371.4502 | 32737.0566 | 139377.3682 | 174485.875 | 712959.101 | 893757.7864 | 3.113% | 922476.2702
BUREAU #2771 | TERTIAIRE | BUREAUX | 22921.8877 | 2022 | 30859.794 | 0 | 0 | 0 | 0 | 9745.5724 | 25690.9067 | 29017.1998 | 3 | 71570.1318 | 87063.6809 | 42 | 0 | 0 | 0 | 0 | 0 | 0 | 101437.8103 | 1370.7468 | 649801.2387 | 3860.339 | 82892.675 | 296.2167 | 3430.0927 | 0 | 69234.0785 | 614.896 | 0 | 172108.2307 | 95% | 4.998% | 1768.2935 | 0 | 481.3442 | 36.7648 | 778.1447 | 867.256 | 957.1814 | 178.8213 | 2931.0871 | 39092.221 | 195563.0089 | 237586.317 | 1326664.613 | 1572377.2914 | 1.374% | 1594285.5998
BUREAU #2772 | TERTIAIRE | BUREAUX | 23615.9605 | 2022 | 29518.5983 | 0 | 0 | 0 | 0 | 9504.1652 | 32080.6122 | 31494.3557 | 5 | 106045.0537 | 97386.2009 | 55 | 0 | 0 | 0 | 0 | 0 | 0 | 82836.8939 | 1862.187 | 769789.0163 | 3493.0348 | 93739.2251 | 281.6357 | 3984.5866 | 0 | 60291.7669 | 737.8562 | 0 | 121218.2543 | 93.09% | 6.907% | 1703.3047 | 0 | 359.6896 | 26.7946 | 650.0795 | 600.8193 | 782.8392 | 177.5141 | 3223.3629 | 52154.6796 | 230073.3408 | 285451.3833 | 1435385.8907 | 1727469.8273 | 2.104% | 1764599.5646
BUREAU #2773 | TERTIAIRE | BUREAUX | 12623.2436 | 2024 | 13533.1918 | 0 | 0 | 0 | 0 | 4661.5978 | 14311.13 | 12137.5846 | 3 | 58702.7811 | 35058.1061 | 25 | 0 | 0 | 0 | 0 | 0 | 0 | 47017.49 | 817.2226 | 317800.946 | 1516.9028 | 49232.6777 | 141.8767 | 2212.0646 | 0 | 38337.7383 | 357.8225 | 0 | 102244.2765 | 89.9% | 10.1% | 1309.8826 | 0 | 225.2739 | 20.7952 | 561.631 | 311.0728 | 483.249 | 124.0339 | 2153.5289 | 24084.3061 | 106066.492 | 132304.327 | 709940.7539 | 846299.4682 | 5.137% | 892125.4295
BUREAU #2774 | TERTIAIRE | BUREAUX | 15411.0077 | 2009 | 16257.2483 | 0 | 0 | 0 | 0 | 5146.8653 | 11554.2804 | 16302.0669 | 2 | 46151.8333 | 38029.2473 | 27 | 0 | 0 | 0 | 0 | 0 | 0 | 49032.2615 | 1193.0257 | 320122.883 | 2311.8437 | 44355.1507 | 177.1494 | 1997.1555 | 0 | 40947.7418 | 448.8245 | 0 | 67176.7573 | 97.12% | 2.88% | 1210.977 | 0 | 267.1547 | 16.8781 | 461.1378 | 573.5542 | 428.4018 | 109.9968 | 1301.3844 | 30700.409 | 191265.5848 | 223267.3782 | 669232.5378 | 897117.4226 | 7.121% | 965894.5697
BUREAU #2775 | TERTIAIRE | BUREAUX | 16818.8466 | 2014 | 14287.6594 | 0 | 0 | 0 | 0 | 7168.2603 | 14324.099 | 14772.7678 | 3 | 53516.822 | 38970.6483 | 46 | 0 | 0 | 0 | 0 | 0 | 0 | 39232.0878 | 1016.5766 | 399955.744 | 1971.2418 | 42326.2324 | 158.781 | 2952.3517 | 0 | 42728.3308 | 362.113 | 0 | 83573.193 | 88.03% | 11.97% | 1517.4824 | 0 | 281.2346 | 26.4606 | 566.3247 | 625.041 | 531.5593 | 165.6473 | 2219.7289 | 38717.1099 | 181925.6125 | 222862.4514 | 779350.4961 | 1006402.2476 | 1.988% | 1026819.5819
BUREAU #2776 | TERTIAIRE | BUREAUX | 20803.6226 | 2016 | 21543.989 | 0 | 0 | 0 | 0 | 8532.624 | 19319.023 | 21067.8272 | 3 | 66209.2747 | 76823.5201 | 48 | 0 | 0 | 0 | 0 | 0 | 0 | 83546.6874 | 1380.5597 | 372692.9623 | 2849.1208 | 50001.9111 | 234.9499 | 3655.815 | 0 | 56767.3495 | 695.8287 | 0 | 133677.8554 | 95.37% | 4.633% | 1427.9656 | 0 | 465.3299 | 25.8333 | 606.6002 | 571.3607 | 681.4824 | 152.2533 | 2244.5042 | 43757.7263 | 167577.8979 | 213580.1285 | 908856.0087 | 1129719.3816 | 6.984% | 1214541.6157
BUREAU #2777 | TERTIAIRE | BUREAUX | 8281.0931 | 2022 | 9063.6061 | 0 | 0 | 0 | 0 | 3009.0675 | 8878.0752 | 10931.261 | 1 | 38156.9231 | 28182.5156 | 20 | 0 | 0 | 0 | 0 | 0 | 0 | 25398.2778 | 539.0253 | 165003.0067 | 919.2108 | 22621.4393 | 106.665 | 1524.9145 | 0 | 21780.7957 | 248.3271 | 0 | 60762.0077 | 87.47% | 12.53% | 805.5475 | 0 | 180.1801 | 13.7596 | 353.5624 | 329.9095 | 287.185 | 58.5216 | 1135.9237 | 21855.858 | 82931.7923 | 105923.574 | 399175.9675 | 507602.1488 | 5.191% | 535394.5858
BUREAU #2778 | TERTIAIRE | BUREAUX | 16181.1508 | 2013 | 17187.6078 | 0 | 0 | 0 | 0 | 5130.6905 | 18792.4294 | 17453.901 | 2 | 40197.0879 | 42065.399 | 27 | 0 | 0 | 0 | 0 | 0 | 0 | 58446.2841 | 1431.9431 | 359417.3526 | 2389.588 | 48950.1019 | 175.4617 | 2372.8289 | 0 | 33643.8754 | 571.1719 | 0 | 102659.6374 | 90.14% | 9.858% | 1558.5187 | 0 | 245.9174 | 26.0431 | 518.6119 | 577.5183 | 453.078 | 108.4858 | 1597.5909 | 33454.1861 | 201569.8578 | 236621.6347 | 760805.1937 | 1002526.3594 | 2.148% | 1024536.5988
BUREAU #2779 | TERTIAIRE | BUREAUX | 13624.1843 | 2012 | 16138.0527 | 0 | 0 | 0 | 0 | 5233.4098 | 12189.6352 | 14768.4111 | 3 | 34247.1455 | 31659.2054 | 32 | 0 | 0 | 0 | 0 | 0 | 0 | 37929.3997 | 1052.7501 | 338766.7057 | 1518.324 | 38647.5314 | 153.2827 | 2272.2302 | 0 | 39391.4889 | 312.5386 | 0 | 66280.951 | 95.16% | 4.839% | 1021.294 | 0 | 241.2897 | 15.7989 | 402.8971 | 501.377 | 489.6322 | 92.9597 | 1153.9764 | 20890.1327 | 150269.2659 | 172313.375 | 645914.1393 | 822515.4085 | 3.266% | 850282.4153
BUREAU #2780 | TERTIAIRE | BUREAUX | 16222.8543 | 2014 | 17365.3272 | 0 | 0 | 0 | 0 | 7613.2898 | 20399.4246 | 12542.9686 | 4 | 46918.7474 | 40378.8261 | 40 | 0 | 0 | 0 | 0 | 0 | 0 | 59897.068 | 1040.7242 | 358616.7924 | 2580.4203 | 34767.9224 | 211.1688 | 2550.0943 | 0 | 35559.0121 | 386.9687 | 0 | 79724.9507 | 96.77% | 3.234% | 1362.3231 | 0 | 271.5747 | 22.9359 | 459.9943 | 409.3802 | 614.6529 | 101.1173 | 1943.5796 | 38563.7045 | 186821.7315 | 227329.0156 | 742643.2331 | 975881.6995 | 1.842% | 994190.0178
BUREAU #2781 | TERTIAIRE | BUREAUX | 8210.4788 | 2019 | 9862.5261 | 0 | 0 | 0 | 0 | 3932.2805 | 9662.9416 | 10850.4618 | 2 | 32969.3019 | 30577.5592 | 21 | 0 | 0 | 0 | 0 | 0 | 0 | 21754.0364 | 514.7801 | 230762.3675 | 1120.375 | 24266.305 | 113.0375 | 1342.9031 | 0 | 24781.2718 | 192.6278 | 0 | 55566.5569 | 97.68% | 2.317% | 670.5325 | 0 | 147.8048 | 10.5123 | 265.128 | 305.0025 | 278.3776 | 78.072 | 996.5528 | 19234.0197 | 70670.9829 | 90901.5554 | 458057.1241 | 551415.3992 | 8.103% | 600034.428
BUREAU #2782 | TERTIAIRE | BUREAUX | 6198.562 | 2021 | 7410.8455 | 0 | 0 | 0 | 0 | 3150.3741 | 6437.4025 | 7298.6351 | 1 | 29583.8389 | 17874.3243 | 17 | 0 | 0 | 0 | 0 | 0 | 0 | 27460.9759 | 523.4524 | 193698.733 | 746.0698 | 18391.7998 | 59.5833 | 1128.6553 | 0 | 15735.1988 | 145.1843 | 0 | 42065.8 | 94.61% | 5.395% | 579.6815 | 0 | 108.7916 | 8.2704 | 174.3735 | 158.6819 | 180.338 | 51.9872 | 845.3541 | 14043.1757 | 74360.6447 | 89249.1746 | 379039.6541 | 470455.4771 | 1.885% | 479491.8352
BUREAU #2783 | TERTIAIRE | BUREAUX | 23040.9024 | 2019 | 30610.7794 | 0 | 0 | 0 | 0 | 8942.0617 | 23460.6603 | 25184.1754 | 5 | 84369.7527 | 74141.7207 | 59 | 0 | 0 | 0 | 0 | 0 | 0 | 79338.052 | 1561.106 | 566418.2805 | 3924.1025 | 59576.5804 | 217.9318 | 4325.5415 | 0 | 61312.6451 | 732.182 | 0 | 122013.3393 | 92.18% | 7.821% | 1967.4417 | 0 | 314.4335 | 36.4215 | 1009.7955 | 658.1904 | 744.5388 | 172.6436 | 2719.5904 | 52730.9595 | 199672.5578 | 255123.1077 | 1156168.4455 | 1420911.6571 | 5.056% | 1496572.2193
BUREAU #2784 | TERTIAIRE | BUREAUX | 12955.5145 | 2021 | 12497.086 | 0 | 0 | 0 | 0 | 7123.2147 | 17621.8022 | 11211.5402 | 2 | 42767.4301 | 53574.8703 | 28 | 0 | 0 | 0 | 0 | 0 | 0 | 50527.5279 | 917.7711 | 284225.6882 | 1496.3527 | 34791.4297 | 147.4854 | 1766.6293 | 0 | 34880.5563 | 414.0083 | 0 | 81945.5213 | 89.44% | 10.56% | 1346.9301 | 0 | 203.177 | 15.0087 | 447.0332 | 352.9155 | 481.6044 | 81.1792 | 1415.5598 | 32417.3607 | 121442.5973 | 155275.5178 | 635494.4972 | 795789.6924 | 1.676% | 809357.8482
BUREAU #2785 | TERTIAIRE | BUREAUX | 20749.751 | 2021 | 27273.9037 | 0 | 0 | 0 | 0 | 10010.8871 | 30821.3002 | 29100.1718 | 4 | 97265.4206 | 68785.9483 | 41 | 0 | 0 | 0 | 0 | 0 | 0 | 60275.9609 | 1215.8253 | 506744.4839 | 2809.8251 | 82358.6702 | 285.1996 | 3364.4146 | 0 | 64932.1036 | 732.6971 | 0 | 105573.4829 | 94.92% | 5.084% | 1574.9038 | 0 | 443.0813 | 28.6654 | 739.1447 | 570.5422 | 744.1506 | 147.8297 | 2325.9421 | 50256.7905 | 234009.373 | 286592.1055 | 1098302.4801 | 1393058.002 | 8.067% | 1515297.1562
BUREAU #2786 | TERTIAIRE | BUREAUX | 8693.8244 | 2013 | 8213.9741 | 0 | 0 | 0 | 0 | 3789.6598 | 9691.0178 | 9831.2414 | 2 | 32258.018 | 19120.893 | 19 | 0 | 0 | 0 | 0 | 0 | 0 | 32169.7683 | 533.7664 | 145319.7533 | 1452.4854 | 22127.6759 | 117.8756 | 1488.5819 | 0 | 25103.3626 | 195.5195 | 0 | 41490.4601 | 94.13% | 5.872% | 907.2174 | 0 | 144.8613 | 12.4571 | 318.3036 | 346.6357 | 252.1839 | 85.6534 | 869.0962 | 20263.5519 | 101496.9228 | 122629.5709 | 361345.2447 | 486816.8059 | 5.983% | 517796.039
BUREAU #2787 | TERTIAIRE | BUREAUX | 16916.5516 | 2014 | 18368.1798 | 0 | 0 | 0 | 0 | 5239.0197 | 20186.254 | 18069.1962 | 2 | 57932.5743 | 51322.3758 | 43 | 0 | 0 | 0 | 0 | 0 | 0 | 49179.0108 | 1288.0058 | 375700.0755 | 1766.0904 | 36509.1563 | 163.0525 | 2449.3785 | 0 | 49577.9507 | 448.8232 | 0 | 76415.2841 | 87.73% | 12.27% | 1787.4444 | 0 | 257.663 | 21.7494 | 587.589 | 510.6284 | 598.2213 | 116.4327 | 1511.3305 | 26712.4351 | 174517.8729 | 202741.6384 | 759318.1572 | 967888.6746 | 3.941% | 1007593.5037
BUREAU #2788 | TERTIAIRE | BUREAUX | 19988.4458 | 2009 | 21496.2001 | 0 | 0 | 0 | 0 | 7564.996 | 18731.6268 | 20465.6327 | 3 | 57409.1776 | 48094.7057 | 53 | 0 | 0 | 0 | 0 | 0 | 0 | 63190.2239 | 1225.3014 | 442505.8023 | 3303.5132 | 56388.4251 | 221.8454 | 3230.487 | 0 | 34738.7259 | 649.3983 | 0 | 91741.6348 | 88.69% | 11.31% | 1518.5072 | 0 | 412.9501 | 23.3743 | 793.445 | 511.1099 | 766.2838 | 163.7351 | 2543.1916 | 27144.2938 | 218967.2111 | 248654.6965 | 871098.5162 | 1125916.5492 | 8.386% | 1228983.2216
BUREAU #2789 | TERTIAIRE | BUREAUX | 18859.9025 | 2015 | 16754.5852 | 0 | 0 | 0 | 0 | 5683.2136 | 22638.1064 | 15537.5839 | 3 | 67793.9503 | 47738.0697 | 45 | 0 | 0 | 0 | 0 | 0 | 0 | 67168.998 | 1248.4494 | 377931.3434 | 2327.1585 | 41348.9893 | 264.2987 | 3459.9783 | 0 | 39606.1823 | 551.3723 | 0 | 136502.7563 | 91.4% | 8.603% | 1911.0396 | 0 | 284.5925 | 21.7676 | 853.0762 | 501.3335 | 533.7617 | 157.7349 | 2727.9739 | 43425.3723 | 170638.7514 | 216792.0976 | 867461.9815 | 1088826.8763 | 4.113% | 1135535.8107
BUREAU #2790 | TERTIAIRE | BUREAUX | 15934.9418 | 2024 | 16933.2317 | 0 | 0 | 0 | 0 | 6249.8632 | 25432.5466 | 20140.861 | 3 | 69224.6922 | 42746.3932 | 34 | 0 | 0 | 0 | 0 | 0 | 0 | 66271.0775 | 1499.6027 | 461988.3857 | 2665.0731 | 60224.6225 | 177.1244 | 3237.2631 | 0 | 40738.6557 | 524.6928 | 0 | 123808.2975 | 92.7% | 7.298% | 1634.2641 | 0 | 247.9911 | 20.1346 | 700.918 | 569.4002 | 510.9296 | 119.622 | 2735.9442 | 29715.6515 | 158451.8702 | 190903.4659 | 956386.3678 | 1154811.0253 | 4.59% | 1210364.9833
BUREAU #2791 | TERTIAIRE | BUREAUX | 18301.5146 | 2023 | 18277.2791 | 0 | 0 | 0 | 0 | 6520.9898 | 27421.6978 | 19452.6559 | 3 | 66103.0509 | 48702.1801 | 36 | 0 | 0 | 0 | 0 | 0 | 0 | 64268.4495 | 1627.938 | 531254.6795 | 2658.2686 | 65358.3694 | 235.5189 | 3184.7112 | 0 | 48512.6058 | 587.9031 | 0 | 120383.9071 | 95.85% | 4.155% | 1825.223 | 0 | 291.7674 | 33.1932 | 522.3385 | 543.0325 | 643.8441 | 166.1926 | 2990.7007 | 51069.5094 | 213933.706 | 267993.9161 | 1059302.4305 | 1333994.565 | 7.094% | 1435855.0487
BUREAU #2792 | TERTIAIRE | BUREAUX | 19498.0369 | 2016 | 22077.9299 | 0 | 0 | 0 | 0 | 7414.5575 | 21761.3183 | 17462.5396 | 3 | 62308.1237 | 45982.9889 | 33 | 0 | 0 | 0 | 0 | 0 | 0 | 57554.3184 | 1397.2524 | 385627.6679 | 3015.6018 | 68818.0208 | 216.3317 | 3011.3529 | 0 | 54057.2936 | 497.4413 | 0 | 90283.6918 | 94.35% | 5.654% | 1618.8263 | 0 | 341.9215 | 35.3706 | 585.4335 | 764.4796 | 689.7576 | 145.4013 | 1956.0577 | 37793.0409 | 158556.7431 | 198305.8417 | 855388.7346 | 1058698.4937 | 0.7009% | 1066170.8055
BUREAU #2793 | TERTIAIRE | BUREAUX | 19150.518 | 2010 | 15281.734 | 0 | 0 | 0 | 0 | 7480.0254 | 17191.647 | 15818.8954 | 3 | 64793.5758 | 39411.963 | 38 | 0 | 0 | 0 | 0 | 0 | 0 | 63450.7113 | 1315.3802 | 355709.5433 | 2551.4841 | 49756.3122 | 264.2498 | 3174.951 | 0 | 50574.6949 | 608.7975 | 0 | 114651.0226 | 90.25% | 9.752% | 1317.3466 | 0 | 276.3014 | 27.4999 | 546.4994 | 461.0487 | 847.6378 | 124.206 | 1895.8805 | 27455.4966 | 180322.317 | 209673.6941 | 812457.9922 | 1027660.5592 | 3.176% | 1061370.6842
BUREAU #2794 | TERTIAIRE | BUREAUX | 3775.9864 | 2020 | 5371.2855 | 0 | 0 | 0 | 0 | 1276.6595 | 3918.6318 | 3289.3947 | 1 | 15981.58 | 9648.6114 | 6 | 0 | 0 | 0 | 0 | 0 | 0 | 14212.3071 | 217.8872 | 107870.2616 | 486.6797 | 10527.062 | 42.3685 | 624.4435 | 0 | 8907.4081 | 82.191 | 0 | 24795.7978 | 97.3% | 2.696% | 288.8079 | 0 | 75.6726 | 4.6179 | 142.4204 | 96.0992 | 150.9071 | 28.5734 | 535.9337 | 9469.5131 | 33842.3113 | 43847.7581 | 214247.6928 | 259274.4325 | 7.421% | 280057.5093
BUREAU #2795 | TERTIAIRE | BUREAUX | 7730.4263 | 2022 | 8097.0542 | 0 | 0 | 0 | 0 | 4107.3991 | 7507.7903 | 7949.6181 | 2 | 31342.7305 | 31975.6001 | 13 | 0 | 0 | 0 | 0 | 0 | 0 | 26344.8409 | 645.6489 | 191010.9722 | 950.2444 | 25275.0706 | 83.8052 | 1291.4937 | 0 | 18560.5239 | 230.2164 | 0 | 57722.91 | 90.28% | 9.721% | 564.8227 | 0 | 113.7387 | 8.8371 | 345.5428 | 210.9548 | 279.5322 | 71.03 | 851.3527 | 19985.5875 | 72992.3669 | 93829.307 | 412645.7642 | 508664.8053 | 5.653% | 539139.9031
BUREAU #2796 | TERTIAIRE | BUREAUX | 11741.364 | 2021 | 13710.8102 | 0 | 0 | 0 | 0 | 5694.5037 | 11070.7382 | 12805.9056 | 2 | 47181.6951 | 46863.6658 | 24 | 0 | 0 | 0 | 0 | 0 | 0 | 41382.4535 | 883.1755 | 359093.2937 | 1574.6409 | 43382.1417 | 105.4512 | 2210.1799 | 0 | 35412.5878 | 332.823 | 0 | 89409.1096 | 95.63% | 4.368% | 802.4239 | 0 | 190.9254 | 14.7209 | 445.2519 | 369.4929 | 371.5392 | 108.2524 | 1428.5971 | 23826.2759 | 144861.9761 | 170116.849 | 709993.014 | 884701.4796 | 2.62% | 908503.2486
BUREAU #2797 | TERTIAIRE | BUREAUX | 11399.501 | 2020 | 13494.3 | 0 | 0 | 0 | 0 | 6071.0838 | 13539.2724 | 12964.8758 | 2 | 33170.3886 | 34377.4673 | 30 | 0 | 0 | 0 | 0 | 0 | 0 | 42025.1173 | 1071.6096 | 285344.8653 | 1412.1188 | 29208.3703 | 101.738 | 2236.5717 | 0 | 32102.5364 | 249.7215 | 0 | 56101.2471 | 94.73% | 5.271% | 823.9581 | 0 | 245.995 | 19.6747 | 459.6938 | 329.7429 | 460.1174 | 100.4269 | 1319.4692 | 24996.3955 | 102175.65 | 128491.5148 | 568632.0681 | 701304.8875 | 2.175% | 716894.3623
BUREAU #2798 | TERTIAIRE | BUREAUX | 20588.5082 | 2010 | 21715.8375 | 0 | 0 | 0 | 0 | 7803.2324 | 15406.9649 | 15090.3494 | 4 | 56867.6922 | 65964.0744 | 54 | 0 | 0 | 0 | 0 | 0 | 0 | 54736.7628 | 1552.2615 | 382870.2647 | 2880.2232 | 50189.3866 | 198.5942 | 3553.1595 | 0 | 53951.1088 | 726.4982 | 0 | 97000.3956 | 96.22% | 3.781% | 1739.0685 | 0 | 461.219 | 23.325 | 662.2164 | 682.0032 | 712.1265 | 193.0093 | 2341.053 | 30317.0089 | 224768.984 | 257427.0459 | 816735.0286 | 1078805.2517 | 7.396% | 1164969.7344
BUREAU #2799 | TERTIAIRE | BUREAUX | 12487.5816 | 2016 | 11908.7381 | 0 | 0 | 0 | 0 | 5561.6415 | 11315.9097 | 13875.4029 | 2 | 50592.238 | 36967.9956 | 24 | 0 | 0 | 0 | 0 | 0 | 0 | 42937.4186 | 1188.8235 | 296308.2801 | 1470.8968 | 33809.5788 | 141.9418 | 1897.8938 | 0 | 34198.0446 | 396.1143 | 0 | 79199.4977 | 95.85% | 4.15% | 1143.934 | 0 | 210.0332 | 19.6664 | 365.465 | 497.9493 | 431.5147 | 101.0408 | 1664.8176 | 20581.2686 | 128812.1729 | 151058.2591 | 622398.1556 | 778139.1296 | 5.145% | 820342.6279
BUREAU #2800 | TERTIAIRE | BUREAUX | 7462.92 | 2017 | 10021.8854 | 0 | 0 | 0 | 0 | 2368.0839 | 8123.1829 | 9288.2864 | 2 | 26771.7076 | 18013.2175 | 12 | 0 | 0 | 0 | 0 | 0 | 0 | 27099.3795 | 500.6462 | 142161.79 | 1167.3045 | 24790.0562 | 101.9311 | 1446.1555 | 0 | 25334.6856 | 196.7447 | 0 | 43922.6712 | 89.33% | 10.67% | 801.6691 | 0 | 147.0649 | 13.1989 | 243.8596 | 247.9278 | 240.1694 | 68.3768 | 922.2299 | 16247.8388 | 92231.5471 | 109401.6157 | 346819.7062 | 458762.2929 | 7.889% | 498054.458
BUREAU #2801 | TERTIAIRE | BUREAUX | 5273.9163 | 2010 | 4836.0831 | 0 | 0 | 0 | 0 | 1564.9974 | 4714.0617 | 4274.7418 | 1 | 16986.6259 | 15708.1398 | 9 | 0 | 0 | 0 | 0 | 0 | 0 | 15350.3666 | 334.3392 | 111497.1559 | 727.3496 | 14020.7652 | 54.8777 | 719.8942 | 0 | 13247.2527 | 120.8245 | 0 | 24149.5481 | 87.41% | 12.59% | 465.8012 | 0 | 72.2691 | 6.1571 | 165.1544 | 185.2449 | 207.4592 | 43.1413 | 512.2302 | 10795.3697 | 56607.5979 | 67915.1978 | 230501.7545 | 300267.9763 | 6.938% | 322652.9549
BUREAU #2802 | TERTIAIRE | BUREAUX | 21981.8782 | 2008 | 23981.8252 | 0 | 0 | 0 | 0 | 6389.8061 | 16476.5902 | 15735.2328 | 3 | 77458.318 | 60714.8724 | 46 | 0 | 0 | 0 | 0 | 0 | 0 | 51839.7597 | 1293.2946 | 384608.4223 | 3409.7038 | 57814.369 | 277.3415 | 3713.242 | 0 | 51791.0489 | 658.3662 | 0 | 98526.7722 | 88.23% | 11.77% | 1955.34 | 0 | 451.1526 | 29.3963 | 993.6828 | 860.9555 | 741.7807 | 178.4453 | 2400.2906 | 29719.1033 | 208697.8198 | 240817.2137 | 847992.5367 | 1095415.3848 | 2.377% | 1122082.8803
BUREAU #2803 | TERTIAIRE | BUREAUX | 7029.1726 | 2009 | 5418.2904 | 0 | 0 | 0 | 0 | 2669.6115 | 7206.0265 | 6261.5679 | 1 | 19829.2138 | 20028.5208 | 16 | 0 | 0 | 0 | 0 | 0 | 0 | 21102.6769 | 419.0272 | 162708.2487 | 976.7131 | 19067.5157 | 61.4846 | 1171.1339 | 0 | 13904.1093 | 169.2073 | 0 | 39943.0206 | 96.52% | 3.484% | 539.1059 | 0 | 99.885 | 10.9588 | 205.5502 | 249.5182 | 294.1939 | 65.963 | 773.0811 | 10061.0747 | 89231.2487 | 100065.4044 | 320334.8916 | 422798.2759 | 2.885% | 435357.1903
BUREAU #2804 | TERTIAIRE | BUREAUX | 18221.7443 | 2010 | 21794.0705 | 0 | 0 | 0 | 0 | 7128.2286 | 18936.3355 | 20665.141 | 3 | 43029.9582 | 49408.7667 | 32 | 0 | 0 | 0 | 0 | 0 | 0 | 60159.4517 | 1274.9085 | 402733.3027 | 3041.8221 | 49847.1037 | 213.9247 | 3183.7122 | 0 | 43811.2046 | 431.0262 | 0 | 98081.025 | 93.61% | 6.392% | 1864.8422 | 0 | 390.5486 | 23.2158 | 697.0092 | 602.7944 | 525.8398 | 135.9039 | 1809.893 | 31533.2256 | 157793.4593 | 191136.5779 | 824424.2893 | 1021863.0579 | 3.61% | 1060134.595
BUREAU #2805 | TERTIAIRE | BUREAUX | 19593.2389 | 2010 | 20902.2849 | 0 | 0 | 0 | 0 | 5577.2586 | 17538.2923 | 19069.459 | 4 | 66614.8277 | 60914.0652 | 32 | 0 | 0 | 0 | 0 | 0 | 0 | 65785.0787 | 1539.3285 | 473409.4265 | 2596.9993 | 54667.0435 | 194.6351 | 3923.2511 | 0 | 54483.4353 | 620.5344 | 0 | 108179.3059 | 89.86% | 10.14% | 1811.8795 | 0 | 284.9527 | 35.2962 | 624.3392 | 584.7783 | 797.6703 | 170.3379 | 1679.8431 | 40825.5075 | 239191.4351 | 281696.7857 | 960986.7985 | 1248246.8027 | 3.11% | 1288318.4162
BUREAU #2806 | TERTIAIRE | BUREAUX | 17636.0797 | 2017 | 21960.5731 | 0 | 0 | 0 | 0 | 9036.7722 | 21833.0058 | 18617.475 | 4 | 76621.9035 | 50365.2604 | 47 | 0 | 0 | 0 | 0 | 0 | 0 | 64944.1796 | 1299.2653 | 359541.7535 | 2053.9636 | 49185.4146 | 167.0914 | 2992.1675 | 0 | 53048.8669 | 452.2533 | 0 | 116095.5997 | 92.32% | 7.68% | 1394.1931 | 0 | 307.2209 | 26.8637 | 578.9406 | 551.0549 | 516.9425 | 162.3141 | 1860.3434 | 28430.8552 | 209137.1914 | 239428.39 | 849641.4134 | 1095692.8343 | 7.553% | 1185212.0243
BUREAU #2807 | TERTIAIRE | BUREAUX | 12081.6998 | 2009 | 10830.4602 | 0 | 0 | 0 | 0 | 4193.8328 | 12607.6 | 11858.8906 | 2 | 28516.331 | 23871.2403 | 26 | 0 | 0 | 0 | 0 | 0 | 0 | 37742.8601 | 1016.3143 | 188750.5092 | 1661.7662 | 34005.1469 | 144.0579 | 2045.7075 | 0 | 21244.7458 | 312.5442 | 0 | 61311.1697 | 85.66% | 14.34% | 1093.7358 | 0 | 226.6543 | 21.935 | 410.9581 | 343.3569 | 425.0205 | 103.609 | 1316.9688 | 22560.3253 | 105601.8194 | 129479.1135 | 447983.0921 | 581032.8197 | 3.44% | 601735.4548
BUREAU #2808 | TERTIAIRE | BUREAUX | 7989.888 | 2021 | 12248.5084 | 0 | 0 | 0 | 0 | 4146.7475 | 9213.8995 | 10214.102 | 1 | 35339.4558 | 30514.5243 | 14 | 0 | 0 | 0 | 0 | 0 | 0 | 27313.9801 | 667.8308 | 155292.595 | 870.1507 | 30120.5655 | 87.8865 | 1393.4291 | 0 | 27379.8297 | 239.4325 | 0 | 51911.6778 | 87.37% | 12.63% | 813.3417 | 0 | 174.6212 | 13.1837 | 349.8018 | 235.8129 | 342.0852 | 49.6164 | 1211.1352 | 14836.496 | 100205.7553 | 116253.3865 | 389835.6682 | 508346.2293 | 2.233% | 519959.1458
BUREAU #2809 | TERTIAIRE | BUREAUX | 20759.6485 | 2022 | 25820.3051 | 0 | 0 | 0 | 0 | 9088.6761 | 20123.7573 | 26458.7453 | 4 | 92181.1842 | 57940.8844 | 47 | 0 | 0 | 0 | 0 | 0 | 0 | 66443.675 | 1190.3153 | 416736.8248 | 2779.4752 | 56056.8858 | 275.7872 | 3411.6458 | 0 | 47276.5965 | 542.3611 | 0 | 132922.4032 | 94.39% | 5.609% | 1422.8698 | 0 | 418.9323 | 25.9072 | 943.1307 | 761.6131 | 923.0159 | 156.0994 | 3480.8035 | 54755.6406 | 196544.9101 | 254781.3542 | 977799.1825 | 1238931.1011 | 6.474% | 1324698.7114
BUREAU #2810 | TERTIAIRE | BUREAUX | 23360.5952 | 2010 | 20712.3409 | 0 | 0 | 0 | 0 | 8420.4535 | 18295.8104 | 20721.688 | 4 | 86822.9887 | 59878.5517 | 47 | 0 | 0 | 0 | 0 | 0 | 0 | 68580.372 | 2037.7373 | 572221.8397 | 2890.1387 | 57507.3379 | 259.2171 | 3837.9617 | 0 | 50417.2757 | 809.9722 | 0 | 107315.0057 | 94.41% | 5.587% | 1805.1012 | 0 | 389.31 | 39.5952 | 913.5621 | 627.0009 | 813.115 | 179.404 | 2318.0851 | 31475.3019 | 209500.9052 | 243294.2922 | 1081472.6158 | 1330654.0164 | 8.173% | 1449088.1897
BUREAU #2811 | TERTIAIRE | BUREAUX | 19158.6379 | 2023 | 25803.7304 | 0 | 0 | 0 | 0 | 7010.5983 | 27110.2295 | 17111.5387 | 4 | 77356.6269 | 73954.1269 | 47 | 0 | 0 | 0 | 0 | 0 | 0 | 85716.048 | 1296.1811 | 390160.6204 | 2351.4545 | 72873.2416 | 240.9656 | 2735.4637 | 0 | 62816.4126 | 570.0338 | 0 | 103598.2269 | 96.81% | 3.195% | 1700.4875 | 0 | 366.8464 | 32.1333 | 605.5059 | 595.4076 | 795.8955 | 189.6152 | 2479.9106 | 45224.912 | 235524.0874 | 283228.9099 | 953570.049 | 1244810.3532 | 0.8189% | 1255088.395
BUREAU #2812 | TERTIAIRE | BUREAUX | 14993.0289 | 2018 | 20540.2386 | 0 | 0 | 0 | 0 | 5968.3191 | 20758.9584 | 14441.5646 | 2 | 54869.5832 | 46036.0642 | 28 | 0 | 0 | 0 | 0 | 0 | 0 | 42446.1945 | 1362.8274 | 355755.5795 | 2051.288 | 53603.2793 | 187.3322 | 2558.0722 | 0 | 31651.3814 | 512.4776 | 0 | 104666.1004 | 92.22% | 7.783% | 995.9006 | 0 | 243.9309 | 26.5314 | 441.9152 | 442.1697 | 667.7474 | 141.1807 | 1535.6766 | 33173.9118 | 127418.0775 | 162127.6659 | 765328.8159 | 931371.8456 | 5.853% | 989274.909
BUREAU #2813 | TERTIAIRE | BUREAUX | 22773.61 | 2014 | 19806.6803 | 0 | 0 | 0 | 0 | 8142.0199 | 23465.9565 | 23321.2973 | 4 | 80763.1656 | 67057.7768 | 45 | 0 | 0 | 0 | 0 | 0 | 0 | 87034.9426 | 1425.6282 | 443934.1884 | 3168.644 | 62508.3609 | 318.3763 | 3501.4614 | 0 | 63054.8 | 500.3281 | 0 | 130969.7392 | 91.11% | 8.888% | 1686.7561 | 0 | 424.3394 | 39.9924 | 1029.0585 | 758.9054 | 903.8163 | 171.1075 | 3139.1581 | 39418.9788 | 182612.8392 | 225170.9761 | 1017060.5782 | 1248622.6861 | 7.084% | 1343813.8172
BUREAU #2814 | TERTIAIRE | BUREAUX | 20905.8754 | 2010 | 25272.0155 | 0 | 0 | 0 | 0 | 8511.3089 | 17074.9665 | 16319.2781 | 4 | 73933.2338 | 41774.7085 | 49 | 0 | 0 | 0 | 0 | 0 | 0 | 67955.4844 | 1681.2075 | 325419.7877 | 3109.9975 | 48244.0434 | 298.604 | 3425.4182 | 0 | 49688.73 | 624.2073 | 0 | 102866.0272 | 93.98% | 6.016% | 1404.6138 | 0 | 438.6012 | 33.6041 | 617.0758 | 727.4917 | 764.1316 | 184.7781 | 2646.676 | 28208.4604 | 215928.9368 | 246784.0732 | 792176.3704 | 1043593.3958 | 7.156% | 1124029.6921
BUREAU #2815 | TERTIAIRE | BUREAUX | 7525.9786 | 2017 | 10549.4667 | 0 | 0 | 0 | 0 | 3865.5018 | 8404.5029 | 7230.3874 | 1 | 28643.6808 | 26701.7274 | 13 | 0 | 0 | 0 | 0 | 0 | 0 | 21480.0497 | 652.0147 | 148842.8912 | 982.0483 | 19877.5645 | 101.5114 | 1202.1917 | 0 | 21128.4833 | 176.3364 | 0 | 54904.2895 | 92.68% | 7.321% | 761.0813 | 0 | 104.9905 | 8.4082 | 306.651 | 186.5041 | 327.8982 | 72.2526 | 1037.4702 | 12166.2862 | 92262.8367 | 105466.5932 | 350591.5134 | 459054.5991 | 7.777% | 497765.4647
BUREAU #2816 | TERTIAIRE | BUREAUX | 18377.2487 | 2019 | 26756.4976 | 0 | 0 | 0 | 0 | 6802.7012 | 18170.2384 | 19607.6041 | 3 | 58831.9169 | 56022.3053 | 36 | 0 | 0 | 0 | 0 | 0 | 0 | 60066.8402 | 1289.7021 | 532655.383 | 2847.2076 | 55738.3335 | 246.546 | 3199.6578 | 0 | 52815.5081 | 441.5524 | 0 | 104980.22 | 92.78% | 7.223% | 1897.0245 | 0 | 391.2887 | 23.4823 | 761.8763 | 501.7903 | 616.0299 | 166.6176 | 1848.0593 | 42201.7694 | 194813.5518 | 238863.3805 | 1015194.0194 | 1260041.3794 | 7.723% | 1365496.0861
BUREAU #2817 | TERTIAIRE | BUREAUX | 15348.2851 | 2018 | 16853.5669 | 0 | 0 | 0 | 0 | 7267.9949 | 20148.2751 | 13518.7888 | 2 | 49027.3849 | 49923.5942 | 33 | 0 | 0 | 0 | 0 | 0 | 0 | 56660.8561 | 1213.3728 | 392898.1539 | 2443.646 | 57055.6823 | 145.118 | 2169.6255 | 0 | 46650.8598 | 343.6009 | 0 | 109112.8065 | 93.53% | 6.472% | 1594.4929 | 0 | 217.8325 | 25.5562 | 566.0592 | 379.8219 | 600.4533 | 99.8354 | 1805.5549 | 24389.2056 | 132766.072 | 158960.8325 | 827504.8339 | 992695.1673 | 6.252% | 1058898.8313
BUREAU #2818 | TERTIAIRE | BUREAUX | 10909.6567 | 2016 | 11330.3948 | 0 | 0 | 0 | 0 | 5018.9989 | 13855.9488 | 10977.6199 | 2 | 38123.9699 | 38965.3873 | 27 | 0 | 0 | 0 | 0 | 0 | 0 | 33426.0244 | 931.726 | 216088.016 | 1248.6119 | 29928.9918 | 120.1995 | 1821.4417 | 0 | 25965.7574 | 330.5276 | 0 | 56502.1694 | 94.59% | 5.413% | 730.6617 | 0 | 171.9594 | 15.3051 | 431.297 | 276.2833 | 302.4852 | 71.4323 | 1333.7114 | 27262.053 | 90003.686 | 118599.4504 | 484739.6171 | 606159.8099 | 4.031% | 631619.4911
BUREAU #2819 | TERTIAIRE | BUREAUX | 22919.4618 | 2014 | 26712.6648 | 0 | 0 | 0 | 0 | 7815.7648 | 25262.8113 | 21127.9973 | 4 | 92866.4919 | 75232.7034 | 51 | 0 | 0 | 0 | 0 | 0 | 0 | 75799.6913 | 1547.4765 | 535254.5126 | 2394.7783 | 49768.2536 | 324.9266 | 3490.7054 | 0 | 62966.8914 | 638.9624 | 0 | 147204.1841 | 88.27% | 11.73% | 2062.9091 | 0 | 518.7346 | 40.0505 | 711.7913 | 894.7003 | 759.9595 | 224.7462 | 2840.362 | 39751.669 | 292491.788 | 335083.8191 | 1126314.2758 | 1467835.061 | 1.424% | 1489031.9647
BUREAU #2820 | TERTIAIRE | BUREAUX | 15949.0519 | 2012 | 12930.641 | 0 | 0 | 0 | 0 | 6715.9714 | 16054.118 | 12940.208 | 2 | 57725.1416 | 52099.5207 | 36 | 0 | 0 | 0 | 0 | 0 | 0 | 49862.9124 | 1393.7643 | 416328.8064 | 1869.766 | 41803.0901 | 150.5647 | 2871.053 | 0 | 48876.6442 | 419.6894 | 0 | 91162.3869 | 95.69% | 4.312% | 1514.3361 | 0 | 308.8248 | 22.8937 | 636.1547 | 506.0169 | 451.7511 | 102.975 | 1571.1208 | 31921.4624 | 138790.4469 | 172283.0301 | 818137.9179 | 994647.6221 | 6.27% | 1061183.8983
BUREAU #2821 | TERTIAIRE | BUREAUX | 4717.5259 | 2012 | 4539.131 | 0 | 0 | 0 | 0 | 1431.9862 | 5613.447 | 3938.3949 | 1 | 14578.0797 | 15325.9361 | 13 | 0 | 0 | 0 | 0 | 0 | 0 | 10706.2223 | 324.6512 | 103705.654 | 511.6141 | 14375.6039 | 64.2547 | 725.2249 | 0 | 9648.2901 | 137.0454 | 0 | 24029.0388 | 94.27% | 5.728% | 435.1999 | 0 | 96.3768 | 8.3664 | 197.1274 | 154.8814 | 207.0964 | 39.5088 | 524.4048 | 7085.9399 | 56862.9356 | 64473.2803 | 207683.4757 | 273712.7447 | 6.973% | 294227.8423
BUREAU #2822 | TERTIAIRE | BUREAUX | 20219.7547 | 2022 | 22360.9188 | 0 | 0 | 0 | 0 | 7552.3464 | 28312.6807 | 21389.9445 | 3 | 78842.899 | 80069.1604 | 37 | 0 | 0 | 0 | 0 | 0 | 0 | 75161.0882 | 1736.0873 | 425324.2488 | 3086.2229 | 69855.8492 | 201.7759 | 3681.3858 | 0 | 60025.1743 | 490.1247 | 0 | 115317.3199 | 97.09% | 2.91% | 1918.9737 | 0 | 421.3579 | 31.2317 | 874.8995 | 497.0539 | 825.5263 | 183.331 | 2359.6888 | 34943.7007 | 257071.0077 | 294374.3972 | 972738.3424 | 1273474.2938 | 5.569% | 1348570.2582
BUREAU #2823 | TERTIAIRE | BUREAUX | 17915.9812 | 2020 | 18462.3279 | 0 | 0 | 0 | 0 | 7314.3754 | 25475.1363 | 22988.6517 | 4 | 54625.5602 | 50482.1486 | 48 | 0 | 0 | 0 | 0 | 0 | 0 | 60374.0114 | 1145.105 | 495403.605 | 2530.4509 | 50995.4951 | 209.3649 | 2935.9166 | 0 | 48070.673 | 399.6252 | 0 | 127610.5872 | 94.88% | 5.122% | 1213.7833 | 0 | 348.1806 | 32.2799 | 733.679 | 692.8953 | 634.688 | 118.3387 | 2250.8875 | 36969.0084 | 208222.8977 | 247442.7936 | 981267.5509 | 1235699.2017 | 3.792% | 1284402.4042
BUREAU #2824 | TERTIAIRE | BUREAUX | 18812.8904 | 2008 | 18867.8962 | 0 | 0 | 0 | 0 | 5250.8303 | 14719.9173 | 18219.8529 | 3 | 46949.987 | 49746.8668 | 35 | 0 | 0 | 0 | 0 | 0 | 0 | 39346.9916 | 1105.332 | 457158.5449 | 2174.5528 | 44342.8171 | 250.23 | 3235.4182 | 0 | 45173.2034 | 637.2616 | 0 | 72218.4674 | 90.68% | 9.318% | 1823.8174 | 0 | 411.7591 | 25.3198 | 623.62 | 481.8628 | 831.8801 | 134.8255 | 1994.2055 | 27784.1268 | 232908.2677 | 262686.6001 | 817409.0856 | 1084773.5416 | 1.687% | 1103387.9047
BUREAU #2825 | TERTIAIRE | BUREAUX | 12659.5175 | 2013 | 12136.8537 | 0 | 0 | 0 | 0 | 4879.9826 | 13481.0147 | 12002.893 | 2 | 43950.1093 | 39283.9181 | 29 | 0 | 0 | 0 | 0 | 0 | 0 | 38596.2762 | 973.3718 | 218330.612 | 1587.9101 | 33343.4174 | 116.6953 | 1981.9471 | 0 | 24073.4814 | 278.3574 | 0 | 81786.19 | 91.37% | 8.625% | 930.8486 | 0 | 285.6116 | 21.3201 | 556.4135 | 452.4155 | 425.7677 | 84.5987 | 1668.9721 | 29562.7503 | 157568.5304 | 188800.2527 | 531605.4974 | 724887.0403 | 2.142% | 740751.7143
BUREAU #2826 | TERTIAIRE | BUREAUX | 12864.7262 | 2018 | 17915.5898 | 0 | 0 | 0 | 0 | 6221.7646 | 15165.3397 | 10775.0495 | 2 | 52266.7032 | 43425.9774 | 30 | 0 | 0 | 0 | 0 | 0 | 0 | 53236.583 | 973.9427 | 242480.6597 | 1977.1355 | 46188.3549 | 155.0516 | 2256.6452 | 0 | 41223.5901 | 447.9554 | 0 | 61979.1774 | 91.19% | 8.813% | 1364.9595 | 0 | 237.9694 | 15.0458 | 525.2224 | 504.974 | 556.1726 | 82.5226 | 1271.1251 | 31109.2154 | 148229.5738 | 180609.9143 | 602364.0046 | 787595.8204 | 4.768% | 827032.8632
BUREAU #2827 | TERTIAIRE | BUREAUX | 9177.958 | 2009 | 10919.9507 | 0 | 0 | 0 | 0 | 3569.8185 | 8777.2918 | 8516.1884 | 1 | 20923.8879 | 24423.5115 | 19 | 0 | 0 | 0 | 0 | 0 | 0 | 24282.7575 | 794.6736 | 221328.9384 | 1210.8046 | 22580.9397 | 124.7076 | 1571.4156 | 0 | 17084.9492 | 228.4159 | 0 | 43165.2124 | 95.14% | 4.863% | 697.9532 | 0 | 169.6263 | 15.8748 | 279.9802 | 293.2558 | 308.0467 | 84.6699 | 784.1891 | 12071.9938 | 99014.9523 | 111871.1352 | 407079.9755 | 521156.3964 | 0.8256% | 525495.0242
BUREAU #2828 | TERTIAIRE | BUREAUX | 21433.8945 | 2017 | 20144.7858 | 0 | 0 | 0 | 0 | 11051.3065 | 27108.6496 | 21591.4863 | 3 | 65340.9652 | 57325.8907 | 57 | 0 | 0 | 0 | 0 | 0 | 0 | 80031.5229 | 1681.1119 | 393924.1021 | 2856.0877 | 66253.7075 | 223.6289 | 3069.4809 | 0 | 54666.1547 | 471.9048 | 0 | 143451.2413 | 87.99% | 12.01% | 1913.3639 | 0 | 359.7138 | 23.7376 | 879.673 | 746.6206 | 621.3867 | 177.875 | 2729.7748 | 38011.4395 | 266460.991 | 307202.2053 | 954990.307 | 1268993.4405 | 4.46% | 1328228.4883
BUREAU #2829 | TERTIAIRE | BUREAUX | 3310.5677 | 2010 | 2950.913 | 0 | 0 | 0 | 0 | 916.344 | 3116.0916 | 3527.8137 | 1 | 11327.5203 | 10145.3133 | 6 | 0 | 0 | 0 | 0 | 0 | 0 | 7160.1168 | 286.8844 | 63816.4082 | 460.7937 | 9838.5744 | 35.93 | 554.9258 | 0 | 6084.6374 | 73.1277 | 0 | 20477.283 | 93.47% | 6.528% | 267.2299 | 0 | 58.2002 | 4.6541 | 107.5593 | 95.5528 | 108.1793 | 21.4066 | 279.0848 | 4356.8918 | 32125.635 | 36761.6117 | 137688.4134 | 175257.982 | 5.056% | 184590.3073
BUREAU #2830 | TERTIAIRE | BUREAUX | 6241.8913 | 2020 | 6263.0573 | 0 | 0 | 0 | 0 | 2682.2814 | 8999.0811 | 6726.9302 | 1 | 22531.3975 | 18302.7718 | 16 | 0 | 0 | 0 | 0 | 0 | 0 | 17260.3037 | 488.6656 | 131086.8539 | 722.6896 | 21999.3598 | 68.7925 | 1051.022 | 0 | 20399.702 | 171.5404 | 0 | 35046.3506 | 88.99% | 11.01% | 463.026 | 0 | 124.6868 | 6.8963 | 246.6219 | 232.6017 | 190.6872 | 40.4434 | 841.5182 | 12574.3326 | 69890.4294 | 83306.2801 | 295576.4671 | 380699.9064 | 1.397% | 386094.7065
BUREAU #2831 | TERTIAIRE | BUREAUX | 21777.7114 | 2018 | 31838.6519 | 0 | 0 | 0 | 0 | 7359.824 | 21548.5646 | 22907.2054 | 4 | 69229.3957 | 67526.2638 | 58 | 0 | 0 | 0 | 0 | 0 | 0 | 75215.9248 | 1993.5839 | 619160.236 | 3237.3408 | 78133.986 | 290.1438 | 3161.1075 | 0 | 69776.629 | 616.9594 | 0 | 132407.4574 | 97.73% | 2.271% | 1868.6283 | 0 | 396.5435 | 24.0353 | 633.5458 | 645.6124 | 608.8233 | 167.5858 | 2939.5869 | 41077.1089 | 221539.5312 | 265556.2271 | 1214531.9491 | 1488097.9054 | 1.073% | 1504232.4173
BUREAU #2832 | TERTIAIRE | BUREAUX | 14821.4485 | 2020 | 21685.5072 | 0 | 0 | 0 | 0 | 5325.0067 | 13671.7589 | 17114.1548 | 2 | 68108.1772 | 54418.5845 | 36 | 0 | 0 | 0 | 0 | 0 | 0 | 58011.4704 | 989.4935 | 387220.2158 | 1580.2341 | 54389.7303 | 169.7926 | 2079.857 | 0 | 51681.503 | 325.2934 | 0 | 96616.6331 | 94.93% | 5.067% | 1485.9833 | 0 | 252.3798 | 24.211 | 656.0181 | 567.303 | 482.4937 | 121.8445 | 2107.7888 | 25183.1046 | 160838.5672 | 188129.4606 | 829085.8767 | 1022820.038 | 0.6388% | 1029396.0914
BUREAU #2833 | TERTIAIRE | BUREAUX | 15590.7178 | 2013 | 16276.0756 | 0 | 0 | 0 | 0 | 6724.608 | 16307.3955 | 13464.5265 | 3 | 60552.6344 | 50652.9464 | 29 | 0 | 0 | 0 | 0 | 0 | 0 | 45135.2052 | 1132.5552 | 264639.8191 | 2657.2772 | 44041.6267 | 173.3054 | 2942.1306 | 0 | 34835.7277 | 363.6431 | 0 | 90201.1863 | 96.8% | 3.198% | 1177.3241 | 0 | 240.2906 | 17.68 | 555.8219 | 531.7162 | 602.1392 | 152.1191 | 2193.8284 | 26098.7921 | 155202.8072 | 183495.4277 | 642227.2094 | 830360.6995 | 7.505% | 897739.0775
BUREAU #2834 | TERTIAIRE | BUREAUX | 15481.2998 | 2017 | 20204.5108 | 0 | 0 | 0 | 0 | 7846.1017 | 16223.3991 | 13136.4029 | 3 | 54133.4138 | 59140.4074 | 38 | 0 | 0 | 0 | 0 | 0 | 0 | 51504.0101 | 1105.4506 | 384651.1334 | 2439.3918 | 41657.0979 | 219.2139 | 2347.9308 | 0 | 36566.4907 | 537.8875 | 0 | 98251.609 | 97.5% | 2.5% | 1183.9103 | 0 | 218.5772 | 18.2853 | 616.6744 | 381.5014 | 684.5064 | 140.7961 | 2302.2218 | 33199.4807 | 136644.1125 | 172145.8151 | 790413.0695 | 968793.7674 | 2.338% | 991985.6014
BUREAU #2835 | TERTIAIRE | BUREAUX | 20861.1846 | 2018 | 27209.5593 | 0 | 0 | 0 | 0 | 8215.352 | 24870.1922 | 24911.1017 | 3 | 77931.251 | 69959.3659 | 57 | 0 | 0 | 0 | 0 | 0 | 0 | 73009.4334 | 1297.4362 | 407140.2246 | 3464.2182 | 56818.4417 | 297.3661 | 3520.8963 | 0 | 67702.9423 | 640.7684 | 0 | 159695.3767 | 87.64% | 12.36% | 2229.0759 | 0 | 345.327 | 27.4925 | 790.83 | 760.0029 | 805.4664 | 171.3116 | 2984.5635 | 37227.0735 | 238981.8787 | 279193.5157 | 998416.4746 | 1285678.4129 | 6.695% | 1377930.3095
BUREAU #2836 | TERTIAIRE | BUREAUX | 6397.9677 | 2013 | 5338.8113 | 0 | 0 | 0 | 0 | 1914.3783 | 6596.7514 | 5225.7346 | 1 | 16225.9041 | 18485.3733 | 14 | 0 | 0 | 0 | 0 | 0 | 0 | 19601.9891 | 378.4555 | 136131.9643 | 804.73 | 13461.619 | 62.8571 | 1124.0814 | 0 | 15921.1341 | 141.2319 | 0 | 41278.734 | 88.56% | 11.44% | 641.7766 | 0 | 136.915 | 8.871 | 260.2059 | 165.7169 | 207.885 | 48.001 | 855.4567 | 10894.5712 | 79113.4238 | 90863.4517 | 283653.0859 | 376441.0201 | 8.191% | 410024.2436
BUREAU #2837 | TERTIAIRE | BUREAUX | 8610.6083 | 2019 | 8885.3017 | 0 | 0 | 0 | 0 | 4579.9043 | 12169.296 | 7783.9453 | 2 | 38530.495 | 20769.9346 | 23 | 0 | 0 | 0 | 0 | 0 | 0 | 31451.4103 | 720.284 | 206870.7478 | 1090.9523 | 21148.4618 | 120.5166 | 1353.2548 | 0 | 26087.9845 | 187.4607 | 0 | 44053.5379 | 90.12% | 9.876% | 614.13 | 0 | 191.7869 | 11.9748 | 388.318 | 325.0918 | 364.206 | 87.2403 | 1311.7497 | 20935.6295 | 110332.366 | 132579.7452 | 439429.7336 | 574489.4684 | 3.082% | 592759.4526
BUREAU #2838 | TERTIAIRE | BUREAUX | 8479.4193 | 2016 | 7434.872 | 0 | 0 | 0 | 0 | 4217.2938 | 7086.6505 | 7932.5652 | 2 | 25316.242 | 31948.68 | 19 | 0 | 0 | 0 | 0 | 0 | 0 | 23792.3897 | 609.2714 | 210988.4699 | 1063.9664 | 27803.0366 | 101.2565 | 1394.0025 | 0 | 27346.8773 | 275.7933 | 0 | 46489.984 | 91.77% | 8.233% | 672.214 | 0 | 142.8508 | 15.1349 | 245.3745 | 293.155 | 255.6538 | 56.3005 | 816.7586 | 18227.4935 | 71788.5281 | 90832.7802 | 422365.4807 | 515931.0317 | 6.033% | 549052.9321
BUREAU #2839 | TERTIAIRE | BUREAUX | 16196.5004 | 2016 | 18249.7791 | 0 | 0 | 0 | 0 | 7803.6582 | 18952.2128 | 20405.3904 | 3 | 62053.2101 | 51608.895 | 38 | 0 | 0 | 0 | 0 | 0 | 0 | 43868.82 | 1112.4024 | 461604.9608 | 1819.465 | 55476.2698 | 140.8392 | 2365.1822 | 0 | 36849.4906 | 445.2037 | 0 | 90278.9726 | 90.65% | 9.348% | 1592.5566 | 0 | 280.0094 | 27.5929 | 691.8827 | 566.7037 | 648.0996 | 137.4916 | 1711.3216 | 36964.8379 | 176345.9107 | 215022.0702 | 880977.201 | 1101211.6436 | 4.473% | 1152774.8207
BUREAU #2840 | TERTIAIRE | BUREAUX | 22395.9661 | 2014 | 29139.1713 | 0 | 0 | 0 | 0 | 8644.9598 | 24179.7137 | 25641.587 | 5 | 81328.2456 | 65765.3405 | 40 | 0 | 0 | 0 | 0 | 0 | 0 | 61312.1877 | 1602.6372 | 428337.5238 | 3590.8651 | 70608.3993 | 297.827 | 3171.157 | 0 | 70220.2792 | 749.1906 | 0 | 135250.2887 | 94.74% | 5.264% | 2068.3981 | 0 | 380.0046 | 37.4219 | 773.9471 | 639.0059 | 986.8325 | 157.261 | 2547.4735 | 37211.3716 | 235671.4524 | 275430.2975 | 1003002.485 | 1284893.6302 | 4.045% | 1339060.1159
BUREAU #2841 | TERTIAIRE | BUREAUX | 24020.9207 | 2023 | 26237.6674 | 0 | 0 | 0 | 0 | 9421.843 | 35463.7189 | 32746.7202 | 5 | 86569.3884 | 66819.0453 | 44 | 0 | 0 | 0 | 0 | 0 | 0 | 90267.8958 | 1834.4029 | 710513.5863 | 2557.7911 | 73933.0079 | 279.1409 | 4826.567 | 0 | 86637.6235 | 595.7512 | 0 | 123932.588 | 92.53% | 7.468% | 2096.358 | 0 | 504.9304 | 29.277 | 733.8938 | 607.888 | 668.5524 | 241.1577 | 3877.979 | 67439.9672 | 265311.2384 | 336629.1846 | 1388156.6798 | 1732544.5797 | 7.251% | 1867993.835
BUREAU #2842 | TERTIAIRE | BUREAUX | 21070.4591 | 2009 | 16861.0069 | 0 | 0 | 0 | 0 | 7736.0592 | 17213.1976 | 15325.5759 | 4 | 58543.776 | 58262.6612 | 35 | 0 | 0 | 0 | 0 | 0 | 0 | 62476.3572 | 1565.473 | 365386.9662 | 3229.1816 | 63294.1915 | 218.0934 | 3029.0801 | 0 | 56080.8466 | 687.7835 | 0 | 123406.8152 | 96.87% | 3.127% | 1677.362 | 0 | 354.7694 | 23.9354 | 728.1273 | 602.0054 | 856.2632 | 162.207 | 2311.8772 | 33407.6289 | 251756.8119 | 287476.3179 | 854542.8679 | 1149150.8137 | 0.9937% | 1160684.2007
BUREAU #2843 | TERTIAIRE | BUREAUX | 8654.2544 | 2011 | 9375.9124 | 0 | 0 | 0 | 0 | 3727.1071 | 8711.0193 | 7772.2031 | 2 | 22993.7827 | 21588.3233 | 23 | 0 | 0 | 0 | 0 | 0 | 0 | 30817.8745 | 730.2795 | 136397.7239 | 1349.507 | 26474.8545 | 90.7324 | 1705.4125 | 0 | 18015.8969 | 264.02 | 0 | 54663.7247 | 87.76% | 12.24% | 706.6071 | 0 | 172.6522 | 11.756 | 363.2261 | 301.0788 | 253.0583 | 87.9325 | 724.7421 | 14753.9383 | 77109.3862 | 92588.0666 | 345546.9212 | 440570.7172 | 3.482% | 456466.2407
BUREAU #2844 | TERTIAIRE | BUREAUX | 2582.061 | 2013 | 2214.6517 | 0 | 0 | 0 | 0 | 931.4329 | 2319.9318 | 2657.6237 | 0 | 7387.4221 | 5764.896 | 7 | 0 | 0 | 0 | 0 | 0 | 0 | 8992.8495 | 157.8435 | 66977.1501 | 300.2129 | 5638.1368 | 22.856 | 391.2958 | 0 | 8027.7024 | 65.5351 | 0 | 16293.4018 | 90.68% | 9.319% | 244.7485 | 0 | 41.4666 | 3.3612 | 73.7936 | 67.6758 | 94.9608 | 19.9425 | 298.9981 | 5874.7961 | 32712.1425 | 38885.9367 | 132223.1279 | 172079.3796 | 5.411% | 181922.9514
BUREAU #2845 | TERTIAIRE | BUREAUX | 21574.4149 | 2010 | 19358.348 | 0 | 0 | 0 | 0 | 7062.0744 | 17455.3429 | 18074.6533 | 4 | 67094.5605 | 43029.8282 | 45 | 0 | 0 | 0 | 0 | 0 | 0 | 70565.2552 | 1238.4353 | 340928.1011 | 2385.6665 | 54227.6033 | 268.5658 | 3193.3403 | 0 | 39851.2119 | 526.0805 | 0 | 128580.896 | 91.39% | 8.607% | 1498.5113 | 0 | 433.8654 | 27.7085 | 740.7138 | 687.1957 | 660.2095 | 183.2959 | 2581.7985 | 37102.974 | 253443.1384 | 293127.9109 | 832048.3342 | 1132795.0642 | 5.92% | 1204081.66
BUREAU #2846 | TERTIAIRE | BUREAUX | 14846.2478 | 2024 | 20399.7692 | 0 | 0 | 0 | 0 | 8686.188 | 16436.6052 | 17164.462 | 3 | 72098.3742 | 41768.2999 | 28 | 0 | 0 | 0 | 0 | 0 | 0 | 67674.0369 | 1293.958 | 475938.1535 | 2193.1554 | 59628.9021 | 167.9938 | 2424.3455 | 0 | 37115.4337 | 488.0014 | 0 | 107862.7907 | 94.91% | 5.086% | 1149.2029 | 0 | 264.3858 | 22.2114 | 560.5623 | 415.5035 | 475.7523 | 139.5978 | 1605.725 | 38045.1613 | 150984.1216 | 190635.0078 | 955651.052 | 1150938.7792 | 2.965% | 1186105.2447
BUREAU #2847 | TERTIAIRE | BUREAUX | 17563.4262 | 2017 | 16584.9023 | 0 | 0 | 0 | 0 | 5929.3111 | 16523.2513 | 18230.651 | 3 | 49855.4965 | 42639.0132 | 30 | 0 | 0 | 0 | 0 | 0 | 0 | 45086.2696 | 1346.3776 | 364078.7145 | 2407.3414 | 60491.1756 | 213.3427 | 2660.5371 | 0 | 43920.5391 | 470.1209 | 0 | 125819.7067 | 91.03% | 8.974% | 1449.0881 | 0 | 366.5712 | 22.1793 | 715.5049 | 448.9524 | 567.3577 | 157.5783 | 2671.3489 | 38541.0946 | 227573.3059 | 268785.7494 | 814528.6008 | 1089554.0644 | 7.442% | 1177161.4385
BUREAU #2848 | TERTIAIRE | BUREAUX | 7166.4989 | 2019 | 9951.6892 | 0 | 0 | 0 | 0 | 2589.881 | 10018.1909 | 9047.2074 | 1 | 22242.2209 | 22472.8088 | 18 | 0 | 0 | 0 | 0 | 0 | 0 | 19741.36 | 484.1933 | 211546.9443 | 938.3039 | 22973.9921 | 92.5204 | 1265.0091 | 0 | 21259.7622 | 220.4801 | 0 | 35712.9758 | 89.58% | 10.42% | 602.0053 | 0 | 152.7617 | 10.3421 | 278.7744 | 235.7381 | 323.642 | 65.9951 | 1064.2064 | 17604.5175 | 92720.0042 | 111388.7281 | 396556.5957 | 510912.5319 | 4.807% | 536712.9468
BUREAU #2849 | TERTIAIRE | BUREAUX | 16051.9166 | 2015 | 15932.1215 | 0 | 0 | 0 | 0 | 5770.5551 | 14760.4054 | 15380.0408 | 3 | 60483.1322 | 48746.254 | 44 | 0 | 0 | 0 | 0 | 0 | 0 | 47282.1368 | 1240.4757 | 387414.9695 | 2604.9539 | 42724.7657 | 173.4751 | 2867.302 | 0 | 33628.6453 | 358.6756 | 0 | 84752.8554 | 94.47% | 5.532% | 1124.4568 | 0 | 360.2247 | 28.2825 | 510.0486 | 555.0148 | 467.4294 | 107.9901 | 1669.9505 | 32196.6435 | 152992.005 | 186858.599 | 768088.0859 | 959842.9669 | 5.319% | 1013767.0012
BUREAU #2850 | TERTIAIRE | BUREAUX | 20010.3817 | 2023 | 32963.1717 | 0 | 0 | 0 | 0 | 11100.7083 | 28610.094 | 20630.9307 | 3 | 91964.7542 | 75643.6177 | 35 | 0 | 0 | 0 | 0 | 0 | 0 | 64460.6004 | 1805.4605 | 594684.4047 | 2572.2135 | 67860.5156 | 180.9098 | 2520.6337 | 0 | 48118.8923 | 490.734 | 0 | 154845.2846 | 94.38% | 5.619% | 1418.9763 | 0 | 418.032 | 26.7473 | 591.1158 | 599.341 | 708.465 | 185.0686 | 2320.1182 | 45992.5244 | 212518.8449 | 260831.4875 | 1208794.8142 | 1477938.3897 | 6.633% | 1582940.0714
BUREAU #2851 | TERTIAIRE | BUREAUX | 23653.4289 | 2020 | 29566.3457 | 0 | 0 | 0 | 0 | 12009.221 | 25596.2959 | 26357.3707 | 5 | 101135.6881 | 61964.7219 | 42 | 0 | 0 | 0 | 0 | 0 | 0 | 97465.6515 | 1482.7426 | 459137.1376 | 2482.5066 | 72946.5047 | 205.2681 | 3394.2931 | 0 | 69548.1591 | 509.9008 | 0 | 121447.1815 | 91.93% | 8.068% | 1988.8887 | 0 | 326.9165 | 35.3307 | 1032.2408 | 635.1831 | 976.0425 | 183.8073 | 3496.731 | 57482.1546 | 219101.6121 | 280080.4977 | 1111856.9455 | 1401017.7492 | 1.081% | 1416323.3248
BUREAU #2852 | TERTIAIRE | BUREAUX | 11864.9456 | 2012 | 13836.2625 | 0 | 0 | 0 | 0 | 3376.0304 | 13774.2631 | 8899.2482 | 2 | 40499.3504 | 36424.7415 | 21 | 0 | 0 | 0 | 0 | 0 | 0 | 39110.6942 | 999.3491 | 251853.2489 | 1973.8641 | 24260.2873 | 127.2373 | 1788.685 | 0 | 35237.5329 | 357.8065 | 0 | 52225.2117 | 91.28% | 8.72% | 1051.6568 | 0 | 195.0016 | 20.1179 | 446.0841 | 462.7019 | 426.7645 | 110.1025 | 1083.196 | 23380.9835 | 141184.3361 | 165648.5156 | 528184.9513 | 698229.693 | 4.947% | 734568.9217
BUREAU #2853 | TERTIAIRE | BUREAUX | 19651.4526 | 2013 | 17106.72 | 0 | 0 | 0 | 0 | 8652.0164 | 19975.8824 | 15458.1918 | 4 | 66881.7105 | 55543.2634 | 39 | 0 | 0 | 0 | 0 | 0 | 0 | 63399.8466 | 1532.0496 | 372536.3677 | 3065.2166 | 60610.4056 | 207.538 | 2711.5335 | 0 | 41892.8216 | 507.3917 | 0 | 86320.3049 | 88.01% | 11.99% | 1440.1836 | 0 | 408.8001 | 33.0784 | 697.0421 | 476.6226 | 822.9145 | 155.8111 | 1942.4122 | 38979.2917 | 223495.0094 | 264416.7133 | 824345.5061 | 1095555.3981 | 2.474% | 1123348.0931
BUREAU #2854 | TERTIAIRE | BUREAUX | 15517.2054 | 2021 | 21451.6515 | 0 | 0 | 0 | 0 | 8552.8135 | 19337.0408 | 21896.4771 | 3 | 50084.5681 | 55605.8674 | 37 | 0 | 0 | 0 | 0 | 0 | 0 | 47983.5715 | 1063.5965 | 392094.3463 | 1834.0907 | 39212.6712 | 186.1421 | 2287.2057 | 0 | 41316.0363 | 390.426 | 0 | 95593.3841 | 88.13% | 11.87% | 1624.9164 | 0 | 349.6154 | 20.4397 | 446.7411 | 519.7658 | 688.57 | 97.9031 | 1592.125 | 32366.3432 | 194610.6917 | 228569.1599 | 794011.4455 | 1029197.4305 | 7.169% | 1108684.3346
BUREAU #2855 | TERTIAIRE | BUREAUX | 16533.4366 | 2011 | 17789.6707 | 0 | 0 | 0 | 0 | 6826.0992 | 17873.9949 | 13690.9159 | 2 | 49249.5969 | 36651.554 | 34 | 0 | 0 | 0 | 0 | 0 | 0 | 41215.9036 | 1154.025 | 359188.0993 | 2583.3553 | 42798.1929 | 182.3003 | 3135.5259 | 0 | 34860.3043 | 534.9615 | 0 | 75884.1463 | 97.26% | 2.74% | 1216.917 | 0 | 330.2244 | 24.1282 | 472.0905 | 552.0274 | 687.0861 | 120.5959 | 1892.8892 | 25848.6596 | 209531.2461 | 237272.7949 | 711520.9686 | 953005.2243 | 4.231% | 995106.923
BUREAU #2856 | TERTIAIRE | BUREAUX | 2344.1938 | 2009 | 1949.5499 | 0 | 0 | 0 | 0 | 991.0656 | 2017.1618 | 2433.7773 | 0 | 7189.9226 | 5354.9923 | 4 | 0 | 0 | 0 | 0 | 0 | 0 | 5310.2391 | 196.9623 | 49778.8944 | 283.7269 | 6842.7084 | 30.1649 | 328.5227 | 0 | 5269.6924 | 53.8381 | 0 | 12456.9918 | 93.59% | 6.411% | 236.7033 | 0 | 51.4161 | 2.8536 | 79.2046 | 66.3318 | 89.1835 | 22.3938 | 232.6347 | 3687.5948 | 28920.3924 | 32840.622 | 101080.6159 | 134462.0356 | 5.563% | 142383.4695
BUREAU #2857 | TERTIAIRE | BUREAUX | 22462.2654 | 2010 | 18519.4493 | 0 | 0 | 0 | 0 | 8249.5643 | 25579.3066 | 17755.0003 | 5 | 66516.5107 | 51012.0821 | 37 | 0 | 0 | 0 | 0 | 0 | 0 | 56928.1343 | 2066.7037 | 477677.0371 | 3505.6702 | 68049.0231 | 262.4666 | 3072.5829 | 0 | 50084.7878 | 561.2249 | 0 | 97237.4999 | 90.42% | 9.585% | 1717.289 | 0 | 364.2032 | 37.3153 | 995.5273 | 542.3323 | 706.4701 | 201.2723 | 2850.5044 | 42193.5478 | 175710.0271 | 220754.0793 | 967376.9936 | 1195557.1302 | 4.789% | 1255686.4628
BUREAU #2858 | TERTIAIRE | BUREAUX | 14462.7809 | 2008 | 13509.5167 | 0 | 0 | 0 | 0 | 5236.8757 | 15186.5822 | 14484.5408 | 3 | 35692.7569 | 31168.0443 | 35 | 0 | 0 | 0 | 0 | 0 | 0 | 42523.1033 | 1023.1495 | 283028.2679 | 1951.9093 | 42743.398 | 180.3208 | 2301.345 | 0 | 29283.0141 | 395.1206 | 0 | 86954.4899 | 87.24% | 12.76% | 1325.3322 | 0 | 210.0109 | 17.2619 | 408.1109 | 452.1409 | 507.9275 | 99.4019 | 1292.8711 | 26415.9771 | 143265.1673 | 170974.0156 | 614234.9898 | 788327.857 | 4.382% | 824458.3817
BUREAU #2859 | TERTIAIRE | BUREAUX | 15881.0464 | 2016 | 18598.0924 | 0 | 0 | 0 | 0 | 8007.9222 | 16204.4863 | 13216.4212 | 2 | 53037.9194 | 49900.394 | 32 | 0 | 0 | 0 | 0 | 0 | 0 | 47289.9088 | 1485.8463 | 415504.8538 | 2459.2623 | 52208.2081 | 161.4076 | 2967.7135 | 0 | 36601.0139 | 491.8679 | 0 | 92194.1009 | 91.22% | 8.78% | 1366.415 | 0 | 270.2598 | 27.2978 | 620.3574 | 413.7027 | 593.9416 | 139.6197 | 1891.7415 | 39187.0788 | 173092.5978 | 214171.4181 | 824515.8139 | 1043215.0621 | 6.616% | 1117129.3725
BUREAU #2860 | TERTIAIRE | BUREAUX | 6861.3679 | 2019 | 8774.3117 | 0 | 0 | 0 | 0 | 3012.0098 | 6305.9792 | 5973.8593 | 1 | 26496.3947 | 18726.9543 | 18 | 0 | 0 | 0 | 0 | 0 | 0 | 23749.4626 | 634.8617 | 203367.5714 | 851.2817 | 17194.438 | 69.849 | 1284.0288 | 0 | 15946.2152 | 150.4826 | 0 | 34198.0203 | 94.82% | 5.181% | 577.1594 | 0 | 110.5398 | 8.3176 | 215.9085 | 251.7 | 270.1161 | 47.372 | 721.7552 | 11299.7142 | 70078.3953 | 82099.8647 | 370829.5916 | 455034.6235 | 8.387% | 496689.7691
BUREAU #2861 | TERTIAIRE | BUREAUX | 4892.3984 | 2017 | 7110.4316 | 0 | 0 | 0 | 0 | 2162.4227 | 4322.2689 | 5083.8701 | 1 | 16673.0725 | 13628.8329 | 9 | 0 | 0 | 0 | 0 | 0 | 0 | 15597.2124 | 327.475 | 123936.7568 | 614.9511 | 14915.0807 | 63.498 | 977.5387 | 0 | 15142.8108 | 123.8969 | 0 | 32034.8063 | 94.3% | 5.697% | 464.5609 | 0 | 86.5563 | 6.4844 | 207.5334 | 165.3436 | 154.0808 | 48.3047 | 565.974 | 12118.6751 | 59192.2877 | 71876.9368 | 258391.0715 | 331775.2315 | 8.014% | 360680.1614
BUREAU #2862 | TERTIAIRE | BUREAUX | 21956.6455 | 2018 | 28955.303 | 0 | 0 | 0 | 0 | 9754.6912 | 29900.4122 | 21421.6396 | 4 | 98890.5506 | 59368.1339 | 47 | 0 | 0 | 0 | 0 | 0 | 0 | 72389.8164 | 1941.4533 | 477365.76 | 3446.0251 | 73024.3226 | 207.0918 | 3279.1589 | 0 | 70169.3811 | 566.6416 | 0 | 153486.28 | 91.18% | 8.822% | 1962.4603 | 0 | 416.0602 | 37.9274 | 605.3997 | 770.3478 | 861.3239 | 215.264 | 2561.5775 | 40900.4937 | 182748.8447 | 226210.916 | 1119916.5388 | 1355316.0462 | 2.402% | 1388669.7473
BUREAU #2863 | TERTIAIRE | BUREAUX | 22830.023 | 2016 | 31849.9284 | 0 | 0 | 0 | 0 | 7516.7392 | 24074.6867 | 27780.4702 | 3 | 65531.9477 | 64466.4406 | 47 | 0 | 0 | 0 | 0 | 0 | 0 | 72956.9572 | 1611.0939 | 541165.4097 | 2585.9985 | 56062.6832 | 221.8775 | 3535.9009 | 0 | 75444.0689 | 765.5193 | 0 | 160083.626 | 89.81% | 10.19% | 2390.78 | 0 | 431.3044 | 26.1751 | 664.3532 | 639.2937 | 639.668 | 207.0986 | 2313.7449 | 49394.5979 | 183436.6293 | 235144.9721 | 1148517.7533 | 1391094.7673 | 5.953% | 1479155.0801
BUREAU #2864 | TERTIAIRE | BUREAUX | 8355.0353 | 2013 | 10573.0644 | 0 | 0 | 0 | 0 | 2644.4248 | 8410.9517 | 10076.0346 | 1 | 29558.6447 | 22023.4967 | 22 | 0 | 0 | 0 | 0 | 0 | 0 | 21119.8475 | 580.492 | 179936.2197 | 1231.4578 | 26486.5332 | 90.4516 | 1293.4054 | 0 | 16702.8532 | 270.0179 | 0 | 40859.5649 | 94.94% | 5.061% | 839.0629 | 0 | 139.7903 | 13.5005 | 289.99 | 314.051 | 311.2952 | 73.0146 | 859.6966 | 15002.9038 | 66118.6185 | 81981.2189 | 372816.9026 | 457707.1338 | 5.596% | 484838.0332
BUREAU #2865 | TERTIAIRE | BUREAUX | 16267.4908 | 2024 | 25034.3072 | 0 | 0 | 0 | 0 | 8249.344 | 24867.1201 | 18338.0351 | 3 | 80074.0558 | 48214.8826 | 35 | 0 | 0 | 0 | 0 | 0 | 0 | 60749.7437 | 1001.9454 | 468071.6976 | 1876.1551 | 42963.3186 | 147.4975 | 2511.4591 | 0 | 56679.3658 | 515.962 | 0 | 117906.8322 | 92.09% | 7.907% | 1333.858 | 0 | 266.4236 | 18.7566 | 658.4958 | 411.5281 | 468.758 | 101.7552 | 2694.8101 | 36193.9812 | 210295.3504 | 249184.1418 | 977629.2097 | 1234404.2128 | 7.473% | 1334104.1172
BUREAU #2866 | TERTIAIRE | BUREAUX | 22901.8573 | 2021 | 24252.5862 | 0 | 0 | 0 | 0 | 7742.6082 | 24046.9108 | 20416.8525 | 4 | 66425.8767 | 82719.7847 | 58 | 0 | 0 | 0 | 0 | 0 | 0 | 67655.7299 | 2051.873 | 640713.5544 | 3020.0258 | 76727.9965 | 213.9716 | 3711.7391 | 0 | 63258.1628 | 654.6054 | 0 | 117166.45 | 95.1% | 4.902% | 2315.7582 | 0 | 319.8068 | 30.5135 | 872.7436 | 603.5428 | 1031.5273 | 201.3038 | 3133.1168 | 57933.3749 | 229135.8171 | 290202.3087 | 1213232.2854 | 1509837.5464 | 2.941% | 1555582.7158
BUREAU #2867 | TERTIAIRE | BUREAUX | 18960.0515 | 2021 | 25696.496 | 0 | 0 | 0 | 0 | 6980.9509 | 24101.0862 | 17578.7341 | 4 | 58077.5205 | 59022.9888 | 34 | 0 | 0 | 0 | 0 | 0 | 0 | 83007.9341 | 1389.5188 | 488878.1342 | 2412.9844 | 60176.6661 | 187.5405 | 2520.5876 | 0 | 53448.3437 | 630.585 | 0 | 142643.8424 | 89.61% | 10.39% | 1524.6567 | 0 | 412.9932 | 25.3533 | 609.6749 | 740.1713 | 626.2478 | 156.8586 | 2948.0142 | 32156.5591 | 194446.0325 | 229550.6058 | 1034905.4739 | 1271964.7931 | 1.232% | 1287825.9476
BUREAU #2868 | TERTIAIRE | BUREAUX | 6854.8511 | 2012 | 8998.599 | 0 | 0 | 0 | 0 | 2375.3945 | 6696.6032 | 7898.4856 | 1 | 20940.1438 | 17556.0321 | 14 | 0 | 0 | 0 | 0 | 0 | 0 | 15852.5501 | 489.2363 | 131718.0715 | 1027.5103 | 14197.7812 | 78.7648 | 1012.7567 | 0 | 20741.9942 | 227.7988 | 0 | 40610.659 | 95.83% | 4.173% | 506.8331 | 0 | 110.3893 | 9.2315 | 231.9483 | 250.7856 | 228.1904 | 59.3216 | 810.9534 | 11632.32 | 62728.951 | 75172.2243 | 290759.1947 | 368269.868 | 7.475% | 398022.7923
BUREAU #2869 | TERTIAIRE | BUREAUX | 20787.5459 | 2017 | 18927.5342 | 0 | 0 | 0 | 0 | 6567.7656 | 21110.3035 | 16980.2139 | 4 | 71362.3945 | 73729.9953 | 57 | 0 | 0 | 0 | 0 | 0 | 0 | 56164.8842 | 1535.2044 | 457764.5969 | 2189.7422 | 61323.0022 | 295.3696 | 3989.7315 | 0 | 44180.441 | 553.262 | 0 | 115728.6978 | 94.23% | 5.767% | 2043.2826 | 0 | 442.4206 | 33.4721 | 762.9251 | 647.0545 | 938.798 | 133.938 | 2070.5846 | 37791.6829 | 263510.0578 | 303372.3252 | 945169.6223 | 1255711.6053 | 0.5637% | 1262829.6865
BUREAU #2870 | TERTIAIRE | BUREAUX | 3930.1576 | 2016 | 5368.4868 | 0 | 0 | 0 | 0 | 1404.4569 | 5365.3245 | 4066.3883 | 1 | 12710.7683 | 10798.3583 | 7 | 0 | 0 | 0 | 0 | 0 | 0 | 9875.2792 | 353.7629 | 89759.3287 | 464.8438 | 9244.8426 | 39.036 | 703.4523 | 0 | 11805.4979 | 98.3713 | 0 | 23133.0744 | 94.08% | 5.925% | 320.6572 | 0 | 78.8265 | 5.8682 | 156.6322 | 112.1881 | 130.3356 | 24.2504 | 471.8128 | 7830.8768 | 48007.0182 | 56309.7078 | 187169.0528 | 244765.2526 | 5.291% | 258438.6099
BUREAU #2871 | TERTIAIRE | BUREAUX | 7721.3233 | 2023 | 8270.1638 | 0 | 0 | 0 | 0 | 3723.3348 | 10466.2322 | 9735.3066 | 2 | 24187.5391 | 26649.8276 | 19 | 0 | 0 | 0 | 0 | 0 | 0 | 34084.8214 | 732.6746 | 193114.097 | 1139.0845 | 31689.4186 | 85.1852 | 1219.9643 | 0 | 21942.6341 | 183.2238 | 0 | 59393.8245 | 90.94% | 9.063% | 586.671 | 0 | 142.6156 | 13.9347 | 290.7284 | 193.6667 | 302.6509 | 47.5991 | 905.4526 | 16676.048 | 76682.4398 | 94263.9405 | 427902.3998 | 525238.8693 | 6.187% | 559877.6797
BUREAU #2872 | TERTIAIRE | BUREAUX | 12929.7521 | 2012 | 11222.031 | 0 | 0 | 0 | 0 | 5421.7201 | 16069.3755 | 9672.245 | 2 | 48098.532 | 40535.3259 | 23 | 0 | 0 | 0 | 0 | 0 | 0 | 37362.5603 | 1203.1993 | 339970.2186 | 1860.0974 | 37233.8433 | 153.6755 | 2622.05 | 0 | 29470.7201 | 291.7612 | 0 | 81746.1984 | 91.95% | 8.048% | 1208.9666 | 0 | 276.0164 | 21.9111 | 379.9371 | 422.4552 | 585.7453 | 102.4783 | 1778.2956 | 19372.1336 | 110173.6734 | 131324.1027 | 663853.6712 | 799673.7368 | 0.758% | 805781.9022
BUREAU #2873 | TERTIAIRE | BUREAUX | 19661.1956 | 2010 | 16227.4696 | 0 | 0 | 0 | 0 | 6115.3169 | 18686.8983 | 18188.431 | 3 | 61430.5743 | 60557.6794 | 54 | 0 | 0 | 0 | 0 | 0 | 0 | 45195.9257 | 1573.8037 | 428333.6172 | 2852.1378 | 51068.805 | 183.0572 | 3018.5952 | 0 | 38073.7017 | 633.3713 | 0 | 84748.7123 | 95.92% | 4.083% | 1492.1307 | 0 | 334.1213 | 31.4536 | 603.7294 | 778.7433 | 876.5748 | 137.7316 | 1620.309 | 34062.5982 | 179295.094 | 214978.0013 | 832044.185 | 1053881.2912 | 4.07% | 1098597.7963
BUREAU #2874 | TERTIAIRE | BUREAUX | 4184.6623 | 2023 | 6629.042 | 0 | 0 | 0 | 0 | 1972.7559 | 6131.1999 | 4507.1126 | 1 | 13239.569 | 17183.3933 | 8 | 0 | 0 | 0 | 0 | 0 | 0 | 17855.3552 | 256.4148 | 135857.027 | 460.9608 | 11511.2973 | 48.2134 | 714.6223 | 0 | 14769.9594 | 123.6992 | 0 | 22837.793 | 92.3% | 7.7% | 299.8419 | 0 | 76.6008 | 6.7776 | 119.7034 | 157.1893 | 189.3707 | 38.525 | 585.82 | 9346.3462 | 39559.6104 | 49491.7767 | 254768.9565 | 306161.6697 | 1.461% | 310700.0405
BUREAU #2875 | TERTIAIRE | BUREAUX | 9060.6988 | 2017 | 8524.8107 | 0 | 0 | 0 | 0 | 3593.9447 | 10442.4818 | 11754.5131 | 2 | 25718.9935 | 23881.0774 | 15 | 0 | 0 | 0 | 0 | 0 | 0 | 35587.7013 | 546.4609 | 264187.4839 | 1439.0344 | 21093.9484 | 126.1834 | 1271.1913 | 0 | 24301.7284 | 299.9458 | 0 | 50588.6179 | 96.29% | 3.714% | 855.5103 | 0 | 195.9635 | 12.1751 | 282.9165 | 246.0704 | 410.9928 | 63.154 | 846.8659 | 20106.748 | 105429.6964 | 126383.3103 | 491302.1138 | 620598.8748 | 1.018% | 626980.1068
BUREAU #2876 | TERTIAIRE | BUREAUX | 9861.2219 | 2013 | 13168.9782 | 0 | 0 | 0 | 0 | 3872.3282 | 12187.1871 | 10611.6944 | 2 | 27223.744 | 24869.067 | 23 | 0 | 0 | 0 | 0 | 0 | 0 | 36067.1169 | 720.8771 | 162366.7004 | 1372.8178 | 29614.4235 | 92.5125 | 1845.1512 | 0 | 21072.588 | 216.6824 | 0 | 60406.4638 | 88.78% | 11.22% | 1013.4427 | 0 | 193.6291 | 16.3693 | 293.0403 | 281.3052 | 396.9755 | 86.5135 | 1279.4516 | 18656.3978 | 101377.405 | 121313.2544 | 408447.2264 | 532842.4597 | 3.143% | 550131.317
BUREAU #2877 | TERTIAIRE | BUREAUX | 23587.6614 | 2020 | 28838.4684 | 0 | 0 | 0 | 0 | 12305.6126 | 31722.2088 | 24081.8239 | 5 | 70526.364 | 96009.4049 | 57 | 0 | 0 | 0 | 0 | 0 | 0 | 75414.051 | 2000.9758 | 521999.4622 | 3245.7049 | 83020.5799 | 257.6135 | 3822.6898 | 0 | 59831.8219 | 586.4058 | 0 | 126778.7198 | 95.47% | 4.526% | 1907.1446 | 0 | 496.0393 | 39.7401 | 957.3439 | 592.2217 | 793.6987 | 221.673 | 3646.927 | 39950.5066 | 304411.8843 | 348009.3179 | 1113409.7558 | 1467774.5951 | 2.088% | 1499075.4405
BUREAU #2878 | TERTIAIRE | BUREAUX | 10622.6973 | 2012 | 10054.4193 | 0 | 0 | 0 | 0 | 3853.7622 | 8564.1248 | 9749.328 | 2 | 41294.4312 | 35586.897 | 18 | 0 | 0 | 0 | 0 | 0 | 0 | 31053.6279 | 856.9709 | 282497.4096 | 1817.4264 | 32030.2238 | 133.6529 | 2030.2781 | 0 | 26488.3773 | 376.1869 | 0 | 50326.5253 | 90.56% | 9.441% | 823.2384 | 0 | 173.9181 | 19.1895 | 386.1655 | 384.8227 | 440.3872 | 75.8984 | 1345.4834 | 18171.474 | 107936.8276 | 127453.785 | 534068.673 | 664479.4307 | 0.7666% | 669612.8546
BUREAU #2879 | TERTIAIRE | BUREAUX | 16426.0349 | 2023 | 24710.5875 | 0 | 0 | 0 | 0 | 7914.863 | 16566.3867 | 19401.6175 | 3 | 72754.7089 | 46174.8439 | 27 | 0 | 0 | 0 | 0 | 0 | 0 | 56285.2505 | 1541.0581 | 431699.3835 | 2180.7684 | 41898.2037 | 190.763 | 3350.7393 | 0 | 57262.6286 | 445.3736 | 0 | 107304.8129 | 91.98% | 8.021% | 1299.7809 | 0 | 269.9878 | 28.1933 | 482.4662 | 493.8039 | 622.0101 | 118.4048 | 2230.9049 | 46440.3222 | 209163.7637 | 257834.9907 | 915674.9296 | 1180513.2296 | 3.689% | 1225736.6899
BUREAU #2880 | TERTIAIRE | BUREAUX | 22228.4763 | 2018 | 29069.4689 | 0 | 0 | 0 | 0 | 8845.744 | 30309.0201 | 20317.6663 | 5 | 75598.667 | 56264.322 | 44 | 0 | 0 | 0 | 0 | 0 | 0 | 65018.6202 | 1599.8798 | 620462.7556 | 3595.6191 | 52825.1126 | 264.804 | 3302.5514 | 0 | 59971.4894 | 693.1373 | 0 | 124342.7077 | 93.67% | 6.333% | 2200.633 | 0 | 307.5742 | 38.1545 | 921.0338 | 604.8375 | 814.324 | 176.2171 | 2382.8996 | 48389.9659 | 273245.2862 | 324018.1517 | 1181610.5731 | 1513755.6767 | 5.879% | 1608301.3418
BUREAU #2881 | TERTIAIRE | BUREAUX | 9165.2767 | 2013 | 8448.2461 | 0 | 0 | 0 | 0 | 2912.3707 | 7791.4532 | 7935.2685 | 2 | 34235.8501 | 22939.2253 | 22 | 0 | 0 | 0 | 0 | 0 | 0 | 31558.5394 | 577.9349 | 189614.9357 | 1066.5145 | 20588.4411 | 105.0628 | 1446.1984 | 0 | 24526.7393 | 199.5185 | 0 | 46970.9846 | 87.88% | 12.12% | 743.3481 | 0 | 135.3452 | 12.5271 | 370.512 | 286.1485 | 251.8391 | 65.801 | 1217.2733 | 20688.0623 | 81579.8506 | 103485.1862 | 410746.5345 | 516866.0007 | 0.769% | 520871.4129
BUREAU #2882 | TERTIAIRE | BUREAUX | 9782.0019 | 2017 | 9940.7397 | 0 | 0 | 0 | 0 | 3238.1219 | 11309.4146 | 10300.5134 | 2 | 31129.5682 | 26842.9715 | 16 | 0 | 0 | 0 | 0 | 0 | 0 | 36688.6389 | 892.7067 | 230771.7883 | 1656.1624 | 33039.6979 | 117.419 | 1725.2962 | 0 | 33036.4464 | 229.4714 | 0 | 57284.0218 | 90.23% | 9.768% | 823.0729 | 0 | 193.9705 | 14.3298 | 295.1866 | 319.0755 | 355.4492 | 93.3197 | 926.1288 | 20561.8124 | 124276.2285 | 145764.1698 | 494665.0758 | 643612.4627 | 7.171% | 693332.5191
BUREAU #2883 | TERTIAIRE | BUREAUX | 21981.4071 | 2020 | 25390.9561 | 0 | 0 | 0 | 0 | 9834.5988 | 27115.6675 | 27417.2519 | 4 | 70806.3684 | 61026.2912 | 53 | 0 | 0 | 0 | 0 | 0 | 0 | 60126.5138 | 1891.719 | 533948.6083 | 2280.3753 | 53092.6317 | 294.0731 | 4121.2602 | 0 | 69894.8057 | 756.9207 | 0 | 132109.5351 | 93.16% | 6.844% | 1919.1797 | 0 | 460.5943 | 31.9121 | 641.3237 | 738.1806 | 868.9488 | 177.5593 | 2852.0516 | 49398.1406 | 200107.7601 | 252357.9523 | 1093810.9846 | 1353323.8065 | 7.267% | 1459379.7913
BUREAU #2884 | TERTIAIRE | BUREAUX | 7390.0708 | 2023 | 8451.5131 | 0 | 0 | 0 | 0 | 3401.6536 | 7272.1136 | 9754.2378 | 2 | 26762.3092 | 30704.2851 | 17 | 0 | 0 | 0 | 0 | 0 | 0 | 25382.9935 | 685.4757 | 240484.705 | 910.1712 | 30243.2731 | 98.5992 | 1260.6364 | 0 | 19585.0244 | 188.0456 | 0 | 43930.1307 | 97.85% | 2.148% | 486.4663 | 0 | 132.7203 | 12.9449 | 209.1059 | 246.5107 | 322.2861 | 49.9507 | 912.5515 | 17800.54 | 94648.0724 | 113361.1638 | 448407.344 | 564596.3136 | 5.153% | 595270.0622
BUREAU #2885 | TERTIAIRE | BUREAUX | 8396.2936 | 2016 | 10970.0636 | 0 | 0 | 0 | 0 | 4173.0909 | 9111.8218 | 7172.5855 | 2 | 34807.2942 | 31288.5288 | 14 | 0 | 0 | 0 | 0 | 0 | 0 | 28554.0153 | 796.0799 | 243346.5485 | 951.9842 | 26601.8772 | 79.3747 | 1286.828 | 0 | 17846.6037 | 190.9479 | 0 | 54304.1627 | 96.85% | 3.146% | 736.6393 | 0 | 184.3932 | 11.1494 | 349.0136 | 293.489 | 268.9817 | 82.7171 | 936.2637 | 15262.3237 | 69319.7789 | 85518.3664 | 471071.3896 | 559315.1094 | 7.555% | 605024.3117
BUREAU #2886 | TERTIAIRE | BUREAUX | 21695.0306 | 2009 | 17381.7147 | 0 | 0 | 0 | 0 | 7372.8509 | 21457.783 | 19317.6398 | 4 | 49838.5418 | 50213.3188 | 52 | 0 | 0 | 0 | 0 | 0 | 0 | 60647.4218 | 1779.1683 | 383643.5267 | 2654.3039 | 49072.515 | 271.7333 | 4192.5951 | 0 | 58192.2838 | 748.4342 | 0 | 122145.1443 | 88.27% | 11.73% | 1803.1233 | 0 | 352.6866 | 30.9017 | 799.6515 | 813.7482 | 866.88 | 184.3344 | 2142.3696 | 39406.7236 | 238557.5367 | 280106.6299 | 857787.9268 | 1143534.5643 | 2.537% | 1173296.5667
BUREAU #2887 | TERTIAIRE | BUREAUX | 22223.1187 | 2010 | 27594.5717 | 0 | 0 | 0 | 0 | 8818.6793 | 21874.8958 | 18885.1234 | 4 | 71185.2517 | 65962.4714 | 58 | 0 | 0 | 0 | 0 | 0 | 0 | 77194.9855 | 2050.7511 | 548417.6827 | 3069.9141 | 54759.8026 | 266.4021 | 3571.8413 | 0 | 60821.3154 | 583.9578 | 0 | 88381.5516 | 94.71% | 5.292% | 1705.0458 | 0 | 455.0514 | 28.1247 | 712.9631 | 690.9346 | 715.2008 | 189.3071 | 2441.141 | 30500.937 | 256892.979 | 289835.057 | 1049269.5001 | 1346418.0285 | 3.423% | 1394145.1919
BUREAU #2888 | TERTIAIRE | BUREAUX | 22361.6877 | 2022 | 26319.6652 | 0 | 0 | 0 | 0 | 7962.6071 | 28618.9914 | 22019.4795 | 4 | 101298.1019 | 63133.8659 | 61 | 0 | 0 | 0 | 0 | 0 | 0 | 79553.2373 | 2115.3264 | 605701.8007 | 3268.9715 | 72244.8676 | 224.0102 | 3452.7456 | 0 | 63252.0432 | 750.1455 | 0 | 169713.8778 | 96.69% | 3.311% | 1722.3416 | 0 | 471.8704 | 28.6314 | 894.4559 | 581.0723 | 1002.704 | 165.8691 | 2658.7583 | 38423.5353 | 219512.4301 | 260594.7237 | 1263131.8385 | 1530961.7798 | 4.282% | 1599444.0798
BUREAU #2889 | TERTIAIRE | BUREAUX | 5348.8843 | 2018 | 6375.4869 | 0 | 0 | 0 | 0 | 2111.6827 | 6436.9966 | 5521.2693 | 1 | 17638.1309 | 18301.0367 | 12 | 0 | 0 | 0 | 0 | 0 | 0 | 19398.4971 | 342.4633 | 141789.5739 | 715.4893 | 18397.8722 | 76.2066 | 781.2232 | 0 | 12923.0756 | 173.0083 | 0 | 37087.5535 | 93.7% | 6.301% | 448.7184 | 0 | 106.8732 | 5.9114 | 177.2719 | 145.5338 | 165.8443 | 48.2167 | 783.5339 | 8438.5863 | 51903.5392 | 61125.6594 | 286883.6002 | 349850.7466 | 5.155% | 368867.127
BUREAU #2890 | TERTIAIRE | BUREAUX | 15814.3214 | 2014 | 20482.8475 | 0 | 0 | 0 | 0 | 6264.1938 | 18689.1481 | 19501.832 | 2 | 65296.4282 | 46913.4127 | 38 | 0 | 0 | 0 | 0 | 0 | 0 | 38299.4362 | 1459.7118 | 360522.0894 | 2182.6851 | 42797.4136 | 207.7745 | 2260.763 | 0 | 49649.2016 | 465.8029 | 0 | 71740.8257 | 91.86% | 8.143% | 1456.3994 | 0 | 241.9597 | 25.4075 | 543.8168 | 548.6377 | 549.7891 | 159.885 | 1540.7632 | 23711.586 | 188480.1613 | 213732.5105 | 738424.5979 | 956424.697 | 0.6916% | 963085.3272
BUREAU #2891 | TERTIAIRE | BUREAUX | 22896.0955 | 2017 | 32342.912 | 0 | 0 | 0 | 0 | 9538.1512 | 19408.9527 | 25250.3619 | 4 | 87843.6387 | 69316.1597 | 47 | 0 | 0 | 0 | 0 | 0 | 0 | 60983.8151 | 1846.6449 | 650582.8288 | 2412.9783 | 73647.4511 | 289.6679 | 3683.9448 | 0 | 65374.2353 | 678.9329 | 0 | 133193.4763 | 95.35% | 4.648% | 1555.9522 | 0 | 424.4318 | 25.4687 | 881.5623 | 687.5 | 982.337 | 179.6257 | 3467.4018 | 37805.9035 | 221186.469 | 262459.7742 | 1241176.6603 | 1511520.678 | 4.788% | 1587525.6366
BUREAU #2892 | TERTIAIRE | BUREAUX | 8398.8049 | 2017 | 7719.9673 | 0 | 0 | 0 | 0 | 3217.8109 | 9110.2588 | 10925.4298 | 2 | 30091.7951 | 30842.0703 | 18 | 0 | 0 | 0 | 0 | 0 | 0 | 34678.6246 | 698.8841 | 163765.7983 | 1094.553 | 27193.569 | 91.4886 | 1330.6297 | 0 | 27024.7112 | 267.3017 | 0 | 56272.6473 | 91.85% | 8.145% | 761.9229 | 0 | 147.257 | 12.2307 | 302.1364 | 302.3448 | 349.3644 | 52.1895 | 999.2108 | 16186.0346 | 85027.11 | 102212.3554 | 397427.6546 | 501882.1103 | 5.123% | 528982.3374
BUREAU #2893 | TERTIAIRE | BUREAUX | 19071.7582 | 2019 | 19984.0031 | 0 | 0 | 0 | 0 | 7673.0642 | 27738.9791 | 20486.3179 | 3 | 67896.7668 | 48760.875 | 42 | 0 | 0 | 0 | 0 | 0 | 0 | 78151.6702 | 1158.3266 | 419236.0684 | 3127.4772 | 55734.9243 | 193.4621 | 3027.0058 | 0 | 57341.4551 | 559.8711 | 0 | 128605.6878 | 96.14% | 3.864% | 2026.8266 | 0 | 334.7905 | 25.0795 | 790.549 | 510.504 | 831.4426 | 192.2665 | 2183.9716 | 40093.5681 | 164020.1632 | 206297.703 | 956759.0041 | 1169615.5999 | 2.419% | 1198613.0868
BUREAU #2894 | TERTIAIRE | BUREAUX | 10102.6405 | 2017 | 13373.0644 | 0 | 0 | 0 | 0 | 4169.9898 | 10584.4764 | 12455.2546 | 2 | 43337.8301 | 37708.9273 | 27 | 0 | 0 | 0 | 0 | 0 | 0 | 30450.1274 | 925.8465 | 294149.3371 | 1137.8553 | 24420.0117 | 88.4602 | 1944.0223 | 0 | 24301.6443 | 244.3339 | 0 | 73756.7292 | 94.89% | 5.111% | 1092.2716 | 0 | 195.5608 | 13.3969 | 391.3677 | 319.8521 | 338.9093 | 64.0256 | 1554.4654 | 15696.8913 | 85096.6515 | 102348.0082 | 566143.8872 | 671881.9828 | 2.497% | 689088.5753
BUREAU #2895 | TERTIAIRE | BUREAUX | 6217.5598 | 2015 | 6767.9983 | 0 | 0 | 0 | 0 | 2841.5452 | 7083.7364 | 6561.805 | 1 | 26340.2484 | 16014.3485 | 11 | 0 | 0 | 0 | 0 | 0 | 0 | 18498.1865 | 370.188 | 116182.3787 | 657.5578 | 15342.6549 | 83.8598 | 894.0382 | 0 | 20106.514 | 135.0268 | 0 | 42104.0606 | 90.99% | 9.012% | 541.3132 | 0 | 135.7098 | 11.0333 | 281.1312 | 179.1163 | 269.7714 | 48.2252 | 740.661 | 11335.1824 | 48611.833 | 60687.6765 | 282952.0103 | 345774.6254 | 3.305% | 357591.3212
BUREAU #2896 | TERTIAIRE | BUREAUX | 2590.2834 | 2018 | 2434.6206 | 0 | 0 | 0 | 0 | 1050.9138 | 3378.6418 | 2735.2109 | 0 | 11518.0796 | 7225.5021 | 7 | 0 | 0 | 0 | 0 | 0 | 0 | 6625.0925 | 215.6309 | 65513.409 | 298.3949 | 7644.686 | 27.8939 | 380.1789 | 0 | 6262.0084 | 75.7224 | 0 | 19683.5993 | 92.97% | 7.031% | 264.5401 | 0 | 48.2982 | 3.9415 | 84.3967 | 79.8471 | 108.9224 | 18.7853 | 353.5222 | 4637.2155 | 30438.8329 | 35429.5706 | 136399.4086 | 172631.389 | 5.97% | 183592.5829
BUREAU #2897 | TERTIAIRE | BUREAUX | 11171.1858 | 2012 | 10652.5422 | 0 | 0 | 0 | 0 | 4370.5552 | 10053.386 | 12890.9476 | 2 | 31176.049 | 37618.0727 | 19 | 0 | 0 | 0 | 0 | 0 | 0 | 36488.1936 | 945.0038 | 205146.4245 | 1275.1698 | 22338.4073 | 113.345 | 2174.3098 | 0 | 31326.215 | 291.13 | 0 | 48945.1335 | 95.57% | 4.427% | 1124.5124 | 0 | 170.1164 | 14.059 | 392.4814 | 441.6694 | 364.9895 | 113.6964 | 1477.2522 | 18670.7142 | 145046.8805 | 165194.8469 | 444930.4716 | 613223.7521 | 3.898% | 638096.085
BUREAU #2898 | TERTIAIRE | BUREAUX | 20164.6974 | 2012 | 23498.0402 | 0 | 0 | 0 | 0 | 6302.2451 | 24255.5206 | 18099.2633 | 3 | 64378.8732 | 65675.4698 | 43 | 0 | 0 | 0 | 0 | 0 | 0 | 51437.6323 | 1660.516 | 399453.1503 | 2315.1936 | 47463.8839 | 268.6889 | 2596.5281 | 0 | 38841.909 | 515.6979 | 0 | 85535.0443 | 89.54% | 10.46% | 1469.8574 | 0 | 296.5293 | 32.4081 | 826.1684 | 629.7071 | 912.3034 | 124.7993 | 1836.9798 | 42619.3799 | 177366.6891 | 221823.0488 | 830766.3734 | 1058172.8334 | 7.507% | 1144055.5261
BUREAU #2899 | TERTIAIRE | BUREAUX | 8092.2587 | 2011 | 8522.4203 | 0 | 0 | 0 | 0 | 3600.0682 | 8265.0492 | 7449.8875 | 1 | 24611.7947 | 19694.3819 | 16 | 0 | 0 | 0 | 0 | 0 | 0 | 29148.3055 | 559.3139 | 147810.087 | 1205.0313 | 18116.6859 | 81.0487 | 1297.6353 | 0 | 19228.9192 | 204.5736 | 0 | 44270.8446 | 93.57% | 6.426% | 547.1839 | 0 | 152.0138 | 10.0581 | 324.2663 | 306.57 | 246.309 | 70.1678 | 892.5231 | 17781.4822 | 97977.3662 | 116651.3715 | 341060.2598 | 460282.7465 | 5.406% | 486585.4002
BUREAU #2900 | TERTIAIRE | BUREAUX | 5131.6574 | 2010 | 5616.0589 | 0 | 0 | 0 | 0 | 1378.7089 | 4836.9141 | 4679.0491 | 1 | 17034.3128 | 16301.6848 | 13 | 0 | 0 | 0 | 0 | 0 | 0 | 12054.5916 | 477.0727 | 108856.338 | 831.6373 | 14065.7631 | 57.3846 | 876.0575 | 0 | 11888.1408 | 181.0768 | 0 | 31643.3305 | 93.64% | 6.358% | 445.8927 | 0 | 89.8775 | 6.1546 | 219.3113 | 162.858 | 153.3934 | 44.2257 | 662.4611 | 8195.9892 | 55447.6947 | 64306.1451 | 228383.3102 | 293964.7606 | 7.81% | 318869.7724
BUREAU #2901 | TERTIAIRE | BUREAUX | 11403.0761 | 2014 | 10299.2836 | 0 | 0 | 0 | 0 | 3799.5513 | 14360.2169 | 10162.3548 | 2 | 37689.4995 | 37066.8525 | 27 | 0 | 0 | 0 | 0 | 0 | 0 | 31087.1041 | 822.1673 | 265014.0992 | 1544.3402 | 27175.2344 | 141.8043 | 1909.1483 | 0 | 28363.8645 | 265.0936 | 0 | 79437.1875 | 91.65% | 8.347% | 832.1619 | 0 | 241.5247 | 17.0201 | 389.8104 | 350.653 | 320.4887 | 79.3163 | 1012.1578 | 20014.1552 | 115316.6055 | 136342.9184 | 547703.0964 | 687415.6575 | 5.412% | 726744.5664
BUREAU #2902 | TERTIAIRE | BUREAUX | 16155.4778 | 2015 | 16250.1344 | 0 | 0 | 0 | 0 | 4974.8771 | 16391.6883 | 18984.2653 | 3 | 59828.6695 | 47376.7716 | 29 | 0 | 0 | 0 | 0 | 0 | 0 | 38486.2087 | 1142.7746 | 325896.8893 | 2426.7485 | 52910.9533 | 184.3447 | 3112.7073 | 0 | 35818.3696 | 498.3783 | 0 | 78170.8796 | 94.98% | 5.021% | 1247.4718 | 0 | 329.1364 | 20.0397 | 607.8984 | 474.0374 | 484.1262 | 146.05 | 1543.0878 | 30207.8167 | 179614.4574 | 211365.3618 | 699709.3156 | 916984.9277 | 3.15% | 946810.1205
BUREAU #2903 | TERTIAIRE | BUREAUX | 12065.0473 | 2014 | 14857.476 | 0 | 0 | 0 | 0 | 4146.2724 | 10154.364 | 11834.7042 | 2 | 44495.6105 | 38744.8099 | 21 | 0 | 0 | 0 | 0 | 0 | 0 | 28213.8116 | 930.6201 | 295345.7883 | 1607.8829 | 38149.657 | 156.2894 | 2009.0713 | 0 | 27056.6991 | 376.013 | 0 | 65699.4414 | 95.26% | 4.738% | 1249.3297 | 0 | 174.6911 | 17.2004 | 455.2271 | 452.8947 | 465.6089 | 83.3072 | 1561.5537 | 23712.922 | 124486.0552 | 149760.5308 | 585715.6451 | 739907.004 | 2.672% | 760222.0544
BUREAU #2904 | TERTIAIRE | BUREAUX | 3390.4103 | 2011 | 3201.485 | 0 | 0 | 0 | 0 | 1426.3797 | 3862.6918 | 3327.052 | 1 | 9969.6942 | 7615.6161 | 6 | 0 | 0 | 0 | 0 | 0 | 0 | 9543.8141 | 281.8935 | 57597.4403 | 539.0087 | 8085.1848 | 41.2611 | 510.1769 | 0 | 6281.5054 | 119.9072 | 0 | 20753.5775 | 95.52% | 4.481% | 319.7238 | 0 | 57.0643 | 4.7729 | 134.5458 | 96.4045 | 133.1351 | 32.3724 | 367.237 | 6437.9986 | 29638.583 | 36443.8187 | 135117.5163 | 172717.6754 | 7.105% | 185928.8059
BUREAU #2905 | TERTIAIRE | BUREAUX | 7704.4604 | 2016 | 7669.8558 | 0 | 0 | 0 | 0 | 3092.9405 | 6651.8062 | 9491.4426 | 1 | 29819.4122 | 19861.8088 | 15 | 0 | 0 | 0 | 0 | 0 | 0 | 25050.747 | 698.3797 | 210432.5124 | 1019.7648 | 25304.724 | 94.3853 | 1407.0706 | 0 | 18867.2642 | 171.2212 | 0 | 35909.5753 | 91.16% | 8.843% | 723.8166 | 0 | 142.5043 | 9.9369 | 221.4011 | 206.058 | 292.2308 | 48.4296 | 703.9861 | 16674.0287 | 63566.7812 | 80944.796 | 402019.7537 | 485663.6532 | 6.355% | 518624.4215
BUREAU #2906 | TERTIAIRE | BUREAUX | 13164.9896 | 2016 | 14945.3127 | 0 | 0 | 0 | 0 | 5664.6339 | 17075.4875 | 13115.686 | 2 | 35601.5363 | 46977.2255 | 26 | 0 | 0 | 0 | 0 | 0 | 0 | 32248.6525 | 917.8847 | 259365.6047 | 1456.5228 | 34354.8393 | 144.2172 | 1678.0503 | 0 | 33484.5821 | 370.7932 | 0 | 62091.2632 | 91.54% | 8.458% | 1193.7103 | 0 | 198.9175 | 19.0632 | 364.9947 | 442.8755 | 391.0742 | 107.5441 | 1672.007 | 24096.7001 | 163081.85 | 188850.557 | 551796.2961 | 745566.5159 | 7.904% | 809549.4471
BUREAU #2907 | TERTIAIRE | BUREAUX | 12141.0831 | 2023 | 17787.1531 | 0 | 0 | 0 | 0 | 6136.929 | 17502.3114 | 13968.3089 | 3 | 38391.0763 | 42383.1365 | 24 | 0 | 0 | 0 | 0 | 0 | 0 | 50758.2731 | 1039.278 | 362949.4053 | 1446.029 | 48430.5156 | 169.9499 | 2066.1514 | 0 | 34707.0799 | 325.8467 | 0 | 94812.9482 | 97.04% | 2.958% | 841.1431 | 0 | 234.8147 | 20.3945 | 415.6915 | 366.9855 | 352.0673 | 122.4519 | 1541.313 | 25953.5765 | 156319.6007 | 183814.4903 | 738356.7076 | 926397.4806 | 5.81% | 983546.155
BUREAU #2908 | TERTIAIRE | BUREAUX | 12923.1482 | 2015 | 15158.8545 | 0 | 0 | 0 | 0 | 5166.1495 | 13335.0721 | 12370.0489 | 2 | 43721.37 | 39183.8742 | 31 | 0 | 0 | 0 | 0 | 0 | 0 | 46806.2112 | 965.2543 | 244941.7987 | 2006.1946 | 31172.9079 | 182.6759 | 2127.2674 | 0 | 30792.9503 | 365.7303 | 0 | 75618.4103 | 90.25% | 9.749% | 1043.4757 | 0 | 181.6847 | 16.2509 | 509.9684 | 378.7473 | 473.0258 | 116.7162 | 1683.2302 | 30477.8891 | 142133.3331 | 174294.4524 | 569112.629 | 746544.2651 | 6.174% | 795671.7849
BUREAU #2909 | TERTIAIRE | BUREAUX | 13479.4196 | 2014 | 11268.6499 | 0 | 0 | 0 | 0 | 4592.466 | 14237.3931 | 10816.7549 | 2 | 45751.0677 | 43141.4715 | 27 | 0 | 0 | 0 | 0 | 0 | 0 | 48081.1352 | 1140.4427 | 249514.7507 | 2175.8177 | 31683.341 | 168.1675 | 2663.1605 | 0 | 39617.7331 | 298.7682 | 0 | 70754.3229 | 90.73% | 9.27% | 1074.3743 | 0 | 197.1517 | 16.856 | 382.5355 | 502.8313 | 396.7584 | 131.9007 | 1263.0865 | 30529.5843 | 147996.4221 | 179789.0929 | 579851.3449 | 764586.2835 | 1.97% | 779948.5828
BUREAU #2910 | TERTIAIRE | BUREAUX | 9203.3226 | 2015 | 10317.4962 | 0 | 0 | 0 | 0 | 4118.6353 | 12320.7365 | 11357.9156 | 1 | 35595.9083 | 20932.3687 | 18 | 0 | 0 | 0 | 0 | 0 | 0 | 23886.365 | 737.5886 | 246542.2678 | 1378.5705 | 30733.8181 | 91.1275 | 1266.6978 | 0 | 26622.9538 | 309.7288 | 0 | 65783.723 | 90.35% | 9.646% | 707.7642 | 0 | 197.3391 | 13.111 | 366.3739 | 296.293 | 254.0689 | 81.0161 | 925.9767 | 15408.9329 | 78700.2041 | 95035.1137 | 499400.7528 | 597798.8176 | 2.709% | 614446.123
BUREAU #2911 | TERTIAIRE | BUREAUX | 18645.2928 | 2021 | 28158.9045 | 0 | 0 | 0 | 0 | 7571.1282 | 27612.9589 | 24206.817 | 4 | 69893.7262 | 73222.8912 | 41 | 0 | 0 | 0 | 0 | 0 | 0 | 53477.1734 | 1719.2042 | 428188.5439 | 2452.3925 | 62302.8085 | 231.6683 | 3292.1098 | 0 | 41915.4235 | 410.8242 | 0 | 106420.7866 | 89.45% | 10.55% | 1787.3483 | 0 | 380.9342 | 26.6008 | 828.0923 | 489.3801 | 777.1304 | 136.766 | 3079.2971 | 39638.8992 | 150265.5231 | 192983.7194 | 918765.1461 | 1118503.6402 | 1.972% | 1141002.0374
BUREAU #2912 | TERTIAIRE | BUREAUX | 4432.88 | 2023 | 5006.9778 | 0 | 0 | 0 | 0 | 2179.1928 | 5121.96 | 5414.5433 | 1 | 20897.8303 | 12714.7581 | 9 | 0 | 0 | 0 | 0 | 0 | 0 | 19323.7636 | 369.3424 | 130206.6592 | 605.2696 | 17803.1464 | 44.0825 | 799.8112 | 0 | 13406.2244 | 97.4435 | 0 | 25202.0382 | 94.99% | 5.013% | 388.2639 | 0 | 87.6709 | 8.0163 | 165.8792 | 120.337 | 185.0544 | 29.6231 | 588.2473 | 8800.133 | 37920.0274 | 47308.4078 | 262426.7054 | 311129.1357 | 4.525% | 325876.5545
BUREAU #2913 | TERTIAIRE | BUREAUX | 9996.7663 | 2021 | 15412.5696 | 0 | 0 | 0 | 0 | 3631.8389 | 9213.7893 | 9474.8649 | 2 | 43079.7443 | 38922.3249 | 26 | 0 | 0 | 0 | 0 | 0 | 0 | 32636.4336 | 848.03 | 277594.6548 | 1684.2782 | 29484.8576 | 103.4603 | 1428.4545 | 0 | 28852.9166 | 275.4514 | 0 | 68806.9541 | 95.46% | 4.535% | 912.5127 | 0 | 218.3639 | 18.1565 | 348.7549 | 343.9212 | 452.9935 | 75.521 | 1490.6273 | 18713.3701 | 104542.4754 | 124746.4729 | 559430.252 | 688049.6849 | 7.961% | 747562.5677
BUREAU #2914 | TERTIAIRE | BUREAUX | 6304.3678 | 2015 | 5908.4356 | 0 | 0 | 0 | 0 | 2033.8626 | 5203.3601 | 6202.9407 | 1 | 25311.4111 | 21952.4169 | 10 | 0 | 0 | 0 | 0 | 0 | 0 | 16340.5897 | 419.8988 | 125043.8956 | 847.6319 | 14452.4229 | 64.3833 | 1157.3566 | 0 | 13578.8482 | 209.0433 | 0 | 41324.5817 | 91.99% | 8.01% | 428.7522 | 0 | 143.2465 | 9.5742 | 264.3495 | 219.7932 | 256.3231 | 51.6878 | 580.9481 | 11107.6278 | 71529.1708 | 83217.7467 | 276472.5248 | 362111.4545 | 3.815% | 376473.1081
BUREAU #2915 | TERTIAIRE | BUREAUX | 11257.2093 | 2020 | 15546.9073 | 0 | 0 | 0 | 0 | 6025.4242 | 13360.0785 | 10458.5408 | 2 | 52833.9313 | 36754.5519 | 23 | 0 | 0 | 0 | 0 | 0 | 0 | 33765.2053 | 1005.6186 | 226806.006 | 1305.1444 | 27780.1181 | 126.3421 | 1966.7955 | 0 | 40284.5872 | 394.2907 | 0 | 63386.3735 | 94.38% | 5.615% | 1088.6709 | 0 | 208.5332 | 19.7684 | 409.3707 | 275.8749 | 383.6396 | 93.6225 | 1484.1505 | 22432.1178 | 113387.542 | 137303.8103 | 533682.5936 | 675550.6409 | 4.982% | 710970.8279
BUREAU #2916 | TERTIAIRE | BUREAUX | 4310.1281 | 2009 | 4452.1586 | 0 | 0 | 0 | 0 | 1128.1361 | 3435.2204 | 4045.3502 | 1 | 13971.3509 | 11910.2595 | 11 | 0 | 0 | 0 | 0 | 0 | 0 | 13620.393 | 384.0985 | 74569.9833 | 492.0199 | 12146.2648 | 52.561 | 663.5214 | 0 | 8182.7541 | 119.3342 | 0 | 25150.0588 | 85.31% | 14.69% | 457.8899 | 0 | 89.7033 | 4.8578 | 130.113 | 129.4835 | 135.2883 | 36.0005 | 480.9463 | 7674.4952 | 42747.9784 | 50903.4199 | 174487.8742 | 226758.4603 | 6.458% | 242413.4652
BUREAU #2917 | TERTIAIRE | BUREAUX | 11344.1756 | 2021 | 16759.5643 | 0 | 0 | 0 | 0 | 5432.7149 | 15357.6799 | 10220.5745 | 2 | 42996.0146 | 35713.6119 | 19 | 0 | 0 | 0 | 0 | 0 | 0 | 34847.024 | 838.0147 | 336296.9276 | 1424.305 | 28633.1463 | 103.5239 | 2121.3033 | 0 | 41962.8406 | 251.2686 | 0 | 78585.0823 | 91.15% | 8.848% | 1160.143 | 0 | 197.4896 | 18.4427 | 322.6171 | 446.1611 | 359.9938 | 70.4567 | 1577.3276 | 29682.7213 | 105695.8018 | 136955.8507 | 669130.896 | 811223.2234 | 6.133% | 864222.777
BUREAU #2918 | TERTIAIRE | BUREAUX | 21659.1909 | 2021 | 31340.4472 | 0 | 0 | 0 | 0 | 8834.2581 | 31000.8662 | 27818.0009 | 3 | 104219.2564 | 70288.7295 | 50 | 0 | 0 | 0 | 0 | 0 | 0 | 81786.8761 | 2042.5023 | 646972.1065 | 2747.7026 | 72552.6689 | 227.472 | 3799.6343 | 0 | 55785.016 | 653.6022 | 0 | 156629.6999 | 93.81% | 6.186% | 2129.5652 | 0 | 480.029 | 28.9305 | 614.9003 | 855.2649 | 664.8302 | 172.1545 | 2710.1384 | 51001.0544 | 246629.8664 | 300341.0592 | 1311374.9458 | 1617812.1367 | 5.723% | 1716027.1901
BUREAU #2919 | TERTIAIRE | BUREAUX | 5424.671 | 2023 | 6315.5118 | 0 | 0 | 0 | 0 | 1978.7883 | 7979.2519 | 7912.7492 | 1 | 24882.1189 | 14142.7957 | 12 | 0 | 0 | 0 | 0 | 0 | 0 | 24232.427 | 467.1275 | 132952.4119 | 746.5576 | 16454.3781 | 57.918 | 1026.3251 | 0 | 12923.0046 | 165.2906 | 0 | 45103.7268 | 97.57% | 2.428% | 445.9012 | 0 | 122.3477 | 7.7102 | 194.7181 | 144.1594 | 182.5558 | 39.4262 | 784.4889 | 10852.0049 | 69515.7872 | 81152.281 | 301053.3374 | 384464.9697 | 3.818% | 399724.5457
BUREAU #2920 | TERTIAIRE | BUREAUX | 18931.0466 | 2010 | 23918.4343 | 0 | 0 | 0 | 0 | 6213.9717 | 20180.8622 | 17306.8435 | 3 | 67088.1013 | 46200.5552 | 49 | 0 | 0 | 0 | 0 | 0 | 0 | 62110.4352 | 1521.2377 | 358280.589 | 2940.8592 | 50973.948 | 251.2417 | 2970.2915 | 0 | 45071.8417 | 414.1316 | 0 | 97296.0936 | 96.33% | 3.67% | 1375.1572 | 0 | 288.7009 | 24.4697 | 772.8184 | 622.7967 | 721.2293 | 164.7964 | 2471.7372 | 26402.8101 | 224834.9093 | 253709.4565 | 803464.8469 | 1062370.0953 | 5.974% | 1129870.5653
BUREAU #2921 | TERTIAIRE | BUREAUX | 13132.1615 | 2011 | 11364.7586 | 0 | 0 | 0 | 0 | 4880.7592 | 14672.5691 | 15003.6356 | 2 | 35088.1746 | 30972.7586 | 25 | 0 | 0 | 0 | 0 | 0 | 0 | 40054.0529 | 1088.907 | 304899.5833 | 1487.8347 | 32738.5757 | 182.8319 | 2243.2873 | 0 | 38569.7814 | 369.3021 | 0 | 75613.1085 | 95.41% | 4.593% | 1056.1955 | 0 | 272.9722 | 21.5922 | 439.5391 | 438.5787 | 433.503 | 106.8372 | 1624.6856 | 19590.4287 | 129480.1133 | 150695.2276 | 613004.5358 | 768417.1295 | 6.858% | 824992.15
BUREAU #2922 | TERTIAIRE | BUREAUX | 8870.1989 | 2019 | 10344.666 | 0 | 0 | 0 | 0 | 3455.3434 | 9352.1634 | 8230.6553 | 1 | 29817.1258 | 23486.9059 | 18 | 0 | 0 | 0 | 0 | 0 | 0 | 25147.2115 | 772.6274 | 242306.5887 | 1152.5185 | 33378.8048 | 96.1969 | 1398.8172 | 0 | 21526.192 | 290.885 | 0 | 48830.0791 | 93.64% | 6.364% | 858.2799 | 0 | 134.5153 | 14.9067 | 243.5479 | 272.7051 | 287.9846 | 54.5132 | 878.628 | 17089.3804 | 104863.1688 | 122831.1772 | 466909.0268 | 592289.2845 | 7.202% | 638259.654
BUREAU #2923 | TERTIAIRE | BUREAUX | 18029.8428 | 2009 | 18445.0583 | 0 | 0 | 0 | 0 | 6445.8286 | 19437.1911 | 13059.5245 | 4 | 42556.7994 | 37604.5193 | 38 | 0 | 0 | 0 | 0 | 0 | 0 | 49375.6314 | 1146.8226 | 324792.9673 | 2864.3888 | 43887.4105 | 247.4688 | 2997.5542 | 0 | 43400.0078 | 572.6789 | 0 | 109641.0658 | 91.06% | 8.939% | 1818.5681 | 0 | 295.8278 | 28.6614 | 804.5368 | 629.507 | 813.892 | 113.0629 | 1906.9822 | 37506.7551 | 187601.8251 | 227015.5624 | 738059.4554 | 970593.0871 | 7.722% | 1051816.5986
BUREAU #2924 | TERTIAIRE | BUREAUX | 22966.0763 | 2014 | 22342.7599 | 0 | 0 | 0 | 0 | 8822.1848 | 23458.2256 | 18529.1889 | 4 | 86748.5424 | 69119.1281 | 60 | 0 | 0 | 0 | 0 | 0 | 0 | 72340.15 | 2006.4942 | 550395.8258 | 2370.4765 | 66817.5714 | 262.2915 | 3642.2588 | 0 | 48345.8615 | 626.2704 | 0 | 99486.7167 | 94.13% | 5.871% | 1964.2084 | 0 | 478.8875 | 36.8252 | 820.3081 | 640.6631 | 636.9478 | 218.6565 | 2326.589 | 48280.4101 | 231287.6492 | 281894.6483 | 1089292.211 | 1379243.1755 | 7.166% | 1485701.2236
BUREAU #2925 | TERTIAIRE | BUREAUX | 22892.5566 | 2008 | 23721.8697 | 0 | 0 | 0 | 0 | 8695.4858 | 23834.7044 | 19368.8976 | 4 | 81501.5163 | 44254.7159 | 38 | 0 | 0 | 0 | 0 | 0 | 0 | 65232.7988 | 1394.188 | 340852.3081 | 2491.2498 | 66654.8639 | 202.8833 | 4277.6825 | 0 | 49932.0978 | 491.0853 | 0 | 92687.6679 | 90.5% | 9.505% | 1790.076 | 0 | 514.5614 | 36.5056 | 985.1499 | 753.6222 | 882.4697 | 192.2571 | 2169.5738 | 37739.6198 | 179528.2812 | 219437.4748 | 839553.5201 | 1065543.2695 | 2.487% | 1092716.9383
BUREAU #2926 | TERTIAIRE | BUREAUX | 3693.2293 | 2024 | 3774.2059 | 0 | 0 | 0 | 0 | 1535.8226 | 4283.0959 | 5478.4577 | 1 | 16127.358 | 13008.4909 | 7 | 0 | 0 | 0 | 0 | 0 | 0 | 16696.3081 | 258.5558 | 93572.1399 | 485.2977 | 10185.7452 | 46.2 | 606.0125 | 0 | 13004.45 | 111.0377 | 0 | 25983.7865 | 96.31% | 3.692% | 256.1665 | 0 | 53.8635 | 6.1739 | 144.0551 | 121.0334 | 123.394 | 23.0293 | 438.5213 | 9556.9557 | 32697.9746 | 42693.4516 | 206761.8887 | 251213.0357 | 4.527% | 263125.4378
BUREAU #2927 | TERTIAIRE | BUREAUX | 13867.8049 | 2015 | 15620.2961 | 0 | 0 | 0 | 0 | 5122.9257 | 17790.2605 | 14872.4448 | 3 | 40024.6084 | 38237.1699 | 34 | 0 | 0 | 0 | 0 | 0 | 0 | 34156.2344 | 930.4801 | 380803.2578 | 2208.1851 | 43955.6029 | 136.4093 | 1936.045 | 0 | 40987.3325 | 421.6381 | 0 | 76273.7668 | 89.39% | 10.61% | 1304.6682 | 0 | 284.7754 | 22.8116 | 427.9393 | 341.8654 | 511.966 | 131.8023 | 1595.3703 | 21357.7165 | 154974.9849 | 177928.0717 | 716410.523 | 898946.9592 | 6.822% | 964760.1009
BUREAU #2928 | TERTIAIRE | BUREAUX | 6327.5893 | 2022 | 9991.5229 | 0 | 0 | 0 | 0 | 2628.724 | 7995.429 | 8644.5697 | 1 | 21064.0784 | 16424.98 | 16 | 0 | 0 | 0 | 0 | 0 | 0 | 28185.3321 | 530.414 | 183131.8586 | 727.0944 | 15694.433 | 85.5153 | 1102.5703 | 0 | 18345.7514 | 161.5841 | 0 | 38025.1277 | 95.21% | 4.791% | 617.8503 | 0 | 114.2521 | 7.386 | 241.8932 | 186.1847 | 184.2573 | 52.9607 | 782.7658 | 16266.724 | 81804.16 | 98853.6498 | 361874.6033 | 463258.9854 | 6.125% | 493484.8866
BUREAU #2929 | TERTIAIRE | BUREAUX | 13553.053 | 2010 | 17056.7322 | 0 | 0 | 0 | 0 | 5215.0868 | 15464.4683 | 14092.5796 | 2 | 41480.8045 | 36879.546 | 36 | 0 | 0 | 0 | 0 | 0 | 0 | 37793.0392 | 1008.8024 | 291486.3577 | 1750.1346 | 41607.4592 | 139.3784 | 2288.7563 | 0 | 39243.7961 | 400.4543 | 0 | 53390.6534 | 90.64% | 9.358% | 1175.9193 | 0 | 252.9187 | 23.7081 | 467.8945 | 447.9666 | 430.9406 | 107.7805 | 1377.901 | 20259.4546 | 131662.8724 | 153300.228 | 596932.1851 | 754363.5033 | 4.01% | 785880.292
BUREAU #2930 | TERTIAIRE | BUREAUX | 3994.115 | 2011 | 3897.2835 | 0 | 0 | 0 | 0 | 1718.186 | 4703.2006 | 3270.4217 | 1 | 12604.76 | 10066.6044 | 10 | 0 | 0 | 0 | 0 | 0 | 0 | 14403.9637 | 343.2267 | 99834.7252 | 510.4251 | 10654.5903 | 48.3889 | 744.3237 | 0 | 8787.4051 | 114.2056 | 0 | 18888.0253 | 93.23% | 6.767% | 330.7235 | 0 | 74.6502 | 7.0829 | 128.4794 | 139.0608 | 130.8037 | 32.9205 | 487.728 | 6673.4436 | 31800.9006 | 38962.0722 | 192865.1062 | 232854.9206 | 7.019% | 250432.1149
BUREAU #2931 | TERTIAIRE | BUREAUX | 9794.9728 | 2016 | 11832.8979 | 0 | 0 | 0 | 0 | 3639.5565 | 10179.5282 | 8596.157 | 2 | 34184.2898 | 27399.919 | 19 | 0 | 0 | 0 | 0 | 0 | 0 | 34773.516 | 792.1835 | 244005.7545 | 1350.9533 | 24432.7312 | 90.4327 | 1748.0196 | 0 | 23758.5309 | 297.8254 | 0 | 46152.7461 | 96.33% | 3.668% | 853.0882 | 0 | 199.6264 | 15.6362 | 379.4516 | 282.5759 | 320.339 | 61.958 | 1061.4978 | 14961.4398 | 90529.3131 | 106552.2507 | 474558.1237 | 584088.0037 | 7.119% | 628854.9076
BUREAU #2932 | TERTIAIRE | BUREAUX | 9981.4632 | 2021 | 15697.4965 | 0 | 0 | 0 | 0 | 5192.9804 | 12040.5253 | 10834.8512 | 2 | 46326.0728 | 29363.9444 | 24 | 0 | 0 | 0 | 0 | 0 | 0 | 29054.4474 | 711.1821 | 320259.4805 | 1662.189 | 30780.0894 | 87.6708 | 1708.9658 | 0 | 33296.4613 | 274.1844 | 0 | 55441.3915 | 93.16% | 6.842% | 658.2484 | 0 | 143.3102 | 17.7938 | 312.776 | 357.4377 | 436.399 | 62.9079 | 1533.5532 | 19921.5615 | 125354.9003 | 146810.015 | 601994.27 | 752588.1013 | 6.723% | 806831.0759
BUREAU #2933 | TERTIAIRE | BUREAUX | 20717.9405 | 2021 | 23400.3211 | 0 | 0 | 0 | 0 | 8901.1651 | 19907.3616 | 24132.9933 | 4 | 64554.2463 | 61148.3579 | 44 | 0 | 0 | 0 | 0 | 0 | 0 | 57504.175 | 1543.407 | 614015.0996 | 3102.6559 | 76368.5144 | 286.1068 | 3436.444 | 0 | 58912.1656 | 616.8608 | 0 | 136768.0466 | 95.69% | 4.312% | 1643.0866 | 0 | 417.1999 | 29.4771 | 788.2566 | 584.9799 | 616.1547 | 183.8514 | 3001.4589 | 47377.015 | 234978.09 | 285356.5639 | 1173910.2669 | 1466567.0396 | 2.793% | 1508711.5299
BUREAU #2934 | TERTIAIRE | BUREAUX | 19468.1593 | 2023 | 20881.9759 | 0 | 0 | 0 | 0 | 7171.3861 | 27696.8976 | 20187.6354 | 3 | 81567.3104 | 81076.1302 | 33 | 0 | 0 | 0 | 0 | 0 | 0 | 79007.1566 | 1373.9513 | 606023.595 | 3066.1468 | 71406.2275 | 178.0155 | 3288.2802 | 0 | 59240.3727 | 685.0622 | 0 | 106234.2671 | 93.15% | 6.855% | 2053.9128 | 0 | 286.7356 | 23.4437 | 789.1164 | 674.7825 | 819.9812 | 191.7726 | 2560.6335 | 50898.7609 | 230362.8271 | 283822.2215 | 1174543.639 | 1464290.267 | 4.494% | 1533193.8398
BUREAU #2935 | TERTIAIRE | BUREAUX | 20911.2795 | 2021 | 29278.583 | 0 | 0 | 0 | 0 | 8017.1422 | 24611.8059 | 29676.3335 | 4 | 99605.4573 | 78737.0569 | 56 | 0 | 0 | 0 | 0 | 0 | 0 | 79613.0485 | 1361.1358 | 537565.1662 | 3204.7332 | 81480.1897 | 212.1519 | 3304.1943 | 0 | 64309.4316 | 650.1953 | 0 | 130754.7663 | 96.7% | 3.304% | 1489.5262 | 0 | 289.1788 | 29.5935 | 616.4902 | 796.755 | 665.4296 | 210.1115 | 2668.969 | 41650.9762 | 243441.3448 | 287761.2901 | 1161044.4184 | 1455006.7613 | 1.702% | 1480198.9539
BUREAU #2936 | TERTIAIRE | BUREAUX | 3363.5789 | 2012 | 3280.6055 | 0 | 0 | 0 | 0 | 1089.2682 | 3326.2421 | 3780.0372 | 0 | 11447.3293 | 9957.7854 | 7 | 0 | 0 | 0 | 0 | 0 | 0 | 9168.8618 | 230.8139 | 87642.644 | 392.2458 | 7319.806 | 30.3429 | 519.2351 | 0 | 8928.4281 | 116.6537 | 0 | 23101.1691 | 91.11% | 8.893% | 267.6854 | 0 | 52.5142 | 4.5971 | 118.5299 | 117.4326 | 141.3454 | 26.4585 | 309.7114 | 6260.1153 | 29174.786 | 35744.6127 | 170930.4006 | 207591.6904 | 5.191% | 218956.6895
BUREAU #2937 | TERTIAIRE | BUREAUX | 5467.4151 | 2019 | 7281.2299 | 0 | 0 | 0 | 0 | 1852.4626 | 7094.3431 | 6867.3696 | 1 | 22294.2515 | 17115.2809 | 12 | 0 | 0 | 0 | 0 | 0 | 0 | 16645.5819 | 406.9395 | 135403.3636 | 641.5151 | 13500.3157 | 77.163 | 860.2887 | 0 | 11860.1104 | 177.7854 | 0 | 36304.5874 | 93.61% | 6.394% | 514.2147 | 0 | 97.1964 | 6.2054 | 246.1552 | 188.5547 | 177.5197 | 51.4828 | 632.2821 | 12046.498 | 47343.1549 | 60021.9349 | 279771.3687 | 341327.2001 | 7.611% | 369444.9447
BUREAU #2938 | TERTIAIRE | BUREAUX | 11846.0575 | 2018 | 14985.7364 | 0 | 0 | 0 | 0 | 5718.2238 | 11223.3188 | 14708.8622 | 3 | 42232.4014 | 30917.316 | 23 | 0 | 0 | 0 | 0 | 0 | 0 | 37415.7295 | 796.79 | 229892.5419 | 1883.4364 | 37860.735 | 161.0778 | 1648.2555 | 0 | 29486.4921 | 307.9074 | 0 | 77298.2949 | 92.23% | 7.769% | 1082.7945 | 0 | 225.8646 | 16.5244 | 523.7939 | 322.8421 | 384.0409 | 113.5144 | 1566.2962 | 24751.4852 | 102858.4583 | 129176.2397 | 542829.9625 | 676555.8636 | 1.827% | 689148.8566
BUREAU #2939 | TERTIAIRE | BUREAUX | 20898.5123 | 2019 | 27588.9541 | 0 | 0 | 0 | 0 | 7381.9385 | 18972.0836 | 21824.1533 | 5 | 93265.0905 | 79713.1603 | 54 | 0 | 0 | 0 | 0 | 0 | 0 | 59608.0662 | 1823.6879 | 615932.3919 | 3035.7977 | 65086.1427 | 211.0024 | 3797.6172 | 0 | 49555.272 | 588.4192 | 0 | 103947.8717 | 95.6% | 4.399% | 1593.0605 | 0 | 372.025 | 24.2597 | 906.5445 | 529.1234 | 583.7533 | 152.4841 | 2869.8605 | 47206.6753 | 258342.0968 | 308418.6326 | 1155081.5647 | 1472163.531 | 6.351% | 1572009.2491
BUREAU #2940 | TERTIAIRE | BUREAUX | 12668.2198 | 2010 | 13693.0306 | 0 | 0 | 0 | 0 | 3511.3424 | 11769.6654 | 12668.1478 | 2 | 39473.0499 | 40958.8424 | 26 | 0 | 0 | 0 | 0 | 0 | 0 | 44077.8325 | 1073.1542 | 220876.1591 | 2141.4097 | 36105.8597 | 154.7787 | 2084.3546 | 0 | 35827.6431 | 399.2123 | 0 | 50453.2176 | 87.33% | 12.67% | 914.325 | 0 | 191.4485 | 16.3428 | 407.636 | 450.6203 | 512.9217 | 104.1067 | 1545.174 | 19558.4048 | 117719.7665 | 138823.3453 | 503668.7424 | 645285.2253 | 4.096% | 672847.7592
BUREAU #2941 | TERTIAIRE | BUREAUX | 8799.7292 | 2022 | 12796.0678 | 0 | 0 | 0 | 0 | 3165.8718 | 11422.1712 | 8018.9064 | 1 | 26555.1063 | 25743.8522 | 16 | 0 | 0 | 0 | 0 | 0 | 0 | 37509.5542 | 590.4591 | 274411.4782 | 1359.2374 | 30506.7138 | 105.2757 | 1224.6797 | 0 | 21214.9254 | 283.4168 | 0 | 62528.3152 | 94.79% | 5.213% | 909.4613 | 0 | 144.4965 | 12.8388 | 334.1213 | 343.8884 | 256.2647 | 80.4149 | 1228.4338 | 23503.3833 | 76266.3089 | 100998.126 | 533415.1683 | 637585.7191 | 5.08% | 671706.5883
BUREAU #2942 | TERTIAIRE | BUREAUX | 4407.4476 | 2019 | 6304.9071 | 0 | 0 | 0 | 0 | 2141.0358 | 4501.3616 | 4290.3347 | 1 | 19689.5915 | 16171.6566 | 10 | 0 | 0 | 0 | 0 | 0 | 0 | 15690.3493 | 353.6047 | 105889.8216 | 588.2997 | 11858.5525 | 61.2215 | 754.8206 | 0 | 15390.0105 | 128.0065 | 0 | 33563.1221 | 90.97% | 9.025% | 439.5158 | 0 | 85.2533 | 5.0827 | 127.3657 | 130.6949 | 188.1395 | 29.2355 | 602.694 | 11535.3965 | 53614.491 | 65752.5815 | 239965.8374 | 307090.4691 | 2.858% | 316126.3617
BUREAU #2943 | TERTIAIRE | BUREAUX | 6846.1556 | 2017 | 8140.6616 | 0 | 0 | 0 | 0 | 2443.6754 | 7832.6861 | 6042.0584 | 1 | 29019.6279 | 19440.3846 | 11 | 0 | 0 | 0 | 0 | 0 | 0 | 26118.832 | 512.0102 | 199959.155 | 826.9067 | 19932.4774 | 76.3004 | 1169.4289 | 0 | 21995.6751 | 209.4069 | 0 | 33344.9012 | 96.27% | 3.727% | 460.1631 | 0 | 110.7419 | 10.769 | 291.5719 | 171.786 | 251.9526 | 44.5855 | 796.5104 | 12990.3762 | 74647.4623 | 88434.349 | 383458.1312 | 474516.1221 | 4.359% | 496141.0759
BUREAU #2944 | TERTIAIRE | BUREAUX | 9738.8401 | 2012 | 9731.7218 | 0 | 0 | 0 | 0 | 3509.4486 | 7732.4691 | 10494.3372 | 2 | 28898.6539 | 30633.2038 | 25 | 0 | 0 | 0 | 0 | 0 | 0 | 26609.1469 | 769.2231 | 171300.5894 | 1520.1076 | 19545.7517 | 115.844 | 1417.4002 | 0 | 29396.1069 | 247.2211 | 0 | 65631.8616 | 95.16% | 4.838% | 847.162 | 0 | 173.0064 | 13.1798 | 331.7813 | 362.3376 | 432.5052 | 80.632 | 1066.0335 | 20867.8295 | 80673.5891 | 102607.4521 | 407255.2501 | 513435.2322 | 3.588% | 532541.9063
BUREAU #2945 | TERTIAIRE | BUREAUX | 5598.1681 | 2014 | 7304.3237 | 0 | 0 | 0 | 0 | 1802.9991 | 6233.1226 | 6387.7441 | 1 | 14597.1778 | 16235.7424 | 11 | 0 | 0 | 0 | 0 | 0 | 0 | 17059.3453 | 435.1557 | 105327.091 | 588.7916 | 15970.1378 | 78.342 | 939.5816 | 0 | 16864.96 | 172.7368 | 0 | 32328.125 | 89.54% | 10.46% | 453.4096 | 0 | 82.8473 | 9.5803 | 178.219 | 163.1419 | 160.1034 | 38.8166 | 618.9374 | 13038.2051 | 49980.8231 | 63637.9656 | 244886.1538 | 310604.6029 | 5.012% | 326992.4622
BUREAU #2946 | TERTIAIRE | BUREAUX | 17742.021 | 2016 | 15868.0453 | 0 | 0 | 0 | 0 | 6263.2011 | 16358.3358 | 18433.2087 | 3 | 55012.5448 | 45177.9294 | 37 | 0 | 0 | 0 | 0 | 0 | 0 | 50044.7823 | 1085.5291 | 465652.4598 | 2670.3702 | 55623.0817 | 210.5179 | 2942.5399 | 0 | 44633.8384 | 451.8856 | 0 | 88528.9295 | 93.77% | 6.228% | 1806.2404 | 0 | 283.772 | 20.306 | 520.227 | 617.8063 | 621.3757 | 159.1391 | 2243.3203 | 36459.3769 | 158696.6628 | 197399.36 | 885234.8561 | 1089027.1156 | 4.688% | 1142591.5469
BUREAU #2947 | TERTIAIRE | BUREAUX | 23333.0134 | 2017 | 30310.3279 | 0 | 0 | 0 | 0 | 10529.8579 | 27176.4714 | 26435.3648 | 4 | 88365.8789 | 82233.2979 | 50 | 0 | 0 | 0 | 0 | 0 | 0 | 71301.2391 | 1618.3211 | 550493.3664 | 2945.9059 | 52060.0263 | 210.4429 | 4568.4827 | 0 | 58576.3834 | 826.9437 | 0 | 133714.1218 | 89.08% | 10.92% | 1983.3689 | 0 | 322.0243 | 32.3353 | 1042.0161 | 721.8084 | 683.473 | 216.1003 | 2361.6803 | 51952.3012 | 295762.2639 | 350076.2453 | 1138307.5783 | 1495644.6246 | 5.849% | 1588551.5226
BUREAU #2948 | TERTIAIRE | BUREAUX | 22725.7438 | 2019 | 26761.8381 | 0 | 0 | 0 | 0 | 9925.497 | 25049.4471 | 19229.8851 | 5 | 105200.7443 | 89480.8716 | 46 | 0 | 0 | 0 | 0 | 0 | 0 | 90123.1334 | 1462.605 | 498706.8572 | 2469.5426 | 83809.2473 | 305.5899 | 3203.2587 | 0 | 66649.0572 | 652.8641 | 0 | 125391.7521 | 89.23% | 10.77% | 2135.2717 | 0 | 464.5032 | 39.555 | 946.3907 | 612.0931 | 855.7712 | 199.2855 | 3312.3882 | 50749.6439 | 219815.06 | 273877.0921 | 1148647.2258 | 1430794.4511 | 2.066% | 1460976.5555
BUREAU #2949 | TERTIAIRE | BUREAUX | 11439.5397 | 2022 | 17229.8573 | 0 | 0 | 0 | 0 | 6337.3974 | 12959.2512 | 10757.1395 | 2 | 51805.5768 | 47855.0131 | 22 | 0 | 0 | 0 | 0 | 0 | 0 | 36096.5454 | 697.94 | 330299.4416 | 1303.3818 | 37361.7337 | 136.4709 | 2016.9297 | 0 | 32233.1142 | 285.4403 | 0 | 73524.2312 | 92.04% | 7.958% | 809.4537 | 0 | 223.245 | 18.559 | 388.2083 | 388.3857 | 482.1086 | 90.8846 | 1379.6911 | 24470.2893 | 112404.4306 | 138254.411 | 660318.6242 | 803750.7862 | 8.14% | 874973.6104
BUREAU #2950 | TERTIAIRE | BUREAUX | 10902.6964 | 2016 | 11068.2133 | 0 | 0 | 0 | 0 | 4539.9559 | 13974.2244 | 12051.8445 | 2 | 34473.5357 | 32408.5599 | 20 | 0 | 0 | 0 | 0 | 0 | 0 | 33498.9012 | 745.8483 | 251311.8319 | 1871.6854 | 35542.8501 | 115.1776 | 1862.8713 | 0 | 36310.3478 | 329.0341 | 0 | 51747.0342 | 89.92% | 10.08% | 1077.7009 | 0 | 198.1102 | 15.9037 | 301.8813 | 372.2927 | 492.1039 | 108.4286 | 1560.819 | 26520.1801 | 100640.7534 | 128721.7525 | 530025.416 | 662985.3853 | 6.158% | 706490.19
BUREAU #2951 | TERTIAIRE | BUREAUX | 11644.7213 | 2019 | 11980.303 | 0 | 0 | 0 | 0 | 5692.531 | 12157.7491 | 12482.7524 | 2 | 40982.4718 | 41580.9843 | 24 | 0 | 0 | 0 | 0 | 0 | 0 | 34796.122 | 858.4416 | 323442.9586 | 1747.2321 | 29733.0452 | 163.4622 | 2055.0845 | 0 | 36156.5496 | 287.2241 | 0 | 72092.7115 | 92.77% | 7.23% | 1076.1968 | 0 | 188.6243 | 16.3399 | 445.4468 | 438.3419 | 354.9907 | 84.9978 | 1403.812 | 28189.4208 | 118592.4517 | 148185.6845 | 630228.7486 | 782004.6143 | 7.548% | 845846.4319
BUREAU #2952 | TERTIAIRE | BUREAUX | 12877.0787 | 2010 | 14785.5496 | 0 | 0 | 0 | 0 | 4272.5108 | 13991.2392 | 11951.1887 | 2 | 35558.7119 | 36851.7943 | 31 | 0 | 0 | 0 | 0 | 0 | 0 | 42345.1435 | 902.4563 | 232100.1325 | 1468.9571 | 26234.9313 | 119.7377 | 2193.2035 | 0 | 32687.7949 | 447.116 | 0 | 63631.073 | 88.02% | 11.98% | 1186.8721 | 0 | 281.0786 | 16.2252 | 395.2045 | 355.0592 | 418.6838 | 117.8848 | 1689.6883 | 21883.4899 | 152875.3449 | 176448.5231 | 518228.7794 | 699048.2561 | 3.546% | 724749.9602
BUREAU #2953 | TERTIAIRE | BUREAUX | 18081.1781 | 2021 | 20613.6506 | 0 | 0 | 0 | 0 | 6408.5162 | 20041.4372 | 20317.7984 | 4 | 56685.6094 | 56918.6428 | 40 | 0 | 0 | 0 | 0 | 0 | 0 | 58705.4676 | 1703.1655 | 383791.7165 | 2001.2435 | 50951.9425 | 164.2462 | 2977.1036 | 0 | 54466.7849 | 546.8752 | 0 | 92918.9492 | 89.77% | 10.23% | 1475.9944 | 0 | 399.9595 | 20.9994 | 724.1654 | 509.3308 | 790.7782 | 177.3193 | 2796.7721 | 35775.3935 | 177946.1109 | 216518.2764 | 827678.887 | 1049306.5304 | 5.038% | 1104975.6052
BUREAU #2954 | TERTIAIRE | BUREAUX | 18142.8993 | 2019 | 21750.6776 | 0 | 0 | 0 | 0 | 8447.6325 | 25153.9628 | 16324.7627 | 3 | 79452.7645 | 46637.162 | 31 | 0 | 0 | 0 | 0 | 0 | 0 | 48174.5023 | 1091.9823 | 481401.3704 | 2910.2171 | 55902.581 | 191.1598 | 2644.066 | 0 | 44988.1133 | 523.3953 | 0 | 93179.9492 | 91.55% | 8.447% | 1568.0715 | 0 | 393.9238 | 25.5215 | 727.3685 | 542.445 | 520.4418 | 115.9018 | 2323.9732 | 39866.5841 | 195029.193 | 237219.7503 | 951851.7214 | 1194954.8097 | 7.226% | 1288030.9617
BUREAU #2955 | TERTIAIRE | BUREAUX | 17378.7471 | 2010 | 21160.8644 | 0 | 0 | 0 | 0 | 6731.1728 | 19091.5578 | 14380.5107 | 3 | 61780.85 | 56149.6197 | 34 | 0 | 0 | 0 | 0 | 0 | 0 | 58047.6709 | 1643.2698 | 353974.1885 | 2177.6317 | 46717.3051 | 193.7967 | 2803.1037 | 0 | 41199.8919 | 579.55 | 0 | 113129.9667 | 91.91% | 8.089% | 1163.5336 | 0 | 365.7398 | 24.2554 | 514.3049 | 455.7963 | 531.8614 | 138.4277 | 2114.1511 | 29286.9343 | 216719.6891 | 248120.7745 | 795998.3479 | 1048978.2335 | 7.728% | 1136832.3019
BUREAU #2956 | TERTIAIRE | BUREAUX | 4498.1108 | 2024 | 7112.7181 | 0 | 0 | 0 | 0 | 1928.0697 | 4635.9809 | 4768.6293 | 1 | 22557.7989 | 19089.8456 | 11 | 0 | 0 | 0 | 0 | 0 | 0 | 16737.6936 | 316.6919 | 146373.0288 | 597.512 | 18041.1667 | 45.7371 | 726.873 | 0 | 11189.0045 | 148.625 | 0 | 28685.3197 | 92.41% | 7.589% | 332.2115 | 0 | 69.4474 | 4.9436 | 165.654 | 121.5289 | 190.7448 | 38.6488 | 689.0876 | 8963.6968 | 49657.6068 | 59310.3913 | 281876.5431 | 342727.2199 | 7.093% | 368891.714
BUREAU #2957 | TERTIAIRE | BUREAUX | 12552.4978 | 2022 | 12557.8222 | 0 | 0 | 0 | 0 | 5693.1355 | 14357.1821 | 17627.7939 | 2 | 56398.0323 | 39891.1283 | 33 | 0 | 0 | 0 | 0 | 0 | 0 | 34462.6469 | 1119.1983 | 261978.1121 | 2141.5521 | 38225.9425 | 146.7756 | 2394.2258 | 0 | 41293.5673 | 364.1498 | 0 | 87680.3359 | 90.23% | 9.773% | 1161.4029 | 0 | 185.4261 | 15.1732 | 480.4965 | 316.2058 | 501.7851 | 100.0136 | 1378.7823 | 30499.8644 | 98686.0758 | 130564.7225 | 618322.5873 | 753240.5409 | 1.942% | 768155.433
BUREAU #2958 | TERTIAIRE | BUREAUX | 11719.8275 | 2022 | 18476.5196 | 0 | 0 | 0 | 0 | 5689.8305 | 11392.5716 | 12615.8957 | 2 | 44372.3679 | 42260.1862 | 25 | 0 | 0 | 0 | 0 | 0 | 0 | 45039.1486 | 1000.8294 | 337104.5682 | 1922.8243 | 42529.0316 | 153.1831 | 1687.354 | 0 | 29922.8585 | 267.0136 | 0 | 64260.9179 | 93.79% | 6.209% | 1167.6814 | 0 | 200.2019 | 14.3311 | 519.5989 | 438.3916 | 471.2984 | 108.4486 | 1653.7728 | 32557.2006 | 139481.1647 | 173692.1381 | 668878.8321 | 846599.6417 | 3.103% | 873710.0593
BUREAU #2959 | TERTIAIRE | BUREAUX | 23803.3487 | 2016 | 24156.348 | 0 | 0 | 0 | 0 | 9965.4509 | 28889.8051 | 22461.9704 | 3 | 70840.6455 | 64516.5201 | 61 | 0 | 0 | 0 | 0 | 0 | 0 | 74173.2106 | 1954.2671 | 421820.5122 | 3929.981 | 53798.7526 | 332.3791 | 4198.4326 | 0 | 66272.2602 | 623.8149 | 0 | 120865.8988 | 84.93% | 15.07% | 2456.1789 | 0 | 465.2463 | 38.3239 | 1019.3853 | 628.1342 | 693.9182 | 207.5242 | 3087.9773 | 42914.0349 | 308923.2571 | 354925.2693 | 971301.54 | 1334490.9987 | 2.907% | 1374451.7749
BUREAU #2960 | TERTIAIRE | BUREAUX | 22332.1223 | 2019 | 28176.7204 | 0 | 0 | 0 | 0 | 9575.7188 | 30930.9237 | 28612.5882 | 5 | 69120.2234 | 89213.0264 | 59 | 0 | 0 | 0 | 0 | 0 | 0 | 87958.3623 | 1386.0621 | 605416.4957 | 2892.4887 | 51893.6184 | 234.4367 | 3406.5901 | 0 | 66312.1407 | 688.8691 | 0 | 156568.8266 | 91.99% | 8.012% | 2172.5167 | 0 | 437.2313 | 29.4353 | 743.077 | 818.0832 | 761.7772 | 192.169 | 3099.7831 | 45111.7468 | 232902.4005 | 281113.9304 | 1221635.9258 | 1512048.0827 | 1.583% | 1536374.1167
BUREAU #2961 | TERTIAIRE | BUREAUX | 11367.7884 | 2021 | 16542.9669 | 0 | 0 | 0 | 0 | 4105.2219 | 15220.3112 | 14055.8551 | 2 | 49029.8844 | 46182.5511 | 29 | 0 | 0 | 0 | 0 | 0 | 0 | 50622.618 | 1051.2138 | 311141.1416 | 1376.6347 | 36294.8899 | 133.0551 | 1933.9904 | 0 | 28183.197 | 356.7835 | 0 | 62167.0549 | 92.35% | 7.653% | 949.0266 | 0 | 200.8603 | 14.9468 | 370.73 | 331.8411 | 491.2941 | 90.4508 | 1681.3595 | 26262.7694 | 123742.1597 | 151686.2885 | 634912.638 | 790026.2147 | 3.637% | 819847.6597
BUREAU #2962 | TERTIAIRE | BUREAUX | 20122.4944 | 2023 | 32505.3508 | 0 | 0 | 0 | 0 | 10990.6426 | 28185.813 | 24109.608 | 4 | 82082.2396 | 76883.2278 | 47 | 0 | 0 | 0 | 0 | 0 | 0 | 86453.7249 | 1862.3016 | 654191.6521 | 2832.021 | 72168.4865 | 184.9811 | 3102.2706 | 0 | 50577.8137 | 500.3646 | 0 | 107735.1222 | 97.14% | 2.858% | 1918.6908 | 0 | 342.2962 | 25.9246 | 773.027 | 759.8473 | 804.9959 | 166.8559 | 2641.5187 | 46400.214 | 181201.1263 | 230242.859 | 1242244.5659 | 1481644.9094 | 7.842% | 1607715.0975
BUREAU #2963 | TERTIAIRE | BUREAUX | 5228.5043 | 2018 | 5541.5815 | 0 | 0 | 0 | 0 | 2573.8571 | 7000.4945 | 6293.6206 | 1 | 16643.9504 | 15293.6871 | 13 | 0 | 0 | 0 | 0 | 0 | 0 | 19397.5916 | 447.5448 | 100377.3785 | 716.1667 | 14670.1255 | 49.2992 | 779.2662 | 0 | 11735.5494 | 163.6586 | 0 | 25595.8294 | 90.4% | 9.601% | 399.6905 | 0 | 112.4471 | 5.7937 | 228.4529 | 157.1302 | 196.9704 | 38.7439 | 554.8099 | 12248.493 | 51682.7848 | 64486.0878 | 228665.1239 | 294587.8593 | 5.119% | 310482.7602
BUREAU #2964 | TERTIAIRE | BUREAUX | 24140.6084 | 2016 | 25699.1898 | 0 | 0 | 0 | 0 | 9759.5769 | 32358.1596 | 20910.1955 | 4 | 72350.1551 | 58595.5857 | 44 | 0 | 0 | 0 | 0 | 0 | 0 | 79331.1117 | 2235.601 | 671016.7888 | 3033.1043 | 66712.4403 | 217.8005 | 3608.3424 | 0 | 62271.0287 | 543.8206 | 0 | 178386.0955 | 97.77% | 2.231% | 1618.3418 | 0 | 338.4937 | 26.4222 | 746.1316 | 617.2588 | 709.5735 | 202.2557 | 2933.256 | 37935.3457 | 275901.0925 | 316769.6942 | 1310275.1346 | 1636172.7613 | 5.292% | 1727589.1554
BUREAU #2965 | TERTIAIRE | BUREAUX | 3062.9378 | 2012 | 3162.4449 | 0 | 0 | 0 | 0 | 1221.9971 | 2834.7181 | 2693.3621 | 0 | 9916.8027 | 6790.2022 | 5 | 0 | 0 | 0 | 0 | 0 | 0 | 11087.1442 | 215.215 | 69819.685 | 463.0922 | 7332.1713 | 32.9497 | 454.5207 | 0 | 7162.2011 | 81.7301 | 0 | 13260.2337 | 92.54% | 7.463% | 302.3011 | 0 | 54.6902 | 5.3195 | 123.5864 | 106.7473 | 120.2631 | 27.8318 | 332.0819 | 6528.4577 | 31501.6143 | 38362.154 | 140248.7765 | 179523.256 | 7.259% | 193575.0349
BUREAU #2966 | TERTIAIRE | BUREAUX | 6811.3406 | 2012 | 6657.5881 | 0 | 0 | 0 | 0 | 2602.7554 | 6742.764 | 6864.6394 | 1 | 27142.5043 | 19996.4521 | 13 | 0 | 0 | 0 | 0 | 0 | 0 | 16808.1281 | 602.6517 | 123477.746 | 1127.7582 | 16206.3543 | 69.9479 | 1012.2234 | 0 | 14728.5922 | 145.9207 | 0 | 43871.3002 | 86.92% | 13.08% | 599.0147 | 0 | 133.2031 | 9.9996 | 293.5 | 207.3871 | 302.8558 | 45.992 | 876.2834 | 15219.1326 | 53384.9488 | 69480.3649 | 290717.9204 | 362739.3466 | 6.141% | 386473.3304
BUREAU #2967 | TERTIAIRE | BUREAUX | 15571.482 | 2018 | 19495.0837 | 0 | 0 | 0 | 0 | 6873.5999 | 15061.6795 | 16207.3857 | 3 | 59709.2122 | 40080.8911 | 28 | 0 | 0 | 0 | 0 | 0 | 0 | 64246.251 | 1267.1493 | 362721.2926 | 1867.4112 | 46333.6127 | 209.5534 | 2717.3001 | 0 | 42454.7579 | 524.4246 | 0 | 101904.958 | 95.89% | 4.108% | 1568.9379 | 0 | 322.1538 | 20.0384 | 528.4629 | 493.2484 | 514.566 | 113.2047 | 1759.3265 | 36155.2899 | 189001.7142 | 226916.3306 | 800570.0376 | 1033218.9592 | 2.059% | 1054942.2168
BUREAU #2968 | TERTIAIRE | BUREAUX | 17644.5097 | 2012 | 23071.1477 | 0 | 0 | 0 | 0 | 5425.2016 | 18176.9964 | 17481.404 | 4 | 44474.6174 | 39283.3629 | 46 | 0 | 0 | 0 | 0 | 0 | 0 | 39376.687 | 1301.5368 | 366761.32 | 2055.9004 | 39525.4666 | 179.8314 | 3088.8611 | 0 | 44522.8733 | 517.5508 | 0 | 101256.5436 | 95.24% | 4.763% | 1600.5742 | 0 | 320.0889 | 25.5503 | 717.1913 | 585.2558 | 717.5322 | 154.5511 | 1751.1172 | 28761.4528 | 151573.9404 | 182086.5104 | 755607.9718 | 944217.6983 | 6.317% | 1007882.9339
BUREAU #2969 | TERTIAIRE | BUREAUX | 20911.8395 | 2022 | 26867.031 | 0 | 0 | 0 | 0 | 10562.9491 | 26323.6082 | 23514.3494 | 4 | 91498.4127 | 77551.6985 | 56 | 0 | 0 | 0 | 0 | 0 | 0 | 72091.824 | 1459.0639 | 542558.0838 | 3296.2025 | 67126.1487 | 237.9862 | 4232.1715 | 0 | 70463.1156 | 550.2862 | 0 | 129318.6183 | 97.22% | 2.776% | 1743.8411 | 0 | 367.0415 | 32.4863 | 815.5733 | 669.0311 | 915.8711 | 196.8968 | 2721.3863 | 51541.829 | 250412.3195 | 304675.5349 | 1153127.1642 | 1464946.0391 | 2.09% | 1496211.262
BUREAU #2970 | TERTIAIRE | BUREAUX | 10378.816 | 2011 | 10961.1573 | 0 | 0 | 0 | 0 | 3880.4435 | 8124.6767 | 8017.7977 | 2 | 37776.9611 | 28899.3434 | 23 | 0 | 0 | 0 | 0 | 0 | 0 | 24260.0091 | 659.4045 | 197702.6236 | 1442.4226 | 24696.9063 | 120.8825 | 1630.1435 | 0 | 27540.9822 | 347.4256 | 0 | 50233.5418 | 92.97% | 7.029% | 1116.9765 | 0 | 210.6873 | 17.7875 | 421.4841 | 300.3793 | 368.2262 | 66.7058 | 1070.9835 | 19028.6553 | 99543.5095 | 119643.1482 | 429006.9597 | 551951.2244 | 1.929% | 562804.9582
BUREAU #2971 | TERTIAIRE | BUREAUX | 11038.9669 | 2022 | 16448.8865 | 0 | 0 | 0 | 0 | 4150.8746 | 15553.2363 | 13279.9464 | 2 | 34003.655 | 41116.9344 | 29 | 0 | 0 | 0 | 0 | 0 | 0 | 42257.123 | 947.4359 | 218765.3626 | 1342.7671 | 27032.501 | 142.5176 | 1562.4618 | 0 | 34717.4263 | 259.6569 | 0 | 79150.1028 | 90.38% | 9.615% | 868.5164 | 0 | 199.9277 | 19.5841 | 341.5005 | 406.6715 | 397.419 | 89.7145 | 1759.822 | 30315.2807 | 101191.7322 | 133266.8348 | 533351.7806 | 670418.4214 | 4.178% | 699650.825
BUREAU #2972 | TERTIAIRE | BUREAUX | 13831.8136 | 2011 | 10858.3429 | 0 | 0 | 0 | 0 | 4953.3095 | 13820.4134 | 11002.6938 | 2 | 53939.74 | 40603.006 | 29 | 0 | 0 | 0 | 0 | 0 | 0 | 42764.8854 | 1131.6226 | 326854.0234 | 1985.4684 | 40596.045 | 129.3494 | 2099.218 | 0 | 35057.999 | 311.0727 | 0 | 64641.6281 | 88.97% | 11.03% | 1380.748 | 0 | 218.3509 | 20.0632 | 462.076 | 527.1114 | 598.6768 | 138.3406 | 1546.5321 | 21497.0512 | 173217.6702 | 196261.2534 | 651632.9861 | 851967.1136 | 1.325% | 863407.0151
BUREAU #2973 | TERTIAIRE | BUREAUX | 2487.5329 | 2014 | 2997.951 | 0 | 0 | 0 | 0 | 725.9506 | 2600.1875 | 2507.3705 | 0 | 6264.3549 | 7871.5294 | 5 | 0 | 0 | 0 | 0 | 0 | 0 | 7451.2116 | 152.6139 | 55445.8984 | 361.2778 | 6635.5851 | 24.387 | 472.4637 | 0 | 5805.2734 | 64.1563 | 0 | 17049.0711 | 89.97% | 10.03% | 194.7796 | 0 | 56.3131 | 3.37 | 76.9066 | 99.1545 | 105.7103 | 23.521 | 265.067 | 5111.622 | 21590.336 | 26967.0249 | 116651.1041 | 144362.2462 | 3.357% | 149376.1239
BUREAU #2974 | TERTIAIRE | BUREAUX | 12922.6127 | 2018 | 11941.4936 | 0 | 0 | 0 | 0 | 6798.2526 | 15230.4197 | 16906.3483 | 3 | 48687.2263 | 38518.5401 | 26 | 0 | 0 | 0 | 0 | 0 | 0 | 53335.318 | 1221.4531 | 315909.2144 | 1789.0052 | 32072.3812 | 112.2789 | 2113.8581 | 0 | 40621.4892 | 328.2034 | 0 | 65579.0079 | 89.46% | 10.54% | 1052.205 | 0 | 211.5507 | 15.7834 | 559.8356 | 384.5088 | 365.6364 | 82.3353 | 1604.8922 | 21189.0809 | 113653.3976 | 136447.3707 | 648924.2276 | 790425.8962 | 2.114% | 807498.5385
BUREAU #2975 | TERTIAIRE | BUREAUX | 4779.3753 | 2020 | 7211.7065 | 0 | 0 | 0 | 0 | 2020.0302 | 5729.8606 | 5447.1103 | 1 | 14890.5568 | 17848.9039 | 9 | 0 | 0 | 0 | 0 | 0 | 0 | 12717.8848 | 338.1172 | 134769.2115 | 799.8524 | 17622.7069 | 54.3899 | 775.1201 | 0 | 14372.7416 | 133.3444 | 0 | 34435.4043 | 92.84% | 7.164% | 419.9014 | 0 | 80.7752 | 7.6232 | 178.0684 | 118.4916 | 158.6453 | 30.4899 | 661.9521 | 12672.296 | 47254.7674 | 60589.0155 | 271503.3218 | 333562.5782 | 6.788% | 357854.342
LOCAUX MEDICAUX #1 | TERTIAIRE | LOCAUX MEDICAUX | 13414 | 2006 | 43150 | 43128 | 800 | 2 | 9400 | 6232 | 347394 | 412163 | 7 | 501658 | 300000 | 56 | 32890 | 26318 | 1 | 2657 | 1512 | 1 | 78486 | 4564 | 648751 | 3316 | 107517 | 1331 | 4755 | 34 | 51359 | 423 | 7538 | 148607 | 83% | 17% | 16332 | 0 | 2000 | 32 | 750 | 2500 | 2500 | 360 | 18782 | 44696 | 634688 | 698166 | 2264019 | 2962185 | 6.826% | 3179182
LOCAUX MEDICAUX #2 | TERTIAIRE | LOCAUX MEDICAUX | 29727.0441 | 2020 | 105008.5227 | 91064.6181 | 2500 | 4 | 19462.4736 | 12904.9142 | 906974.0949 | 925626.9576 | 10 | 1302166.268 | 773796.9715 | 96 | 73486.1811 | 66369.1096 | 2 | 6087.3002 | 3172.1402 | 1 | 205102.7927 | 7783.1646 | 1658418.3632 | 5171.7716 | 281024.6159 | 2938.674 | 7660.5429 | 67.1235 | 139247.3458 | 844.0217 | 0 | 400876.8773 | 88.62% | 11.38% | 34916.354 | 0 | 3774.4232 | 61.3933 | 1602.7428 | 5035.9012 | 5116.156 | 733.3474 | 49820.5731 | 85298.2068 | 939696.9001 | 1074815.6799 | 5594473.6216 | 6679878.7434 | 2.129% | 6825175.9276
LOCAUX MEDICAUX #3 | TERTIAIRE | LOCAUX MEDICAUX | 26812.0466 | 2009 | 66459.2783 | 61901.1063 | 2500 | 2 | 20915.8952 | 9107.6127 | 594788.3808 | 568462.8025 | 9 | 879060.2188 | 581280.77 | 99 | 42196.4872 | 41824.0059 | 2 | 5260.6311 | 2409.9364 | 2 | 141680.883 | 9017.061 | 1282392.4874 | 4626.6494 | 132286.0735 | 2398.3837 | 8716.988 | 59.8416 | 65931.0542 | 791.6688 | 0 | 266538.1608 | 83.94% | 16.06% | 29550.5415 | 0 | 2655.0681 | 48.4299 | 1033.5966 | 3750.0288 | 4133.6018 | 660.6045 | 36840.4578 | 74171.8523 | 869860.9184 | 980873.2285 | 3847150.8781 | 4833362.6397 | 8.74% | 5296246.4585
LOCAUX MEDICAUX #4 | TERTIAIRE | LOCAUX MEDICAUX | 7138.34 | 2020 | 18450.1751 | 27923.7779 | 1600 | 2 | 13440.3138 | 3419.1781 | 219370.7841 | 207793.9996 | 3 | 231684.5747 | 172754.1868 | 23 | 14414.6175 | 13137.0587 | 0 | 1233.9422 | 900.2476 | 0 | 47969.9945 | 2023.0115 | 313957.2633 | 1335.5394 | 45841.6227 | 555.7307 | 1971.9307 | 14.1484 | 32265.5239 | 212.0096 | 0 | 93901.6349 | 83.18% | 16.82% | 5779.6383 | 0 | 993.1955 | 14.6141 | 277.5174 | 1106.3504 | 1040.6818 | 116.9503 | 11558.6488 | 22123.3353 | 281481.2798 | 315163.264 | 1141072.7108 | 1458856.8168 | 1.623% | 1482927.2568
LOCAUX MEDICAUX #5 | TERTIAIRE | LOCAUX MEDICAUX | 27695.4629 | 2021 | 98164.7792 | 85546.0946 | 2500 | 4 | 18862.7073 | 11927.6943 | 874125.3052 | 918063.1544 | 9 | 1231621.1551 | 661709.1455 | 101 | 54041.8232 | 64896.6888 | 2 | 4827.289 | 2600.2539 | 2 | 193746.5234 | 7634.1516 | 1567049.8009 | 4898.903 | 220287.1511 | 1811.006 | 8954.2716 | 52.9323 | 119917.2045 | 569.9188 | 0 | 276824.2847 | 90.4% | 9.595% | 28670.3143 | 0 | 3280.0053 | 53.7775 | 1381.7547 | 5141.8405 | 4137.1138 | 718.8169 | 42500.747 | 113041.3404 | 817565.5188 | 973107.6062 | 5148295.8327 | 6130921.1344 | 3.657% | 6363657.1719
LOCAUX MEDICAUX #6 | TERTIAIRE | LOCAUX MEDICAUX | 20479.4477 | 2013 | 64880.9951 | 55896.7854 | 2500 | 2 | 18917.4016 | 8945.7178 | 516020.862 | 608054.9507 | 10 | 573515.1159 | 445195.5869 | 83 | 45692.2919 | 40108.4908 | 1 | 4407.15 | 2148.1642 | 1 | 92131.2289 | 4520.2485 | 1077590.6388 | 4769.0955 | 137850.619 | 2007.6858 | 4671.9636 | 46.0206 | 57671.0151 | 454.6236 | 0 | 165808.3616 | 92.29% | 7.714% | 23339.9072 | 0 | 2799.5046 | 44.2257 | 718.7902 | 3441.0624 | 3767.7469 | 469.4759 | 29188.3433 | 57620.252 | 696311.8702 | 783120.4656 | 3035788.3774 | 3822916.4923 | 9.62% | 4229823.3885
LOCAUX MEDICAUX #7 | TERTIAIRE | LOCAUX MEDICAUX | 6754.6377 | 2014 | 18030.4548 | 23357.7686 | 1600 | 2 | 14116.5238 | 3478.2064 | 146637.7291 | 233784.8208 | 3 | 276922.5223 | 133098.9406 | 19 | 15086.9066 | 13924.3636 | 0 | 1019.6523 | 862.2467 | 0 | 33825.6046 | 2248.4739 | 243948.8608 | 1067.6407 | 59330.2898 | 564.4118 | 1941.3041 | 12.5584 | 24916.1656 | 153.6621 | 0 | 63181.0543 | 81.41% | 18.59% | 8080.5102 | 0 | 923.3442 | 11.2577 | 338.034 | 1118.4154 | 1211.4955 | 178.4175 | 7855.0005 | 15881.2251 | 219837.2013 | 243573.4269 | 982154.4695 | 1227641.6647 | 6.81% | 1317358.1908
LOCAUX MEDICAUX #8 | TERTIAIRE | LOCAUX MEDICAUX | 10373.8594 | 2016 | 27833.1467 | 36646.5846 | 2500 | 2 | 23728.2223 | 5050.0724 | 300078.5054 | 308530.0528 | 5 | 453415.5201 | 244017.6392 | 42 | 30080.051 | 21781.3668 | 0 | 2289.2082 | 1355.8838 | 1 | 52866.8193 | 3037.1296 | 423325.2969 | 1603.3249 | 70141.8815 | 920.2511 | 3295.4065 | 18.7598 | 29167.1138 | 317.1136 | 0 | 135803.8568 | 86.57% | 13.43% | 7685.9658 | 0 | 1401.3267 | 20.2469 | 477.7489 | 1833.1223 | 1634.6047 | 202.1154 | 15532.7102 | 28339.9679 | 311815.7707 | 355688.4488 | 1693983.9264 | 2052419.6657 | 8.471% | 2242368.0559
LOCAUX MEDICAUX #9 | TERTIAIRE | LOCAUX MEDICAUX | 12667.8009 | 2016 | 48176.7895 | 37322.9246 | 2500 | 2 | 24150.1484 | 7059.8476 | 280229.4424 | 407246.1752 | 6 | 395312.0693 | 277678.8759 | 40 | 33705.247 | 18571.9812 | 1 | 2970.0624 | 1425.0008 | 1 | 78622.4798 | 3070.2198 | 495297.0808 | 2712.5266 | 75831.7082 | 981.641 | 3576.4602 | 27.761 | 45276.4845 | 369.7831 | 0 | 161615.102 | 77.67% | 22.33% | 15411.8707 | 0 | 1717.6613 | 22.5741 | 645.8508 | 2305.6633 | 1611.3956 | 325.65 | 19953.2462 | 43669.4881 | 407897.514 | 471520.2483 | 1814725.2042 | 2289513.1983 | 7.99% | 2488340.6883
LOCAUX MEDICAUX #10 | TERTIAIRE | LOCAUX MEDICAUX | 17468.8285 | 2009 | 42001.0989 | 38272.7561 | 2500 | 2 | 24295.9391 | 5289.2458 | 294228.8701 | 373767.3846 | 7 | 432089.8054 | 261384.8735 | 53 | 38503.0754 | 31718.5667 | 1 | 2145.7083 | 1688.2718 | 1 | 83091.9633 | 3831.2963 | 522952.1348 | 2987.2411 | 111764.8539 | 1518.1065 | 4149.1667 | 30.3642 | 43741.8216 | 507.0195 | 0 | 190245.0289 | 83.87% | 16.13% | 12873.6125 | 0 | 1770.6427 | 25.37 | 772.4657 | 2886.8574 | 2291.7639 | 333.6079 | 22745.2534 | 45030.3337 | 738235.4685 | 806011.0556 | 1971038.8999 | 2782127.9106 | 2.405% | 2850675.3722
LOCAUX MEDICAUX #11 | TERTIAIRE | LOCAUX MEDICAUX | 33358.2618 | 2014 | 98412.1707 | 106906.317 | 2500 | 4 | 23398.4763 | 13699.2249 | 624743.1877 | 956408.9187 | 17 | 1264198.1802 | 790647.6752 | 103 | 59084.3646 | 73991.8065 | 2 | 7072.6262 | 3154.6055 | 2 | 173588.397 | 9122.9128 | 1700644.2665 | 5080.2897 | 240770.2869 | 2756.8468 | 7343.4577 | 81.0853 | 108120.6386 | 684.268 | 0 | 351230.9764 | 85.92% | 14.08% | 38114.3257 | 0 | 4309.9243 | 62.795 | 1663.6139 | 5661.1876 | 4224.1957 | 579.8003 | 32612.6588 | 127407.1295 | 1277439.656 | 1437459.4444 | 5164216.6748 | 6611487.289 | 9.92% | 7339535.9112
LOCAUX MEDICAUX #12 | TERTIAIRE | LOCAUX MEDICAUX | 19754.9319 | 2007 | 45194.6819 | 49191.3401 | 2500 | 2 | 17681.3331 | 8325.6034 | 433352.4217 | 477493.4652 | 9 | 681861.6857 | 267514.6758 | 56 | 39363.1638 | 34470.5939 | 1 | 3269.5924 | 1605.3847 | 1 | 81745.1528 | 6076.5544 | 668352.3134 | 4688.1122 | 130133.3309 | 1706.0192 | 6791.7634 | 44.5456 | 71288.8019 | 411.0984 | 0 | 201979.1979 | 89.81% | 10.19% | 17229.1512 | 0 | 1978.8334 | 40.7135 | 1042.6994 | 3019.9897 | 2511.2144 | 370.1447 | 21632.4126 | 52354.6982 | 588519.8701 | 662506.9808 | 2617347.589 | 3284522.1629 | 2.799% | 3379107.7471
LOCAUX MEDICAUX #13 | TERTIAIRE | LOCAUX MEDICAUX | 18609.1125 | 2012 | 61224.9106 | 45954.0546 | 2500 | 2 | 20895.6874 | 9008.4828 | 361103.453 | 479975.7781 | 8 | 666826.6009 | 425537.7409 | 75 | 30128.0671 | 32759.698 | 1 | 3322.2514 | 2142.7449 | 1 | 94832.7632 | 4711.2707 | 931352.6082 | 2814.1983 | 131774.5319 | 1653.2514 | 6282.2259 | 46.357 | 49242.1479 | 409.7131 | 0 | 225577.5315 | 85.25% | 14.75% | 18726.8274 | 0 | 2542.0135 | 32.4692 | 987.1025 | 3245.9224 | 3039.1673 | 447.7745 | 22062.8333 | 51882.8186 | 779787.1326 | 853732.7845 | 2822405.8156 | 3679851.0837 | 8.383% | 4016542.0241
LOCAUX MEDICAUX #14 | TERTIAIRE | LOCAUX MEDICAUX | 10272.7459 | 2009 | 27604.2896 | 28128.8392 | 2500 | 2 | 22584.2179 | 4608.5138 | 226825.8998 | 317234.3371 | 3 | 247732.3985 | 235384.8105 | 37 | 19434.9539 | 15003.5781 | 1 | 1481.4664 | 1020.2252 | 1 | 58606.2728 | 3062.565 | 339171.6184 | 1888.6089 | 62572.4534 | 981.2909 | 2378.4555 | 23.4243 | 29068.9113 | 272.7733 | 0 | 88946.2911 | 64.74% | 35.26% | 10034.3985 | 0 | 1252.2538 | 24.3296 | 358.2226 | 1746.9374 | 1626.1957 | 197.9838 | 10430.9894 | 28579.2204 | 424570.4429 | 463580.6528 | 1234749.9904 | 1701090.897 | 1.948% | 1734892.1449
LOCAUX MEDICAUX #15 | TERTIAIRE | LOCAUX MEDICAUX | 30390.4973 | 2007 | 77177.7094 | 83521.752 | 2500 | 2 | 21746.8445 | 13725.135 | 580842.0119 | 842277.1471 | 10 | 972065.3606 | 652253.7102 | 94 | 58273.273 | 54856.963 | 2 | 3585.2818 | 2893.9008 | 2 | 125722.1141 | 7987.399 | 1158953.3431 | 5663.5798 | 227772.8566 | 2498.9147 | 7799.453 | 66.3413 | 110772.4438 | 909.9841 | 0 | 209367.1181 | 90.28% | 9.724% | 32746.7526 | 0 | 3243.9187 | 44.8535 | 1670.6514 | 5515.4499 | 5007.2521 | 737.5217 | 32663.1424 | 74140.9506 | 1212071.4572 | 1318875.5502 | 3922563.1925 | 5248630.7194 | 5.926% | 5579258.9906
LOCAUX MEDICAUX #16 | TERTIAIRE | LOCAUX MEDICAUX | 28422.2519 | 2020 | 96891.5314 | 80219.3456 | 2500 | 2 | 20908.1107 | 11699.1926 | 645243.7715 | 762683.5703 | 13 | 1236026.3457 | 666769.6554 | 87 | 90142.773 | 43878.8933 | 2 | 6319.7864 | 3143.1882 | 2 | 192843.6712 | 5869.8981 | 1267018.8848 | 6030.9299 | 282968.9194 | 2690.1868 | 9330.9915 | 50.3093 | 125427.0802 | 561.2351 | 0 | 320891.0948 | 86.64% | 13.36% | 28166.9624 | 0 | 3202.6464 | 57.3851 | 1324.5133 | 4446.6915 | 3771.5956 | 504.938 | 32336.9739 | 112184.9251 | 1059091.402 | 1203613.301 | 4734531.927 | 5947008.9582 | 8.667% | 6511355.4997
LOCAUX MEDICAUX #17 | TERTIAIRE | LOCAUX MEDICAUX | 27143.1936 | 2012 | 58922.747 | 61107.9889 | 2500 | 2 | 20352.1056 | 10985.4329 | 678162.6552 | 785775.1041 | 10 | 694281.4733 | 493789.2224 | 82 | 44351.5002 | 39028.6065 | 2 | 5793.2178 | 2090.284 | 2 | 161273.873 | 6226.7327 | 1115823.3404 | 4641.6667 | 173165.6472 | 2306.1686 | 7779.4264 | 53.8252 | 88112.9128 | 553.3789 | 0 | 212731.2744 | 75.47% | 24.53% | 30688.9467 | 0 | 3312.2775 | 41.7717 | 1419.1691 | 3863.3148 | 4100.5875 | 671.1696 | 35370.9127 | 82442.999 | 1253490.0815 | 1371303.9932 | 3601219.4265 | 4979730.232 | 3.082% | 5138110.0955
LOCAUX MEDICAUX #18 | TERTIAIRE | LOCAUX MEDICAUX | 12399.8825 | 2018 | 43248.1178 | 48430.5373 | 2500 | 2 | 21401.6592 | 6390.3758 | 341661.5913 | 305835.1228 | 6 | 436431.8362 | 279014.0294 | 48 | 26301.5885 | 21705.8815 | 1 | 2564.0953 | 1743.1888 | 1 | 55039.1166 | 2741.1774 | 622171.2338 | 3013.8131 | 123947.3828 | 1088.6493 | 3902.8423 | 25.3836 | 40613.2286 | 288.8785 | 0 | 113588.9559 | 91.37% | 8.633% | 12315.9537 | 0 | 1586.9403 | 21.2919 | 552.7936 | 2303.3267 | 1836.9285 | 241.5348 | 16895.0334 | 45482.9374 | 468176.4662 | 530554.437 | 2022998.5868 | 2557452.3139 | 1.727% | 2602406.3237
LOCAUX MEDICAUX #19 | TERTIAIRE | LOCAUX MEDICAUX | 13632.989 | 2016 | 48577.6778 | 43730.9769 | 2500 | 2 | 17605.8581 | 6099.3314 | 422911.6671 | 395405.1366 | 7 | 450378.6242 | 240564.7823 | 49 | 28135.6705 | 21046.2678 | 1 | 2734.1967 | 1304.9821 | 1 | 79623.8814 | 3792.2019 | 610430.0733 | 3259.2075 | 115649.9736 | 1151.8172 | 3720.2781 | 30.7425 | 43935.7056 | 322.2114 | 0 | 141216.1628 | 89.55% | 10.45% | 11513.616 | 0 | 1998.1745 | 31.2269 | 581.8823 | 2409.2839 | 2343.7482 | 318.9048 | 17820.6829 | 53990.9737 | 388605.2422 | 460416.8988 | 2171919.6899 | 2635595.9332 | 4.871% | 2770560.9873
LOCAUX MEDICAUX #20 | TERTIAIRE | LOCAUX MEDICAUX | 11042.3337 | 2018 | 40821.1036 | 28801.1168 | 2500 | 2 | 23014.0653 | 4580.4744 | 217006.1101 | 399853.5991 | 4 | 434063.2618 | 254683.7836 | 38 | 27514.9664 | 18242.1988 | 1 | 2473.4992 | 1072.0416 | 1 | 62471.456 | 2388.8516 | 641928.4532 | 2144.9571 | 70700.0544 | 711.081 | 3366.8015 | 24.2142 | 45130.0458 | 321.5949 | 0 | 135921.3483 | 91.05% | 8.951% | 11303.1928 | 0 | 1152.4198 | 17.3917 | 460.6392 | 1394.2613 | 1332.8815 | 209.4928 | 16519.4041 | 37182.5484 | 507846.2042 | 561548.1567 | 1856536.9988 | 2421101.7882 | 8.504% | 2646142.2822
LOCAUX MEDICAUX #21 | TERTIAIRE | LOCAUX MEDICAUX | 24729.3941 | 2020 | 101243.7471 | 95679.5494 | 2500 | 2 | 22508.2224 | 11106.831 | 515712.1574 | 711913.3881 | 10 | 929349.5262 | 436374.3886 | 101 | 62904.7387 | 38466.713 | 2 | 4413.789 | 2661.0945 | 2 | 144581.6221 | 5291.0518 | 1029744.8913 | 5976.8419 | 237704.6804 | 1555.2545 | 8226.6912 | 44.8905 | 89794.6275 | 770.9552 | 0 | 354946.5874 | 84.94% | 15.06% | 19018.9823 | 0 | 2553.0887 | 36.1566 | 1141.6968 | 3835.4313 | 2894.5478 | 528.6296 | 38595.2999 | 82684.1851 | 767110.1965 | 888389.6815 | 3890747.5177 | 4786148.793 | 0.7171% | 4820719.8918
LOCAUX MEDICAUX #22 | TERTIAIRE | LOCAUX MEDICAUX | 25284.7352 | 2009 | 82934.9249 | 67485.4475 | 2500 | 2 | 17713.8799 | 11022.6845 | 484583.4942 | 504872.766 | 10 | 957291.4242 | 509972.9601 | 95 | 39702.537 | 40521.6596 | 1 | 4206.1681 | 2282.9249 | 2 | 142804.1884 | 7199.5134 | 942287.696 | 3760.3379 | 200117.8591 | 1907.1488 | 8138.1771 | 40.6652 | 65393.3912 | 639.4946 | 0 | 232597.4926 | 78.67% | 21.33% | 29765.7194 | 0 | 3054.6984 | 59.4565 | 1172.702 | 4316.6143 | 3488.338 | 412.6305 | 32298.3509 | 65264.0547 | 769910.8405 | 867473.2462 | 3502121.0539 | 4376957.9713 | 7.384% | 4725923.8696
LOCAUX MEDICAUX #23 | TERTIAIRE | LOCAUX MEDICAUX | 14599.9488 | 2008 | 45920.7235 | 42562.7111 | 2500 | 2 | 21074.1281 | 6334.2075 | 341081.525 | 285126.2136 | 6 | 451464.452 | 278062.3269 | 43 | 34492.8338 | 26531.9434 | 1 | 2042.5473 | 1405.6377 | 1 | 59060.2169 | 4862.3053 | 533749.3326 | 3521.9584 | 71815.9399 | 1124.6245 | 4404.6276 | 23.6701 | 49125.7425 | 354.6537 | 0 | 145873.6794 | 79.12% | 20.88% | 12500.1935 | 0 | 1977.4391 | 27.4584 | 740.4895 | 2569.3165 | 2375.208 | 278.7507 | 14435.0215 | 30560.3415 | 545272.2572 | 590267.6203 | 1923162.7381 | 2516494.644 | 3.73% | 2614005.7095
LOCAUX MEDICAUX #24 | TERTIAIRE | LOCAUX MEDICAUX | 29769.7187 | 2009 | 70237.5506 | 61497.948 | 2500 | 2 | 24088.5709 | 9711.4457 | 537346.0141 | 669959.6374 | 10 | 1118464.5107 | 661649.4028 | 121 | 72697.219 | 52668.8792 | 2 | 4851.6612 | 2762.2651 | 2 | 122104.593 | 7741.7854 | 909880.3757 | 4438.6346 | 224498.0554 | 2407.524 | 7721.3399 | 53.3025 | 96320.7873 | 631.2666 | 0 | 333006.4273 | 91.17% | 8.827% | 28963.1844 | 0 | 2959.5828 | 44.5511 | 1351.6952 | 4495.1694 | 4860.6027 | 686.9956 | 38669.2364 | 98620.787 | 1163106.5422 | 1300396.5655 | 3890208.8162 | 5197659.5474 | 1.255% | 5263737.9903
LOCAUX MEDICAUX #25 | TERTIAIRE | LOCAUX MEDICAUX | 18176.4836 | 2008 | 36312.3254 | 49217.2001 | 2500 | 2 | 20923.906 | 7986.8361 | 325098.6987 | 499034.0517 | 7 | 546175.286 | 274706.5148 | 55 | 34397.2068 | 34768.3105 | 1 | 2459.4817 | 1583.5111 | 1 | 104704.3523 | 4955.3222 | 839623.4037 | 3429.0884 | 115588.5322 | 1384.6854 | 5446.2138 | 32.314 | 44630.1035 | 473.802 | 0 | 192439.8419 | 81.01% | 18.99% | 13766.3091 | 0 | 2252.6736 | 43.3469 | 667.9493 | 2812.0907 | 3367.1792 | 368.9148 | 20781.8638 | 55404.9595 | 534486.7558 | 610673.5791 | 2498020.2439 | 3112940.6303 | 4.075% | 3245192.1135
LOCAUX MEDICAUX #26 | TERTIAIRE | LOCAUX MEDICAUX | 22338.0755 | 2015 | 70463.1127 | 76440.5578 | 2500 | 2 | 18383.1681 | 8395.3362 | 606285.3824 | 595778.101 | 7 | 627300.186 | 385799.5052 | 90 | 55921.5185 | 46822.9797 | 2 | 4091.8149 | 2061.846 | 1 | 103474.2474 | 4939.1162 | 1195911.2101 | 4993.7616 | 209979.8819 | 1783.7271 | 7438.3742 | 53.0803 | 77966.1205 | 569.4924 | 0 | 205950.866 | 87.16% | 12.84% | 25016.3825 | 0 | 2373.6098 | 39.1161 | 1143.6901 | 3743.0296 | 4084.3672 | 450.6271 | 33666.5128 | 57404.9484 | 711417.511 | 802488.9722 | 3506789.2306 | 4315825.7745 | 4.223% | 4506120.9915
LOCAUX MEDICAUX #27 | TERTIAIRE | LOCAUX MEDICAUX | 23619.227 | 2013 | 72232.0644 | 52412.9301 | 2500 | 2 | 19653.0455 | 12158.9548 | 436016.1204 | 591846.6259 | 8 | 637383.9476 | 464967.9415 | 59 | 56360.0005 | 41234.7752 | 1 | 3887.7794 | 2199.9371 | 1 | 137420.5571 | 5685.5706 | 940209.6083 | 3537.4483 | 190119.4068 | 1721.5837 | 7441.8118 | 43.2539 | 84110.9377 | 660.045 | 0 | 244395.1131 | 82.24% | 17.76% | 28611.9597 | 0 | 2347.9659 | 51.7609 | 1211.0339 | 3996.5005 | 3684.5974 | 563.7759 | 24151.9192 | 77806.4911 | 867949.5552 | 969907.9655 | 3123575.8843 | 4099652.1949 | 7.243% | 4419759.4168
LOCAUX MEDICAUX #28 | TERTIAIRE | LOCAUX MEDICAUX | 9783.3713 | 2009 | 28370.5487 | 19724.3995 | 1600 | 2 | 12464.2276 | 4003.7318 | 197147.6 | 282502.9141 | 3 | 285391.8474 | 168232.127 | 29 | 17463.1306 | 18282.989 | 1 | 1944.4001 | 951.1025 | 0 | 44555.1395 | 2579.3319 | 321697.6496 | 2032.1346 | 53967.6407 | 825.2295 | 2389.8848 | 21.0885 | 25677.1643 | 280.5129 | 0 | 91634.2378 | 65.75% | 34.25% | 9137.3489 | 0 | 1368.8021 | 19.5463 | 485.0085 | 1689.6027 | 1318.2016 | 237.846 | 12179.8898 | 32580.0994 | 329534.17 | 374294.1592 | 1194982.1963 | 1571017.1584 | 5.596% | 1664142.5404
LOCAUX MEDICAUX #29 | TERTIAIRE | LOCAUX MEDICAUX | 9190.3738 | 2017 | 32869.0699 | 28201.3601 | 1600 | 2 | 12232.8505 | 3208.6571 | 279058.1941 | 272581.906 | 4 | 308660.5301 | 195088.7694 | 32 | 25775.9552 | 13843.1861 | 0 | 1830.0583 | 921.0588 | 1 | 40466.8167 | 2667.5096 | 373386.656 | 1372.5753 | 72557.8325 | 724.264 | 3028.8438 | 14.6936 | 34229.9983 | 184.6743 | 0 | 88412.6981 | 91.47% | 8.527% | 7893.0519 | 0 | 935.5355 | 20.2318 | 450.4281 | 1315.3581 | 1115.3262 | 165.8736 | 12028.6808 | 26643.359 | 284979.916 | 323651.9558 | 1396411.7441 | 1722649.7804 | 8.14% | 1875304.7776
LOCAUX MEDICAUX #30 | TERTIAIRE | LOCAUX MEDICAUX | 19399.4845 | 2014 | 68473.9944 | 68507.3564 | 2500 | 2 | 22879.4904 | 6814.6549 | 564782.4962 | 660120.2532 | 10 | 649639.7512 | 434178.6624 | 62 | 38505.0458 | 29346.6711 | 1 | 3646.7417 | 1680.4233 | 1 | 116654.29 | 5207.0699 | 990117.1399 | 4155.7361 | 156624.8249 | 1292.1485 | 5432.3902 | 35.0406 | 59045.4344 | 557.3745 | 0 | 162829.5222 | 82.15% | 17.85% | 18452.7291 | 0 | 2103.1424 | 45.7082 | 787.6902 | 2744.6693 | 2650.3343 | 412.7135 | 19161.4671 | 58785.5541 | 727494.3211 | 805441.3423 | 3116075.3989 | 3925619.3239 | 7.188% | 4229635.8486
LOCAUX MEDICAUX #31 | TERTIAIRE | LOCAUX MEDICAUX | 10127.2609 | 2015 | 26946.4894 | 33488.1341 | 2500 | 2 | 24559.3054 | 4287.1926 | 199820.3101 | 241975.7344 | 5 | 332916.6074 | 242957.9351 | 37 | 27197.9793 | 21693.2683 | 1 | 2105.7273 | 1086.9435 | 0 | 68108.8695 | 2110.1544 | 386087.2263 | 2306.0551 | 74938.3046 | 1002.6173 | 2579.1303 | 15.9065 | 40979.03 | 251.0624 | 0 | 105535.9802 | 91.34% | 8.662% | 10658.325 | 0 | 1340.8247 | 23.7592 | 384.1069 | 1232.2695 | 1698.0459 | 186.1443 | 12449.3172 | 38969.9943 | 311033.901 | 362453.2125 | 1424062.6817 | 1788934.9052 | 2.549% | 1835718.9742
LOCAUX MEDICAUX #32 | TERTIAIRE | LOCAUX MEDICAUX | 14315.9725 | 2009 | 44301.4938 | 47016.118 | 2500 | 2 | 22648.0887 | 4111.9865 | 298705.1861 | 399595.9903 | 6 | 429914.8569 | 325029.3821 | 48 | 35082.6374 | 27628.0712 | 1 | 2534.8469 | 1254.886 | 1 | 75985.052 | 3163.4721 | 496079.2645 | 2384.2226 | 84539.1354 | 917.0457 | 4725.5908 | 24.8801 | 45260.3546 | 405.4702 | 0 | 133407.0121 | 72.03% | 27.97% | 15883.9935 | 0 | 1858.7834 | 25.3456 | 797.7631 | 1813.9392 | 1718.4586 | 302.008 | 18523.0398 | 33307.3724 | 431309.6595 | 483140.0717 | 1840177.4471 | 2327099.112 | 2.722% | 2392220.3923
LOCAUX MEDICAUX #33 | TERTIAIRE | LOCAUX MEDICAUX | 13007.2925 | 2012 | 34845.191 | 44736.3113 | 2500 | 2 | 23404.4803 | 6567.7427 | 314182.9823 | 327226.7688 | 5 | 350235.2491 | 211215.8979 | 37 | 22851.4914 | 26846.0818 | 1 | 1733.7065 | 1340.6413 | 1 | 53402.0459 | 3267.0776 | 525028.6646 | 2456.8696 | 76772.3467 | 1163.9697 | 3085.0096 | 30.3107 | 51993.7511 | 408.9137 | 0 | 149083.8165 | 91.4% | 8.599% | 12020.7402 | 0 | 1439.8603 | 22.6091 | 606.234 | 1676.4354 | 1544.2457 | 230.3929 | 17544.1828 | 40415.219 | 586828.4065 | 644787.8084 | 1777275.7641 | 2425314.4563 | 3.976% | 2525741.7988
LOCAUX MEDICAUX #34 | TERTIAIRE | LOCAUX MEDICAUX | 25305.6205 | 2012 | 55743.2276 | 71083.5293 | 2500 | 2 | 19847.6142 | 12026.4387 | 508943.6902 | 724304.4757 | 13 | 717794.3819 | 511398.7012 | 102 | 64929.6803 | 42035.6727 | 1 | 3660.1369 | 2063.796 | 2 | 99258.3993 | 6534.6624 | 1319245.4568 | 4304.1306 | 139742.6892 | 2015.3397 | 7305.9755 | 43.0436 | 93851.6351 | 497.03 | 0 | 261432.8351 | 76.18% | 23.82% | 28949.1353 | 0 | 3643.105 | 49.4343 | 969.1571 | 3041.7934 | 3403.1372 | 596.1367 | 25684.2173 | 81983.8969 | 724014.9745 | 831683.0887 | 3636187.1217 | 4475525.35 | 9.611% | 4951389.9579
LOCAUX MEDICAUX #35 | TERTIAIRE | LOCAUX MEDICAUX | 14520.0695 | 2015 | 51511.2005 | 50840.7691 | 2500 | 2 | 22371.7177 | 6476.9025 | 290140.1085 | 502893.3825 | 7 | 433579.4727 | 292845.7959 | 49 | 39791.9309 | 28350.7716 | 1 | 2158.6338 | 1455.5518 | 1 | 91927.829 | 3987.0477 | 565964.2705 | 2739.1088 | 119405.1125 | 1022.9555 | 3233.5044 | 28.3472 | 62459.0968 | 349.1131 | 0 | 136465.9955 | 78.18% | 21.82% | 11040.3733 | 0 | 1885.5117 | 20.8998 | 686.0997 | 2687.0718 | 1903.2113 | 325.447 | 16440.6385 | 40188.2839 | 635937.6798 | 692566.6022 | 2006908.8121 | 2703466.8954 | 3.683% | 2806828.5269
LOCAUX MEDICAUX #36 | TERTIAIRE | LOCAUX MEDICAUX | 18650.6741 | 2015 | 48536.7314 | 58994.3897 | 2500 | 2 | 18437.7905 | 8802.548 | 422241.7962 | 553240.7915 | 7 | 801014.5633 | 448058.1713 | 70 | 37466.1193 | 38859.5487 | 1 | 3979.3888 | 2170.245 | 1 | 108632.5973 | 5169.9771 | 987704.8191 | 3983.1632 | 116448.2623 | 1322.3261 | 4765.7841 | 47.1824 | 78252.7797 | 426.996 | 0 | 208659.6646 | 83.66% | 16.34% | 15877.2736 | 0 | 2634.1939 | 31.7385 | 907.86 | 2672.444 | 2346.137 | 321.0757 | 20074.8861 | 58490.3096 | 859555.7639 | 938120.9596 | 3111838.2613 | 4054315.8525 | 4.454% | 4243318.9024
LOCAUX MEDICAUX #37 | TERTIAIRE | LOCAUX MEDICAUX | 21460.617 | 2019 | 73294.2888 | 82394.334 | 2500 | 2 | 19923.8861 | 11566.4124 | 701699.3947 | 675276.2034 | 10 | 960471.9627 | 456368.1701 | 71 | 42093.2017 | 45555.2363 | 1 | 3652.7126 | 2072.4665 | 1 | 158579.6924 | 5315.0383 | 1065998.9914 | 5084.2561 | 193701.2349 | 1832.8681 | 4850.6689 | 47.6566 | 93844.9849 | 491.8348 | 0 | 271624.9658 | 80.23% | 19.77% | 19743.7999 | 0 | 2152.3379 | 34.9561 | 750.5451 | 3488.3987 | 3432.5433 | 569.7045 | 34107.983 | 62999.5321 | 984156.3217 | 1081263.8367 | 3951384.0687 | 5039841.1367 | 8.622% | 5515348.6755
LOCAUX MEDICAUX #38 | TERTIAIRE | LOCAUX MEDICAUX | 8185.3798 | 2008 | 23901.9305 | 19509.5956 | 1600 | 2 | 15338.5999 | 3380.6954 | 203439.9639 | 192709.502 | 3 | 189310.4782 | 144902.4564 | 24 | 14171.0177 | 14532.4851 | 1 | 1508.9529 | 726.8517 | 1 | 43782.1577 | 1748.7556 | 259536.3894 | 1804.2294 | 51173.4789 | 556.4253 | 2105.039 | 15.9072 | 22378.534 | 160.9545 | 0 | 56372.5132 | 90.38% | 9.618% | 9039.1965 | 0 | 1185.5348 | 13.038 | 403.4136 | 998.1085 | 996.1787 | 197.6529 | 8490.9917 | 17715.9161 | 258314.4026 | 284521.3104 | 962072.3763 | 1248180.4776 | 6.965% | 1341628.9566
LOCAUX MEDICAUX #39 | TERTIAIRE | LOCAUX MEDICAUX | 15037.1694 | 2007 | 35107.564 | 42138.4097 | 2500 | 2 | 18261.1762 | 4278.6602 | 285349.0536 | 406993.2165 | 6 | 336562.0389 | 267096.8278 | 49 | 33033.3642 | 20584.379 | 1 | 2456.0133 | 1077.7094 | 1 | 56854.0372 | 4713.8494 | 661902.0188 | 3182.2993 | 83614.4951 | 986.1099 | 4599.4504 | 37.1515 | 39503.2428 | 390.1787 | 0 | 98170.912 | 63.77% | 36.23% | 17097.3853 | 0 | 1345.4259 | 34.7751 | 647.5354 | 1763.7529 | 2793.8506 | 320.971 | 19162.0948 | 31019.3108 | 567538.4509 | 617719.8565 | 1819713.9106 | 2441343.4189 | 8.19% | 2659136.3711
LOCAUX MEDICAUX #40 | TERTIAIRE | LOCAUX MEDICAUX | 29743.4467 | 2013 | 97749.1004 | 89590.9207 | 2500 | 2 | 24086.5687 | 14227.838 | 671649.9096 | 665769.0674 | 15 | 1053700.1023 | 556736.0101 | 102 | 78275.1349 | 53734.1411 | 2 | 5786.2143 | 2973.2367 | 2 | 119748.5826 | 9723.6 | 1155822.7066 | 5693.2728 | 249644.649 | 2799.5969 | 7024.5031 | 71.5096 | 120260.4347 | 730.1698 | 0 | 367134.4038 | 79.63% | 20.37% | 31411.9698 | 0 | 4208.4222 | 58.8983 | 1610.8292 | 4691.4062 | 5508.2329 | 641.9931 | 45400.1847 | 83044.1431 | 1019091.5891 | 1147535.9169 | 4369460.9923 | 5526354.0057 | 8.352% | 6029948.0597
LOCAUX MEDICAUX #41 | TERTIAIRE | LOCAUX MEDICAUX | 22747.0504 | 2019 | 74646.8275 | 57886.548 | 2500 | 2 | 23244.0231 | 10709.412 | 692656.5975 | 865730.0907 | 9 | 880842.4108 | 494691.6799 | 67 | 68096.9481 | 38457.9127 | 1 | 3546.4981 | 2365.7058 | 2 | 127382.5309 | 7705.0812 | 903661.3342 | 4112.4593 | 205732.0628 | 1744.1361 | 4931.4222 | 56.2231 | 99957.0285 | 436.2218 | 0 | 273975.9167 | 83.82% | 16.18% | 16879.1268 | 0 | 2640.3987 | 48.7659 | 892.8015 | 2997.0708 | 3421.3207 | 411.261 | 33767.816 | 87746.1443 | 823545.5186 | 945059.4789 | 3703318.9116 | 4654740.7069 | 0.7006% | 4687582.297
LOCAUX MEDICAUX #42 | TERTIAIRE | LOCAUX MEDICAUX | 28237.2589 | 2008 | 56277.0074 | 78077.2356 | 2500 | 2 | 18201.483 | 9954.3506 | 596599.0474 | 626070.7209 | 14 | 843508.8084 | 412299.5804 | 101 | 52384.1952 | 52648.6151 | 1 | 4262.1484 | 2086.4742 | 1 | 107947.0648 | 9455.3855 | 1092871.1077 | 5408.9872 | 200174.6346 | 1879.2165 | 8872.0122 | 61.7247 | 85159.3102 | 756.3893 | 0 | 224086.6228 | 89.28% | 10.72% | 28175.5786 | 0 | 3601.8036 | 54.562 | 1420.0931 | 4440.6858 | 4555.146 | 489.8589 | 29092.0883 | 59157.3277 | 922872.0411 | 1011121.4571 | 3616685.8196 | 4632719.0129 | 9.054% | 5093944.7135
LOCAUX MEDICAUX #43 | TERTIAIRE | LOCAUX MEDICAUX | 20630.2723 | 2018 | 79331.4406 | 81535.7522 | 2500 | 2 | 24275.1284 | 10163.8935 | 573600.6695 | 791042.2807 | 10 | 597208.6027 | 355482.151 | 52 | 46855.0711 | 43064.8937 | 1 | 3192.4718 | 2572.7871 | 1 | 117632.1016 | 4431.0945 | 896939.0494 | 4426.5465 | 151195.5483 | 1757.9275 | 4842.0404 | 41.8064 | 65112.2253 | 625.9999 | 0 | 192598.7803 | 79.39% | 20.61% | 24322.0554 | 0 | 2283.9019 | 39.81 | 775.8318 | 2605.5006 | 2956.0823 | 425.3329 | 28209.8132 | 53292.9721 | 903284.5018 | 984787.2871 | 3047589.7821 | 4037975.1368 | 9.867% | 4480015.382
LOCAUX MEDICAUX #44 | TERTIAIRE | LOCAUX MEDICAUX | 28460.656 | 2014 | 65107.4246 | 103693.9304 | 2500 | 4 | 19148.615 | 14369.0684 | 635479.0827 | 728311.4987 | 13 | 1139605.4955 | 576265.2724 | 82 | 70612.9535 | 45323.8226 | 2 | 4827.8841 | 2258.3985 | 2 | 119196.452 | 7433.8804 | 995052.8463 | 5302.2338 | 162785.8291 | 1982.4219 | 8763.3412 | 67.5149 | 79596.3646 | 687.3085 | 0 | 337927.7538 | 85.21% | 14.79% | 27982.0334 | 0 | 3000.6741 | 55.8507 | 1156.0156 | 3829.3897 | 5041.8072 | 580.6195 | 41908.8318 | 96358.5845 | 1141537.3145 | 1279804.7307 | 4068867.7603 | 5357262.1423 | 5.287% | 5656332.6534
LOCAUX MEDICAUX #45 | TERTIAIRE | LOCAUX MEDICAUX | 17120.4777 | 2013 | 39428.1457 | 50776.728 | 2500 | 2 | 19010.5484 | 8517.7607 | 480597.2964 | 365753.7587 | 8 | 505290.3412 | 274005.9055 | 58 | 29198.4696 | 33606.2272 | 1 | 3523.2886 | 1842.9144 | 1 | 74835.7132 | 4063.837 | 783443.6149 | 4207.9249 | 140405.7213 | 1223.3186 | 3849.8477 | 35.3814 | 58911.8239 | 417.3602 | 0 | 186967.9818 | 85.59% | 14.41% | 16722.6751 | 0 | 1699.7192 | 35.073 | 856.8031 | 2303.0817 | 2464.276 | 415.0985 | 22145.9215 | 63864.4023 | 729579.0527 | 815589.3765 | 2573879.7322 | 3392875.9302 | 7.475% | 3666965.395
LOCAUX MEDICAUX #46 | TERTIAIRE | LOCAUX MEDICAUX | 13656.8622 | 2016 | 40406.6171 | 43632.1284 | 2500 | 2 | 21967.6318 | 6354.5781 | 400274.9868 | 304033.4046 | 6 | 488949.4072 | 360560.8304 | 53 | 29050.7959 | 21136.1087 | 1 | 3197.124 | 1304.117 | 1 | 64809.3686 | 3670.2792 | 658845.2863 | 2959.7267 | 104004.226 | 1066.4463 | 4659.87 | 27.8352 | 45484.9402 | 423.2041 | 0 | 166732.772 | 79.98% | 20.02% | 10840.576 | 0 | 1497.7796 | 22.8836 | 741.5784 | 2214.0085 | 2021.3373 | 350.8072 | 19578.7103 | 44705.016 | 528879.825 | 593163.5513 | 2226364.6751 | 2823849.5789 | 3.232% | 2918165.0203
LOCAUX MEDICAUX #47 | TERTIAIRE | LOCAUX MEDICAUX | 20394.483 | 2009 | 51561.884 | 44347.2803 | 2500 | 2 | 19159.9638 | 9258.2031 | 367875.7319 | 637172.4553 | 9 | 547800.6527 | 293500.4167 | 56 | 42728.7209 | 27835.5869 | 1 | 3174.0437 | 1537.6699 | 1 | 113685.2488 | 5155.79 | 895808.7086 | 4371.4971 | 134548.4482 | 1446.8637 | 6940.4838 | 46.8952 | 53368.1379 | 555.2332 | 0 | 212698.3361 | 66.24% | 33.76% | 21883.5355 | 0 | 2574.7967 | 45.9477 | 689.1062 | 3029.151 | 3651.9648 | 372.7205 | 24531.9228 | 44960.5006 | 944481.5605 | 1013973.9838 | 2679885.5414 | 3699783.65 | 9.506% | 4088449.9815
LOCAUX MEDICAUX #48 | TERTIAIRE | LOCAUX MEDICAUX | 28282.9118 | 2013 | 80339.4663 | 71274.3232 | 2500 | 2 | 20855.2416 | 9054.1785 | 495733.1775 | 906069.9303 | 13 | 1122528.7947 | 576166.0482 | 101 | 54089.8838 | 39659.1972 | 2 | 5369.3439 | 3040.4034 | 2 | 185025.5778 | 7880.3352 | 931846.8868 | 4325.8502 | 248936.9244 | 2707.6755 | 7929.6741 | 64.5144 | 94067.4113 | 547.8656 | 0 | 270210.8304 | 87.48% | 12.52% | 23933.9523 | 0 | 3252.2107 | 41.5928 | 1563.8807 | 3400.6585 | 4101.5501 | 624.3096 | 40741.4962 | 76449.8249 | 929094.6705 | 1046285.9916 | 3877458.371 | 4930893.739 | 10.07% | 5482885.6138
LOCAUX MEDICAUX #49 | TERTIAIRE | LOCAUX MEDICAUX | 7284.6357 | 2010 | 19755.7583 | 21423.4165 | 1600 | 2 | 13067.3116 | 2413.2486 | 129110.8745 | 166479.665 | 3 | 243599.7021 | 143417.6351 | 19 | 16714.8451 | 14943.2024 | 0 | 1509.5469 | 654.3189 | 0 | 33341.858 | 2349.6929 | 250158.1814 | 1411.0828 | 49094.5043 | 475.7108 | 1940.7536 | 11.1005 | 18178.2426 | 217.7078 | 0 | 77799.357 | 74% | 26% | 7797.7525 | 0 | 723.1443 | 10.9717 | 289.6563 | 1137.6698 | 1167.2241 | 152.1416 | 9046.0566 | 17361.9933 | 342401.3681 | 368809.4179 | 935473.2499 | 1305701.9875 | 6.727% | 1399877.8854
LOCAUX MEDICAUX #50 | TERTIAIRE | LOCAUX MEDICAUX | 29701.6956 | 2018 | 87882.7303 | 83900.9062 | 2500 | 2 | 20942.5097 | 15797.5373 | 690580.2286 | 843342.2174 | 10 | 885247.0461 | 528887.0014 | 87 | 78284.2568 | 45769.9635 | 2 | 6092.5084 | 3572.4226 | 2 | 158889.9322 | 6853.9772 | 1171989.4746 | 5557.2568 | 264522.911 | 2594.0019 | 6576.1116 | 66.8041 | 122359.4415 | 633.2685 | 0 | 360632.5513 | 71.37% | 28.63% | 30941.5765 | 0 | 3677.7131 | 47.8371 | 1185.5004 | 3919.1024 | 3366.4171 | 644.21 | 46516.3281 | 75346.0088 | 1383378.0349 | 1505240.3719 | 4258942.7581 | 5772277.2289 | 9.295% | 6363764.0546
LOCAUX MEDICAUX #51 | TERTIAIRE | LOCAUX MEDICAUX | 25850.9246 | 2018 | 76712.982 | 86853.8856 | 2500 | 2 | 23738.5306 | 10805.8586 | 587894.0879 | 761979.1968 | 13 | 916043.5482 | 606102.702 | 90 | 60624.902 | 40715.7222 | 1 | 4878.7843 | 3231.3165 | 2 | 139699.1166 | 6101.6538 | 1061298.818 | 5189.4076 | 177737.3694 | 1872.4373 | 7066.9357 | 43.6451 | 77058.8343 | 559.2368 | 0 | 302072.8408 | 91.34% | 8.66% | 29632.7829 | 0 | 3060.1803 | 42.3498 | 967.3756 | 3106.0578 | 4767.4684 | 638.4204 | 33880.3087 | 89278.9681 | 1160517.4718 | 1283676.7486 | 3812951.5066 | 5103170.3378 | 2.742% | 5247067.443
LOCAUX MEDICAUX #52 | TERTIAIRE | LOCAUX MEDICAUX | 6809.8891 | 2013 | 21855.7364 | 20876.676 | 1600 | 2 | 15619.064 | 2437.4889 | 191592.7229 | 206031.1334 | 2 | 189353.6877 | 162744.2184 | 19 | 16421.6502 | 10291.6145 | 0 | 960.0298 | 780.6336 | 0 | 41398.9285 | 1619.3527 | 309708.8255 | 1240.1866 | 53839.1456 | 484.7368 | 1585.9121 | 16.8052 | 23928.7094 | 152.2009 | 0 | 82939.0313 | 76.38% | 23.62% | 7625.1121 | 0 | 905.6418 | 15.1352 | 360.777 | 859.2371 | 870.1974 | 118.3377 | 9556.656 | 20303.9216 | 295643.253 | 325503.8306 | 1036016.0205 | 1363028.5656 | 4.135% | 1421824.6644
LOCAUX MEDICAUX #53 | TERTIAIRE | LOCAUX MEDICAUX | 31884.333 | 2018 | 91936.8239 | 126247.5173 | 2500 | 4 | 17504.7724 | 15869.6166 | 1008464.5229 | 925720.7306 | 10 | 1321335.2185 | 589581.0489 | 96 | 60693.9586 | 56556.5332 | 2 | 5426.7363 | 2783.164 | 2 | 157650.4523 | 7614.4655 | 1549314.9908 | 6052.6784 | 239042.709 | 2679.2954 | 8301.3929 | 74.2706 | 104812.7145 | 663.3869 | 0 | 295644.9344 | 92.57% | 7.43% | 30073.4868 | 0 | 3448.8877 | 54.2613 | 1174.202 | 4183.4483 | 4966.212 | 737.8451 | 39110.8005 | 123176.2987 | 991795.7415 | 1154082.8408 | 5405168.8239 | 6568304.2025 | 6.618% | 7033800.5343
LOCAUX MEDICAUX #54 | TERTIAIRE | LOCAUX MEDICAUX | 10666.02 | 2021 | 43594.5062 | 30168.1941 | 2500 | 2 | 23612.8794 | 5864.9562 | 348899.5268 | 297194.1465 | 5 | 500574.3037 | 279449.707 | 38 | 31979.9173 | 25125.6703 | 1 | 2745.716 | 1299.7356 | 1 | 64392.9262 | 3375.6453 | 514326.7785 | 2255.616 | 109024.2383 | 988.4717 | 2450.13 | 25.879 | 36547.6835 | 311.9554 | 0 | 96394.3155 | 87.84% | 12.16% | 10168.7673 | 0 | 1280.4073 | 16.999 | 509.0349 | 1290.4397 | 1468.1794 | 283.3253 | 13405.6114 | 30496.0939 | 459778.9166 | 503680.6219 | 1922463.0486 | 2428646.0921 | 9.734% | 2690533.4013
LOCAUX MEDICAUX #55 | TERTIAIRE | LOCAUX MEDICAUX | 12070.7312 | 2017 | 29639.9583 | 38735.856 | 2500 | 2 | 24810.1808 | 6122.0376 | 367934.0756 | 445907.8077 | 6 | 517381.1054 | 258504.4278 | 39 | 29275.5768 | 22657.0572 | 1 | 2052.2476 | 1148.3052 | 1 | 63811.4895 | 3973.2147 | 711677.4788 | 2677.4182 | 97553.9237 | 1089.1691 | 3344.4881 | 25.1186 | 37687.4912 | 341.4867 | 0 | 135504.4797 | 80.28% | 19.72% | 14172.1039 | 0 | 1125.9148 | 28.6654 | 625.9417 | 1388.857 | 1939.6338 | 300.8549 | 18203.8062 | 41985.255 | 500443.7514 | 560632.8125 | 2206623.9263 | 2771238.554 | 8.157% | 3017353.2175
LOCAUX MEDICAUX #56 | TERTIAIRE | LOCAUX MEDICAUX | 9394.4905 | 2021 | 28506.443 | 29960.4231 | 1600 | 2 | 15250.3947 | 4974.3439 | 235977.6096 | 357907.0232 | 3 | 340306.9346 | 254438.2363 | 30 | 28013.2692 | 15506.4523 | 0 | 1926.7594 | 1010.9907 | 1 | 69104.7505 | 2101.3398 | 513850.5455 | 1746.4694 | 67704.7453 | 807.6147 | 2990.3472 | 20.5892 | 36876.8217 | 209.1358 | 0 | 133909.6954 | 80.64% | 19.36% | 11186.1818 | 0 | 1195.1868 | 22.3634 | 419.9827 | 1684.6513 | 1534.6989 | 181.3798 | 16996.6594 | 40552.2011 | 396896.6843 | 454445.5448 | 1629315.2333 | 2086828.3702 | 4.334% | 2181370.8333
LOCAUX MEDICAUX #57 | TERTIAIRE | LOCAUX MEDICAUX | 7852.9755 | 2011 | 18590.4269 | 19407.6655 | 1600 | 2 | 11310.2476 | 2774.4107 | 166631.3444 | 192415.8467 | 3 | 216945.03 | 129318.4844 | 27 | 17372.9423 | 10501.2728 | 1 | 1658.7786 | 636.1914 | 0 | 43667.0273 | 2295.5707 | 305403.4169 | 1540.049 | 53287.5447 | 472.671 | 1870.3737 | 13.6385 | 26356.536 | 221.6382 | 0 | 71352.8369 | 74.44% | 25.56% | 6218.6927 | 0 | 938.9281 | 18.5337 | 383.3207 | 882.9515 | 1409.4584 | 200.8576 | 11068.7038 | 20781.4971 | 289875.9319 | 321726.1328 | 1026423.0234 | 1350396.7317 | 2.402% | 1383637.8857
LOCAUX MEDICAUX #58 | TERTIAIRE | LOCAUX MEDICAUX | 33064.1357 | 2017 | 101084.8436 | 79457.8702 | 2500 | 2 | 21864.4223 | 15369.9203 | 967471.59 | 1217420.6266 | 13 | 1130230.4773 | 570881.3575 | 96 | 93606.1027 | 79111.7817 | 2 | 8017.8161 | 3864.7976 | 2 | 189712.5719 | 8853.4873 | 1884077.6981 | 5609.9609 | 233450.8067 | 2923.0782 | 9527.1628 | 63.1249 | 129913.6296 | 968.4054 | 0 | 371743.8522 | 82.23% | 17.77% | 26622.662 | 0 | 4322.6696 | 67.2055 | 1533.5401 | 5462.5957 | 6094.4967 | 639.2409 | 40230.4409 | 82270.0611 | 1252094.4788 | 1374594.9808 | 5603839.9677 | 6988787.7129 | 9.407% | 7714482.3587
LOCAUX MEDICAUX #59 | TERTIAIRE | LOCAUX MEDICAUX | 9780.4025 | 2010 | 27852.2615 | 30354.8993 | 1600 | 2 | 14446.8601 | 3242.0356 | 196561.485 | 298797.8067 | 4 | 320791.8246 | 194444.9565 | 33 | 22043.429 | 16343.7791 | 1 | 1982.1865 | 1057.4115 | 1 | 55117.8638 | 3133.544 | 315437.1075 | 1571.297 | 56693.0135 | 752.4084 | 3054.9519 | 19.5829 | 28974.7912 | 203.256 | 0 | 89616.3512 | 73.45% | 26.55% | 11335.1418 | 0 | 1331.8038 | 21.4902 | 370.8449 | 1114.8776 | 1269.4007 | 197.6768 | 13328.7388 | 24129.351 | 314024.2065 | 351482.2963 | 1247540.0203 | 1601030.3309 | 3.392% | 1657245.5024
LOCAUX MEDICAUX #60 | TERTIAIRE | LOCAUX MEDICAUX | 15444.5782 | 2009 | 37982.7647 | 32548.6972 | 2500 | 2 | 23674.4569 | 6254.2848 | 407100.0534 | 338459.5191 | 6 | 430721.4261 | 349867.1979 | 45 | 28852.2948 | 27479.0974 | 1 | 2100.9857 | 1170.592 | 1 | 89301.7824 | 3972.2468 | 527100.2024 | 2299.1146 | 96871.1436 | 1501.1157 | 4680.2875 | 27.4217 | 49582.4995 | 313.5503 | 0 | 135133.0298 | 80.95% | 19.05% | 12967.9044 | 0 | 2104.3599 | 28.9982 | 793.558 | 2066.8683 | 2483.8013 | 373.3356 | 19644.9158 | 46017.009 | 692885.8883 | 758547.813 | 2008606.6575 | 2770902.1028 | 6.33% | 2958164.9467
LOCAUX MEDICAUX #61 | TERTIAIRE | LOCAUX MEDICAUX | 26898.9685 | 2020 | 77306.3572 | 100996.773 | 2500 | 4 | 17801.1888 | 13244.7178 | 765667.4668 | 681405.9279 | 9 | 864094.2786 | 475490.4299 | 80 | 62691.1778 | 62831.2593 | 1 | 4491.5779 | 2581.7865 | 2 | 183738.2268 | 6650.175 | 1048848.9539 | 4686.8547 | 265837.1907 | 2582.3194 | 7491.8343 | 49.4765 | 114703.3221 | 820.0243 | 0 | 374836.8335 | 84.31% | 15.69% | 19938.0824 | 0 | 2886.3036 | 56.9423 | 1240.7079 | 4887.9143 | 4857.322 | 571.5458 | 33617.1218 | 88970.2013 | 1091208.3248 | 1213795.6478 | 4206659.5125 | 5427753.3542 | 1.367% | 5502984.3416
LOCAUX MEDICAUX #62 | TERTIAIRE | LOCAUX MEDICAUX | 7110.9068 | 2011 | 21366.9712 | 19903.4176 | 1600 | 2 | 11741.8513 | 3547.3839 | 152134.5646 | 206078.6357 | 3 | 255898.9479 | 106316.5091 | 19 | 13725.1368 | 13156.4153 | 0 | 1155.9304 | 644.1347 | 0 | 42685.6911 | 2139.1539 | 277148.5599 | 1746.6359 | 43431.0487 | 472.7782 | 1768.8233 | 15.5589 | 17667.4923 | 196.3837 | 0 | 70286.0877 | 66.39% | 33.61% | 8395.3105 | 0 | 796.825 | 10.7798 | 314.9517 | 860.0353 | 1026.653 | 161.9503 | 10607.9772 | 19642.4212 | 265642.1439 | 295892.5423 | 998530.2973 | 1296202.4447 | 7.525% | 1401674.6963
LOCAUX MEDICAUX #63 | TERTIAIRE | LOCAUX MEDICAUX | 30250.6197 | 2018 | 114145.1169 | 97647.8418 | 2500 | 4 | 18071.9465 | 13822.7458 | 868928.7894 | 887957.9607 | 14 | 1243109.0805 | 538252.3484 | 97 | 58616.3103 | 54516.8267 | 2 | 6386.1772 | 3892.5987 | 2 | 219453.78 | 7061.6259 | 1324498.4488 | 5116.7473 | 206735.1121 | 2681.6001 | 10440.8658 | 47.4148 | 120324.156 | 634.4085 | 0 | 307827.6344 | 94.88% | 5.123% | 22266.2553 | 0 | 4413.1935 | 50.4516 | 1450.9821 | 5438.0095 | 5538.0423 | 615.82 | 48735.2278 | 113983.4278 | 955987.2414 | 1118705.897 | 4988240.1725 | 6113437.1467 | 5.136% | 6444408.2263
LOCAUX MEDICAUX #64 | TERTIAIRE | LOCAUX MEDICAUX | 12507.4414 | 2021 | 44433.9535 | 51656.4244 | 2500 | 2 | 21318.5296 | 7191.4858 | 323270.3083 | 360870.8485 | 6 | 385600.8587 | 286345.7856 | 38 | 35123.7725 | 25138.2032 | 1 | 3011.572 | 1335.5411 | 1 | 95754.5835 | 4030.4582 | 497584.0997 | 2309.325 | 83665.0199 | 877.812 | 2830.5903 | 27.9033 | 57743.8034 | 393.3468 | 0 | 168998.6542 | 74.75% | 25.25% | 12568.3004 | 0 | 1728.9708 | 24.5082 | 683.8158 | 1681.0922 | 1608.1124 | 217.2385 | 22648.8638 | 49356.1819 | 477568.5428 | 549573.5885 | 1921711.486 | 2475446.9081 | 2.2% | 2531125.6061
LOCAUX MEDICAUX #65 | TERTIAIRE | LOCAUX MEDICAUX | 13549.8032 | 2011 | 37626.5806 | 29127.7683 | 2500 | 2 | 22828.9767 | 5012.3359 | 374251.4182 | 306559.4626 | 6 | 482608.576 | 246253.8022 | 52 | 33757.6621 | 22097.6394 | 1 | 2211.8596 | 1528.586 | 1 | 59406.7184 | 3215.0169 | 455998.1276 | 2107.4801 | 95169.2322 | 811.0714 | 4623.4398 | 24.3076 | 36853.0727 | 286.62 | 0 | 119190.9764 | 85.51% | 14.49% | 15239.1417 | 0 | 1588.6933 | 31.2587 | 475.8435 | 1726.7693 | 2173.6029 | 293.5269 | 12641.7001 | 45540.4306 | 498770.0589 | 556952.1896 | 1882467.6941 | 2442849.8002 | 7.095% | 2629402.251
LOCAUX MEDICAUX #66 | TERTIAIRE | LOCAUX MEDICAUX | 14460.526 | 2015 | 36111.1113 | 45940.6292 | 2500 | 2 | 23214.7328 | 5667.3105 | 380341.3224 | 502999.6721 | 7 | 619746.2104 | 365755.2551 | 60 | 28981.283 | 32621.5603 | 1 | 2030.8014 | 1443.9582 | 1 | 62170.1965 | 3397.1713 | 613375.5158 | 3343.3837 | 100177.9536 | 986.3462 | 4325.2982 | 34.4392 | 57028.9456 | 342.4095 | 0 | 136213.8685 | 81.77% | 18.23% | 14241.1073 | 0 | 1861.199 | 32.429 | 758.7703 | 2450.2138 | 2116.3323 | 319.1909 | 21938.5341 | 36865.2769 | 594148.2866 | 652952.0976 | 2257328.6636 | 2913528.6244 | 2.173% | 2978241.728
LOCAUX MEDICAUX #67 | TERTIAIRE | LOCAUX MEDICAUX | 7600.9695 | 2011 | 26034.1972 | 25710.9139 | 1600 | 2 | 12686.4008 | 3118.0851 | 161018.7127 | 157560.9073 | 4 | 213075.7391 | 125468.6777 | 28 | 15571.7174 | 15528.1895 | 1 | 1086.9568 | 615.106 | 0 | 31902.148 | 1888.6606 | 243027.2825 | 1312.466 | 59086.2769 | 720.0154 | 2035.1989 | 18.0826 | 30393.6239 | 151.3266 | 0 | 67753.112 | 64.78% | 35.22% | 9225.28 | 0 | 764.1993 | 12.8951 | 423.1107 | 996.5922 | 1359.9589 | 200.0701 | 11177.1886 | 25023.2013 | 222728.1499 | 258928.5398 | 961785.7143 | 1222721.4934 | 8.334% | 1333890.2234
LOCAUX MEDICAUX #68 | TERTIAIRE | LOCAUX MEDICAUX | 14704.5578 | 2009 | 43883.0914 | 45480.0178 | 2500 | 2 | 18752.8657 | 6915.8285 | 299410.1785 | 331461.1876 | 6 | 425906.73 | 241560.965 | 58 | 36746.2929 | 26954.1287 | 1 | 2865.2995 | 1223.9971 | 1 | 88087.9646 | 4865.7016 | 634918.6842 | 2692.5677 | 113139.1584 | 1313.9419 | 4771.1554 | 30.8513 | 39890.806 | 295.4775 | 0 | 166430.991 | 85.08% | 14.92% | 13396.6859 | 0 | 1386.926 | 25.1241 | 569.2138 | 2058.4893 | 2033.3476 | 377.8749 | 20343.1436 | 31831.1679 | 420157.5855 | 472331.897 | 2057547.6409 | 2533599.3655 | 7.416% | 2736549.2841
LOCAUX MEDICAUX #69 | TERTIAIRE | LOCAUX MEDICAUX | 20476.3544 | 2022 | 58809.498 | 54333.7846 | 2500 | 2 | 22129.1161 | 11302.7306 | 530650.5331 | 669125.708 | 9 | 818098.6188 | 604739.7544 | 73 | 60489.4452 | 53832.9579 | 1 | 3995.6897 | 2327.9864 | 1 | 109942.767 | 4807.7952 | 1248057.0836 | 4385.2342 | 156869.1213 | 1698.3031 | 5805.0455 | 47.0824 | 71771.7092 | 507.4161 | 0 | 238883.1557 | 92.54% | 7.462% | 16270.1184 | 0 | 2400.2481 | 40.5249 | 1134.5972 | 2994.6244 | 3549.9712 | 382.67 | 26579.0924 | 65078.7057 | 834543.9617 | 926201.7599 | 3634473.0529 | 4567215.7854 | 7.208% | 4921974.3569
LOCAUX MEDICAUX #70 | TERTIAIRE | LOCAUX MEDICAUX | 12002.1849 | 2019 | 44514.1587 | 47367.3312 | 2500 | 2 | 20368.0429 | 6751.7492 | 249936.1495 | 383962.7864 | 5 | 560071.9878 | 312118.9188 | 45 | 25087.8974 | 20406.8266 | 1 | 2830.9007 | 1657.3094 | 1 | 74966.54 | 3197.1855 | 701875.525 | 2530.1588 | 95719.3852 | 841.7324 | 4009.5123 | 27.583 | 54205.3786 | 348.3534 | 0 | 132718.8171 | 86.54% | 13.46% | 9577.7132 | 0 | 1324.8913 | 21.4809 | 614.6036 | 1998.8428 | 1349.9082 | 289.6557 | 21259.8805 | 48518.8914 | 486838.4235 | 556617.1954 | 2172580.6318 | 2732497.646 | 1.187% | 2765325.7935
LOCAUX MEDICAUX #71 | TERTIAIRE | LOCAUX MEDICAUX | 29935.0809 | 2017 | 101119.425 | 101363.0915 | 2500 | 2 | 23416.61 | 10378.9743 | 596235.4915 | 1072013.7927 | 12 | 927610.6977 | 709510.3072 | 108 | 60960.4219 | 61941.8547 | 2 | 4524.9091 | 3985.4949 | 2 | 162199.8142 | 7635.0345 | 1659450.799 | 5817.2637 | 190231.2716 | 2268.8334 | 7484.6019 | 45.6667 | 114031.3469 | 894.6543 | 0 | 399853.7935 | 91.87% | 8.13% | 26940.2028 | 0 | 2949.7517 | 59.2345 | 1668.5888 | 3765.3677 | 4756.0729 | 719.9731 | 43290.1016 | 121252.3155 | 1351645.2081 | 1516187.6252 | 4726357.8598 | 6251336.2313 | 7.922% | 6789162.2417
LOCAUX MEDICAUX #72 | TERTIAIRE | LOCAUX MEDICAUX | 30907.7611 | 2018 | 84021.4952 | 83831.689 | 2500 | 2 | 22508.7168 | 14656.3543 | 719406.5818 | 887614.0536 | 10 | 1153607.3859 | 538701.6469 | 103 | 61139.1768 | 49645.4547 | 2 | 4977.8059 | 4102.8985 | 2 | 149467.2517 | 8623.0982 | 1782023.8699 | 5833.0425 | 247235.3529 | 2474.7193 | 9339.1461 | 49.5444 | 119188.8181 | 885.9889 | 0 | 317206.0632 | 74.11% | 25.89% | 36089.9433 | 0 | 4116.4319 | 67.0002 | 1370.7109 | 4723.7809 | 5172.175 | 736.0958 | 52135.8255 | 104177.8321 | 1218240.8156 | 1374554.4732 | 5148365.6959 | 6533050.0915 | 2.687% | 6713418.9705
LOCAUX MEDICAUX #73 | TERTIAIRE | LOCAUX MEDICAUX | 32686.7281 | 2015 | 92448.2473 | 76616.982 | 2500 | 2 | 21174.7511 | 15214.2319 | 915132.0435 | 1075770.7577 | 12 | 1259401.7892 | 534242.8957 | 107 | 71654.9549 | 64034.2244 | 1 | 5409.004 | 2762.7854 | 2 | 137871.3056 | 7893.5818 | 1661461.6652 | 6676.2828 | 216640.7977 | 2194.1314 | 9269.0767 | 49.7396 | 138093.6687 | 670.199 | 0 | 299381.8185 | 93.65% | 6.35% | 27563.5031 | 0 | 4323.7174 | 67.7734 | 1544.6747 | 3791.5262 | 5378.6515 | 771.8757 | 40632.8926 | 112646.3794 | 961213.7074 | 1114492.9793 | 5301883.9398 | 6423184.4147 | 5.615% | 6805303.8352
LOCAUX MEDICAUX #74 | TERTIAIRE | LOCAUX MEDICAUX | 16282.0963 | 2010 | 52272.4354 | 38298.7206 | 2500 | 2 | 17656.3755 | 5971.3543 | 281926.5228 | 451316.4966 | 8 | 636828.0653 | 244935.8431 | 51 | 30771.038 | 28328.3311 | 1 | 2510.5671 | 1314.6888 | 1 | 99860.1698 | 4316.1863 | 731188.9817 | 3336.1877 | 124271.5941 | 977.0897 | 4504.9422 | 27.8101 | 51909.8778 | 492.7592 | 0 | 134878.929 | 69.43% | 30.57% | 18716.5531 | 0 | 2290.113 | 33.9138 | 643.1362 | 2571.0597 | 1880.6246 | 395.1318 | 19876.4554 | 54152.3118 | 531174.961 | 605203.7282 | 2381186.2253 | 2989469.3354 | 3.187% | 3087870.8508
LOCAUX MEDICAUX #75 | TERTIAIRE | LOCAUX MEDICAUX | 16801.6283 | 2018 | 42395.3475 | 55538.5639 | 2500 | 2 | 21722.2978 | 9631.3635 | 492341.0084 | 443427.5744 | 7 | 546721.577 | 424550.1771 | 68 | 40852.2218 | 38456.4959 | 1 | 3309.5379 | 2336.0739 | 1 | 122336.2454 | 4857.2403 | 842162.7755 | 3525.6457 | 121143.6121 | 1438.9605 | 5286.1281 | 34.2311 | 58357.8876 | 353.1696 | 0 | 170327.4791 | 91.85% | 8.146% | 19762.7047 | 0 | 2441.7218 | 33.9509 | 664.5853 | 2938.598 | 2587.9703 | 341.0446 | 24972.9366 | 50424.5066 | 782080.3547 | 857477.798 | 2715221.014 | 3578108.5241 | 3.248% | 3698208.3197
LOCAUX MEDICAUX #76 | TERTIAIRE | LOCAUX MEDICAUX | 23009.3483 | 2010 | 65088.9219 | 50199.8401 | 2500 | 2 | 21955.4699 | 7134.105 | 595630.0624 | 467213.5041 | 9 | 810527.2187 | 452524.6427 | 66 | 56050.3869 | 30613.1389 | 1 | 2949.5958 | 2661.8911 | 2 | 85468.0519 | 5551.3559 | 948951.444 | 4941.2958 | 157325.2523 | 2139.712 | 7801.8784 | 52.0505 | 88389.717 | 646.4593 | 0 | 252126.1754 | 87.48% | 12.52% | 18983.5378 | 0 | 2353.8068 | 54.7191 | 1258.8989 | 3576.4008 | 2670.3481 | 555.4741 | 21722.9662 | 69296.6398 | 1019183.7038 | 1110203.3099 | 3376010.85 | 4490602.2109 | 3.193% | 4638712.3422
LOCAUX MEDICAUX #77 | TERTIAIRE | LOCAUX MEDICAUX | 18371.2262 | 2019 | 60350.9509 | 56995.9361 | 2500 | 2 | 24551.311 | 7200.1088 | 451166.5596 | 582165.8367 | 6 | 628597.4802 | 319213.1593 | 52 | 43649.8164 | 31320.4149 | 1 | 3390.8949 | 2590.8627 | 1 | 111611.8433 | 5179.7015 | 779446.1142 | 2935.5296 | 142020.5136 | 1580.1754 | 5261.4158 | 44.2662 | 87901.8515 | 518.9485 | 0 | 236673.6673 | 88.98% | 11.02% | 18808.8479 | 0 | 2710.8403 | 36.8218 | 676.0565 | 3042.8011 | 2300.4466 | 424.6562 | 27077.2647 | 57286.6991 | 695098.0011 | 779461.9649 | 2833846.4014 | 3618840.0005 | 8.22% | 3942946.0712
LOCAUX MEDICAUX #78 | TERTIAIRE | LOCAUX MEDICAUX | 9536.2325 | 2021 | 33881.2625 | 24751.8544 | 1600 | 2 | 13324.6136 | 5018.621 | 275840.1895 | 373348.2431 | 4 | 464409.8632 | 253647.384 | 30 | 19657.1136 | 17135.3834 | 1 | 2088.177 | 1267.6388 | 1 | 70045.0282 | 3106.9653 | 387998.9446 | 2245.6985 | 92167.5428 | 662.2116 | 2711.6061 | 20.406 | 34338.2774 | 213.9312 | 0 | 107194.8153 | 93.41% | 6.59% | 10461.871 | 0 | 1055.2736 | 15.4441 | 349.5513 | 1624.4072 | 1689.0441 | 246.4683 | 13980.3831 | 28635.2027 | 378672.8158 | 421288.4017 | 1640875.0556 | 2064894.3301 | 1.479% | 2095901.5119
LOCAUX MEDICAUX #79 | TERTIAIRE | LOCAUX MEDICAUX | 22563.6216 | 2015 | 75466.5593 | 68237.8781 | 2500 | 2 | 24448.7071 | 10598.3543 | 422824.265 | 737794.4014 | 9 | 966160.3691 | 495245.9561 | 72 | 57147.4206 | 35104.5893 | 1 | 5010.2402 | 2760.6874 | 2 | 120162.9827 | 5425.0073 | 1137909.4791 | 3636.7992 | 163384.3421 | 1847.4742 | 5765.2759 | 52.5267 | 69048.4023 | 633.4297 | 0 | 179791.3115 | 78.5% | 21.5% | 21408.204 | 0 | 2398.4731 | 45.8109 | 977.0522 | 2867.7379 | 3343.0312 | 504.5726 | 32716.5377 | 76937.216 | 734743.4146 | 844397.1683 | 3562562.6262 | 4414481.2234 | 8.732% | 4836856.28
LOCAUX MEDICAUX #80 | TERTIAIRE | LOCAUX MEDICAUX | 17224.1997 | 2011 | 56745.1919 | 35941.5997 | 2500 | 2 | 21914.0304 | 5954.8206 | 380031.6242 | 560845.4757 | 8 | 597507.807 | 259069.1064 | 65 | 33157.0042 | 34737.181 | 1 | 2700.5048 | 1416.8311 | 1 | 102278.5222 | 5137.0715 | 795142.8454 | 3875.5999 | 140928.9783 | 1026.2551 | 4654.5661 | 27.9403 | 44213.2809 | 493.5586 | 0 | 161281.0616 | 89.82% | 10.18% | 20369.5552 | 0 | 1945.8171 | 28.5375 | 697.6059 | 2948.6676 | 2593.7406 | 353.4846 | 18662.1877 | 45639.1102 | 777880.9436 | 842182.2415 | 2544789.4808 | 3390396.2129 | 2.854% | 3490006.2503
LOCAUX MEDICAUX #81 | TERTIAIRE | LOCAUX MEDICAUX | 21319.2234 | 2012 | 70732.0515 | 47127.7223 | 2500 | 2 | 23285.2194 | 8406.4234 | 365934.0229 | 645948.4411 | 9 | 754157.3487 | 487225.0192 | 86 | 36213.7137 | 32986.8463 | 1 | 3868.8734 | 1821.6397 | 1 | 82892.2668 | 4929.6278 | 963567.7533 | 5122.3425 | 151301.7157 | 2011.6541 | 7320.619 | 37.5616 | 72118.3706 | 437.6561 | 0 | 252395.8102 | 91.97% | 8.031% | 16343.3988 | 0 | 2697.8552 | 46.4611 | 906.344 | 3102.4813 | 2903.3507 | 554.7332 | 27952.0546 | 65232.5593 | 761459.1663 | 854643.7802 | 3052629.6292 | 3912639.0366 | 3.658% | 4061191.6954
LOCAUX MEDICAUX #82 | TERTIAIRE | LOCAUX MEDICAUX | 22500.0212 | 2007 | 57400.3329 | 66346.8267 | 2500 | 2 | 23788.4981 | 9269.5373 | 438161.7738 | 620374.6278 | 9 | 619034.7773 | 433706.9357 | 64 | 48536.9322 | 27192.1794 | 1 | 2813.9228 | 1925.5103 | 1 | 115059.4883 | 5980.9092 | 679688.419 | 3708.2175 | 153573.9647 | 2074.0144 | 7078.8184 | 52.6727 | 57752.7641 | 612.2587 | 0 | 193068.2827 | 75.64% | 24.36% | 19350.1537 | 0 | 3296.4311 | 50.0723 | 789.6257 | 4121.5957 | 2548.1459 | 510.5621 | 19009.3505 | 49949.3526 | 958139.8039 | 1027098.507 | 2640630.4167 | 3672949.3099 | 2.747% | 3776711.9296
LOCAUX MEDICAUX #83 | TERTIAIRE | LOCAUX MEDICAUX | 29701.4252 | 2016 | 69654.3605 | 112165.3647 | 2500 | 4 | 22005.7924 | 12139.9164 | 836658.7878 | 684834.1855 | 13 | 916981.2226 | 530594.486 | 81 | 67949.1192 | 55154.9852 | 2 | 5233.6937 | 2884.6625 | 2 | 151840.1847 | 6700.8498 | 1352554.5473 | 4681.7788 | 285533.758 | 2674.076 | 8991.4681 | 67.2702 | 89787.843 | 793.0949 | 0 | 276818.746 | 78.8% | 21.2% | 22204.729 | 0 | 4352.2836 | 68.1022 | 1485.8557 | 4847.3802 | 3750.2603 | 656.0256 | 37559.1113 | 90026.7061 | 1348682.2796 | 1476268.097 | 4529097.2723 | 6013887.9815 | 3.327% | 6220873.7101
LOCAUX MEDICAUX #84 | TERTIAIRE | LOCAUX MEDICAUX | 17847.5103 | 2016 | 51249.7242 | 44470.3645 | 2500 | 2 | 24418.5723 | 6180.9665 | 460887.3263 | 657563.6608 | 7 | 760466.2644 | 359092.3154 | 74 | 49288.8361 | 28777.6963 | 1 | 2561.9557 | 1967.3841 | 1 | 84545.5251 | 5727.276 | 624184.3851 | 2981.7771 | 146284.172 | 1329.6043 | 5663.6697 | 36.8567 | 71083.4527 | 466.9621 | 0 | 157842.2877 | 84.75% | 15.25% | 19466.6193 | 0 | 2232.1317 | 29.5043 | 816.4147 | 2850.3643 | 2535.9453 | 301.4054 | 19367.1233 | 58701.3306 | 678195.6726 | 756264.1264 | 2668528.4343 | 3429134.4982 | 2.435% | 3514729.2762
LOCAUX MEDICAUX #85 | TERTIAIRE | LOCAUX MEDICAUX | 31810.3423 | 2019 | 83085.2321 | 99430.9435 | 2500 | 2 | 24306.2851 | 15734.5658 | 690755.3177 | 1085419.8711 | 15 | 1227909.5422 | 806541.6052 | 109 | 89084.1468 | 54951.4273 | 2 | 5451.1512 | 3469.4373 | 2 | 149322.156 | 10319.4391 | 1680977.4023 | 6404.1254 | 258744.8825 | 2418.342 | 10384.4307 | 73.5266 | 109357.1277 | 848.0398 | 0 | 288788.9094 | 89.34% | 10.66% | 26968.7429 | 0 | 3328.4904 | 73.8216 | 1649.2095 | 5800.9274 | 3878.0222 | 804.1393 | 36891.6141 | 110766.7096 | 1446654.8171 | 1594313.1408 | 5096989.787 | 6699279.2145 | 7.769% | 7263583.4874
LOCAUX MEDICAUX #86 | TERTIAIRE | LOCAUX MEDICAUX | 10149.848 | 2012 | 32451.3368 | 24178.7314 | 2500 | 2 | 22632.1559 | 4023.298 | 244380.5279 | 293842.045 | 3 | 321445.2411 | 234838.9201 | 35 | 26336.9772 | 16900.0835 | 1 | 1851.8113 | 910.3147 | 1 | 62810.0346 | 3442.3029 | 348172.5899 | 2487.1272 | 69573.7928 | 730.016 | 2865.9532 | 16.3129 | 28712.2827 | 276.7507 | 0 | 112115.1313 | 75.1% | 24.9% | 12124.7309 | 0 | 1432.3852 | 23.1941 | 464.5857 | 1584.8919 | 1658.2769 | 235.5709 | 11961.2773 | 26678.854 | 385333.1952 | 423973.3264 | 1383569.8047 | 1810536.773 | 0.9608% | 1828101.9724
LOCAUX MEDICAUX #87 | TERTIAIRE | LOCAUX MEDICAUX | 13647.2182 | 2012 | 45251.896 | 31821.5589 | 2500 | 2 | 19769.126 | 5971.2217 | 356791.4327 | 330535.3661 | 7 | 530217.0463 | 225390.3965 | 55 | 32119.6184 | 23773.3573 | 1 | 2927.0108 | 1161.6302 | 1 | 68589.7358 | 3643.2939 | 671923.3675 | 3050.8881 | 113223.1557 | 1057.8399 | 4641.6764 | 28.5381 | 44969.2887 | 386.5136 | 0 | 164490.4435 | 84.42% | 15.58% | 10018.2031 | 0 | 1961.1147 | 23.329 | 500.5299 | 1857.2554 | 1571.3684 | 269.4832 | 12776.9723 | 38903.1162 | 498077.3997 | 549757.4881 | 2229757.6494 | 2783117.9866 | 3.066% | 2871141.0588
LOCAUX MEDICAUX #88 | TERTIAIRE | LOCAUX MEDICAUX | 24798.5152 | 2015 | 78304.558 | 87198.2017 | 2500 | 2 | 21490.2504 | 11653.0084 | 534896.3629 | 580393.4877 | 9 | 1022128.3052 | 542676.3605 | 62 | 55739.4611 | 39970.081 | 1 | 3565.4307 | 2295.7333 | 1 | 159739.8259 | 7257.0546 | 1279207.8256 | 4750.8665 | 170818.4173 | 1961.6077 | 5390.6805 | 47.988 | 81687.3395 | 704.2484 | 0 | 252445.4245 | 86.01% | 13.99% | 19627.5109 | 0 | 2717.1886 | 57.735 | 1320.1877 | 3939.2561 | 4270.9944 | 508.8835 | 30538.8259 | 89567.7453 | 865283.3694 | 985389.9406 | 4056024.7115 | 5046804.5978 | 5.397% | 5334735.9756
LOCAUX MEDICAUX #89 | TERTIAIRE | LOCAUX MEDICAUX | 22510.6375 | 2007 | 57080.7171 | 67721.0073 | 2500 | 2 | 20778.2681 | 6524.5073 | 424954.8229 | 504469.518 | 10 | 541751.8921 | 344838.3822 | 75 | 32331.9658 | 35389.4436 | 2 | 2958.0423 | 2442.5143 | 1 | 84042.078 | 5248.1533 | 851401.3789 | 3636.1785 | 129754.3847 | 1861.9371 | 5924.5621 | 36.5567 | 71482.3168 | 530.3524 | 0 | 191433.3244 | 82.7% | 17.3% | 21649.7434 | 0 | 2399.525 | 38.2312 | 1178.4825 | 3959.0482 | 3489.3356 | 566.0373 | 29842.6028 | 65044.1112 | 795059.858 | 889946.572 | 2688195.4711 | 3582005.0542 | 8.909% | 3932331.8924
LOCAUX MEDICAUX #90 | TERTIAIRE | LOCAUX MEDICAUX | 8482.4832 | 2009 | 22460.605 | 24005.3789 | 1600 | 2 | 11760.732 | 3723.7099 | 139775.9312 | 254246.5177 | 3 | 222273.6057 | 165870.2146 | 29 | 14440.7709 | 12386.9507 | 0 | 1448.9249 | 602.1859 | 0 | 46358.7649 | 2496.3504 | 375347.3968 | 1934.8865 | 51266.4545 | 536.9203 | 2027.7172 | 13.3923 | 23751.4378 | 248.8279 | 0 | 91858.9171 | 82.9% | 17.1% | 8696.6855 | 0 | 852.5951 | 19.4038 | 339.9449 | 1202.9193 | 1120.5761 | 156.3423 | 9711.1861 | 17803.9614 | 307690.6236 | 335205.7711 | 1098345.5133 | 1435367.5851 | 9.25% | 1581670.2103
LOCAUX MEDICAUX #91 | TERTIAIRE | LOCAUX MEDICAUX | 17563.5621 | 2018 | 53271.9018 | 56886.3329 | 2500 | 2 | 22238.2513 | 9818.7335 | 350381.9577 | 560988.3299 | 8 | 498073.1791 | 347190.5843 | 55 | 51995.4883 | 39416.0125 | 1 | 4150.0241 | 2311.6603 | 1 | 121051.3579 | 5367.504 | 640292.7328 | 3286.0023 | 136358.4445 | 1171.8182 | 5623.3873 | 41.1702 | 69467.1423 | 487.2661 | 0 | 147470.6781 | 71.74% | 28.26% | 19428.7229 | 0 | 1959.8297 | 40.9555 | 866.9149 | 2765.5441 | 2812.4785 | 443.0303 | 19615.0114 | 65708.4933 | 640691.1459 | 726014.6507 | 2340842.6918 | 3071689.8569 | 9.721% | 3402444.1166
LOCAUX MEDICAUX #92 | TERTIAIRE | LOCAUX MEDICAUX | 31030.7169 | 2014 | 83694.7597 | 112564.9817 | 2500 | 4 | 22462.7859 | 10323.4649 | 669346.0625 | 1089833.0254 | 11 | 1069474.9707 | 612673.1487 | 87 | 54359.7394 | 68989.4257 | 2 | 6850.2413 | 3606.0911 | 2 | 126160.6 | 8734.955 | 1101596.3625 | 6589.2133 | 211112.6471 | 2911.5556 | 10793.3329 | 65.1569 | 114192.6777 | 906.9627 | 0 | 320321.049 | 85.19% | 14.81% | 25516.5143 | 0 | 2857.7212 | 51.1482 | 1042.8888 | 3595.3529 | 5119.5568 | 586.83 | 43170.6926 | 110977.9798 | 1308416.0085 | 1462564.681 | 4245980.5876 | 5718190.0754 | 5.43% | 6046545.4296
LOCAUX MEDICAUX #93 | TERTIAIRE | LOCAUX MEDICAUX | 26934.0022 | 2018 | 67501.3841 | 70218.076 | 2500 | 2 | 19264.1885 | 11137.2299 | 796322.1762 | 924285.0574 | 12 | 1061417.348 | 684198.3726 | 72 | 81424.0988 | 65804.4951 | 1 | 4465.3975 | 2951.3159 | 2 | 136116.1912 | 7191.3171 | 1516340.6086 | 5130.8176 | 202315.3951 | 2080.3621 | 8495.9838 | 58.4785 | 108938.1026 | 607.4511 | 0 | 370852.4735 | 82.18% | 17.82% | 20758.0211 | 0 | 3192.1409 | 64.0181 | 1371.4132 | 4707.8048 | 4318.8282 | 575.5569 | 38377.2292 | 107415.657 | 797568.1007 | 943360.9868 | 4809980.423 | 5761433.7785 | 3.194% | 5951548.7305
LOCAUX MEDICAUX #94 | TERTIAIRE | LOCAUX MEDICAUX | 10946.0756 | 2019 | 32024.9813 | 43874.3304 | 2500 | 2 | 20548.6133 | 4790.5955 | 264331.4566 | 364862.7606 | 5 | 415418.8903 | 192504.7222 | 28 | 27957.4239 | 23199.3321 | 1 | 1812.4393 | 1242.231 | 1 | 72046.7017 | 3320.1301 | 564682.3595 | 1716.2007 | 101277.1356 | 847.7619 | 3114.0875 | 25.8837 | 32161.5063 | 309.5175 | 0 | 115144.83 | 79.99% | 20.01% | 11275.5572 | 0 | 1600.3898 | 23.3627 | 559.2149 | 1257.9251 | 1895.2014 | 271.4449 | 14178.3527 | 36351.3176 | 347925.0785 | 398454.7489 | 1816236.5075 | 2218387.9905 | 9.051% | 2439143.2155
LOCAUX MEDICAUX #95 | TERTIAIRE | LOCAUX MEDICAUX | 20257.3771 | 2014 | 63948.5105 | 53938.7967 | 2500 | 2 | 23024.8806 | 8688.0902 | 508222.3958 | 442916.502 | 10 | 811945.115 | 403180.2216 | 74 | 42565.6454 | 37533.3757 | 1 | 3062.131 | 1822.7387 | 1 | 101194.424 | 4657.0756 | 699264.5942 | 4708.3805 | 165067.356 | 1802.2408 | 5072.8892 | 40.4591 | 77531.5732 | 456.5757 | 0 | 216460.0861 | 86.28% | 13.72% | 19335.3991 | 0 | 2559.5797 | 36.2493 | 1116.9607 | 3666.729 | 3274.2866 | 399.5731 | 32210.489 | 52369.8863 | 746354.6515 | 830935.0269 | 2985171.1416 | 3822657.2098 | 3.633% | 3966773.5678
LOCAUX MEDICAUX #96 | TERTIAIRE | LOCAUX MEDICAUX | 22300.723 | 2012 | 74614.4322 | 60240.88 | 2500 | 2 | 24231.1648 | 11329.4583 | 558310.7053 | 487571.9432 | 7 | 868790.2383 | 428611.6881 | 86 | 48097.5348 | 44630.6527 | 2 | 4391.0102 | 2122.9905 | 1 | 108367.4787 | 5059.2102 | 805577.0365 | 4389.1385 | 191912.3949 | 2204.3336 | 6205.2848 | 47.0977 | 83325.912 | 557.0567 | 0 | 258769.0796 | 87.34% | 12.66% | 25011.0407 | 0 | 2770.2793 | 34.9785 | 834.7788 | 2587.9422 | 2620.8008 | 505.6093 | 33181.2211 | 56280.576 | 1047592.4554 | 1137054.2525 | 3327051.6596 | 4469538.5821 | 8.66% | 4893320.394
LOCAUX MEDICAUX #97 | TERTIAIRE | LOCAUX MEDICAUX | 31340.1615 | 2014 | 115472.3383 | 73992.7815 | 2500 | 2 | 21594.445 | 15014.2739 | 902360.4752 | 1106269.2561 | 12 | 917485.2649 | 704950.9388 | 131 | 64015.3684 | 46336.4422 | 1 | 4828.4097 | 2707.9214 | 2 | 163214.3526 | 10197.902 | 1592446.355 | 7322.962 | 189481.1144 | 2535.3995 | 7380.1916 | 48.247 | 114864.8241 | 840.1899 | 0 | 344912.1391 | 86.13% | 13.87% | 23650.5549 | 0 | 3732.7122 | 56.6516 | 1735.5196 | 3986.7474 | 5169.334 | 720.5118 | 38284.3907 | 84279.6733 | 1216146.1875 | 1338710.2515 | 4858941.0024 | 6204562.3523 | 7.356% | 6697235.8399
LOCAUX MEDICAUX #98 | TERTIAIRE | LOCAUX MEDICAUX | 6766.0962 | 2007 | 14629.8695 | 19853.1402 | 1600 | 2 | 14258.1312 | 2274.275 | 145740.6479 | 135167.1785 | 2 | 196811.4934 | 91497.8701 | 27 | 11623.6332 | 9379.4944 | 0 | 1144.6659 | 711.263 | 0 | 28911.0635 | 2127.5761 | 225399.7842 | 1428.8941 | 47271.7102 | 580.976 | 2086.5073 | 10.5103 | 19502.9188 | 205.4296 | 0 | 46104.3961 | 79.19% | 20.81% | 7278.6899 | 0 | 753.822 | 15.5143 | 340.3676 | 1159.6725 | 961.7298 | 148.3282 | 8983.3108 | 15220.8699 | 288349.6533 | 312553.8341 | 823847.5001 | 1137546.2223 | 8.205% | 1239227.3692
LOCAUX MEDICAUX #99 | TERTIAIRE | LOCAUX MEDICAUX | 15974.7679 | 2011 | 39952.4883 | 50871.5818 | 2500 | 2 | 23707.3713 | 7385.7504 | 430219.6444 | 485710.6419 | 7 | 428051.4422 | 304123.1648 | 61 | 31585.7077 | 25483.1081 | 1 | 2452.1612 | 1166.8444 | 1 | 71425.3416 | 4016.6181 | 549380.0874 | 3627.5948 | 94882.004 | 1483.4956 | 5179.5318 | 26.207 | 41126.3319 | 500.6751 | 0 | 116734.8497 | 91.49% | 8.515% | 14878.5604 | 0 | 1843.8525 | 24.2007 | 656.444 | 2614.4199 | 2426.0102 | 419.8372 | 23739.2773 | 35577.2322 | 531557.4346 | 590873.9441 | 2022922.1866 | 2617004.7891 | 2.856% | 2693956.5319
LOCAUX MEDICAUX #100 | TERTIAIRE | LOCAUX MEDICAUX | 22651.4541 | 2015 | 66590.9734 | 80648.2291 | 2500 | 2 | 22442.6688 | 12079.2035 | 462116.7657 | 545657.2383 | 8 | 707424.202 | 578210.8925 | 80 | 44160.9745 | 48823.1786 | 1 | 4947.2049 | 1964.127 | 2 | 123197.7837 | 6255.0783 | 943294.6192 | 4917.1243 | 162809.9856 | 1987.1447 | 5189.3596 | 46.5941 | 67497.7558 | 698.6795 | 0 | 180296.4566 | 84.42% | 15.58% | 22386.476 | 0 | 2262.6945 | 50.9694 | 1143.5284 | 3731.5878 | 3735.3276 | 552.293 | 31175.1408 | 56131.4825 | 1057716.0431 | 1145022.6664 | 3094836.4142 | 4244951.555 | 8.699% | 4649400.3123
LOCAUX MEDICAUX #101 | TERTIAIRE | LOCAUX MEDICAUX | 20722.2866 | 2010 | 54210.1128 | 67084.9734 | 2500 | 2 | 22462.4009 | 8676.5754 | 395226.8446 | 498857.6477 | 10 | 501290.6923 | 359533.6033 | 73 | 37689.8669 | 31170.0227 | 1 | 3164.7167 | 2052.9575 | 1 | 122555.7332 | 6382.6865 | 905455.9521 | 4234.4224 | 111744.7515 | 1897.4219 | 6982.8662 | 32.5437 | 62841.0977 | 628.1376 | 0 | 219949.3214 | 72.33% | 27.67% | 21170.4907 | 0 | 2818.4473 | 36.2921 | 1018.5482 | 3128.8506 | 2456.0883 | 450.1846 | 21799.8785 | 58946.1585 | 671283.3408 | 752029.3779 | 2703747.4799 | 3460137.7828 | 8.176% | 3768222.3052
LOCAUX MEDICAUX #102 | TERTIAIRE | LOCAUX MEDICAUX | 32332.0457 | 2021 | 112783.0537 | 130447.1746 | 2500 | 4 | 19765.0004 | 17835.3577 | 900497.8813 | 970648.3947 | 10 | 1150588.5425 | 633081.0522 | 87 | 100860.5717 | 58696.6543 | 2 | 5112.3919 | 4095.2068 | 2 | 203463.0524 | 9525.4212 | 1477675.3946 | 5685.5506 | 316253.5669 | 2438.6154 | 8688.4811 | 64.6699 | 157399.8375 | 996.9127 | 0 | 443849.0019 | 87.44% | 12.56% | 33673.7672 | 0 | 3309.3781 | 47.3458 | 1435.1854 | 3918.6032 | 5837.1115 | 715.0296 | 42214.5584 | 90400.657 | 953974.642 | 1086589.8574 | 5415937.5188 | 6511182.0664 | 6.468% | 6961479.3209
LOCAUX MEDICAUX #103 | TERTIAIRE | LOCAUX MEDICAUX | 27435.6976 | 2009 | 89440.2635 | 63849.6779 | 2500 | 2 | 23413.1425 | 11803.886 | 706060.4233 | 783348.5011 | 10 | 784553.2952 | 485554.5816 | 99 | 54112.0927 | 45536.7601 | 2 | 5515.075 | 2839.4658 | 2 | 118950.3089 | 8333.7715 | 1244903.8493 | 6538.4232 | 176517.0343 | 2112.6012 | 7728.9066 | 65.374 | 88838.7495 | 767.3086 | 0 | 303389.1626 | 68.83% | 31.17% | 29048.5872 | 0 | 3608.4762 | 60.3638 | 1455.4296 | 4183.4745 | 4443.5916 | 515.9205 | 29276.5781 | 84377.5834 | 1223111.0161 | 1336765.1777 | 3957353.6216 | 5301439.0307 | 1.126% | 5361821.58
LOCAUX MEDICAUX #104 | TERTIAIRE | LOCAUX MEDICAUX | 21457.4824 | 2020 | 75371.4303 | 71725.1077 | 2500 | 2 | 22772.878 | 8206.6029 | 479290.8493 | 761971.944 | 9 | 693164.2207 | 393564.4046 | 80 | 45856.4035 | 45808.7852 | 1 | 5421.9509 | 2006.301 | 1 | 141670.1508 | 6818.1517 | 1254906.3783 | 3754.239 | 183618.6289 | 1849.2442 | 6025.7248 | 54.1539 | 91907.7343 | 506.9128 | 0 | 249923.8397 | 81.52% | 18.48% | 23535.4002 | 0 | 2519.4917 | 42.4077 | 1097.8339 | 3641.9634 | 3680.4881 | 440.0453 | 24407.9845 | 62266.4897 | 963972.0165 | 1050646.4906 | 3563624.099 | 4620460.5314 | 7.701% | 5005949.1237
LOCAUX MEDICAUX #105 | TERTIAIRE | LOCAUX MEDICAUX | 11325.7814 | 2016 | 33132.2914 | 28041.1414 | 2500 | 2 | 20201.3837 | 5373.4958 | 313281.9551 | 253884.288 | 5 | 340711.1515 | 212163.0194 | 39 | 27236.3133 | 22221.5872 | 1 | 2685.5736 | 1361.6154 | 1 | 69804.4196 | 3173.6864 | 656716.3276 | 2053.5247 | 93634.8561 | 809.5363 | 3452.7822 | 27.1586 | 46154.6511 | 251.8542 | 0 | 120145.7084 | 87.56% | 12.44% | 8627.3965 | 0 | 1581.9486 | 16.8808 | 551.8672 | 1870.8108 | 1596.4503 | 282.3575 | 18256.4592 | 32887.2698 | 390716.3936 | 441860.1226 | 1880846.5802 | 2325927.5462 | 3.521% | 2410812.2578
LOCAUX MEDICAUX #106 | TERTIAIRE | LOCAUX MEDICAUX | 10364.4696 | 2014 | 32665.986 | 32308.8791 | 2500 | 2 | 18870.0018 | 4253.2656 | 232798.6979 | 259649.5785 | 4 | 335057.9323 | 166903.4619 | 28 | 25575.1546 | 21936.0077 | 1 | 1867.1325 | 1073.8425 | 0 | 67907.2185 | 2154.5114 | 436276.9346 | 1845.0297 | 90764.4595 | 907.0247 | 3053.8053 | 16.2267 | 36099.6767 | 321.4353 | 0 | 93783.0234 | 80.46% | 19.54% | 11470.8578 | 0 | 975.9049 | 20.1157 | 443.5812 | 1406.068 | 1283.5772 | 274.473 | 13045.9459 | 32790.8933 | 346473.4376 | 392310.2768 | 1509317.8941 | 1903878.5844 | 9.365% | 2100591.2876
LOCAUX MEDICAUX #107 | TERTIAIRE | LOCAUX MEDICAUX | 29740.3015 | 2019 | 102536.7669 | 89867.0521 | 2500 | 2 | 22745.6736 | 15237.7874 | 890634.1217 | 1041763.0362 | 11 | 1172958.7452 | 638389.4649 | 113 | 60115.7378 | 70499.336 | 2 | 4807.1343 | 3579.6453 | 2 | 167737.3001 | 7739.1046 | 1200680.5709 | 7172.1308 | 294715.1538 | 2388.1123 | 7951.262 | 73.4889 | 138544.3019 | 852.3677 | 0 | 307384.5768 | 89.78% | 10.22% | 27197.4514 | 0 | 3441.7635 | 66.0466 | 1337.8153 | 3685.487 | 5181.0215 | 532.891 | 39874.7219 | 86940.7437 | 920713.7769 | 1047529.2425 | 4807655.4477 | 5861869.4499 | 1.8% | 5969313.37
LOCAUX MEDICAUX #108 | TERTIAIRE | LOCAUX MEDICAUX | 19204.5068 | 2008 | 58772.2266 | 41672.3866 | 2500 | 2 | 24028.6548 | 7678.2345 | 494603.1471 | 368266.8475 | 9 | 480622.7303 | 400183.739 | 53 | 36881.8042 | 24885.2464 | 1 | 2726.587 | 1584.2909 | 1 | 73150.6384 | 4717.3577 | 865913.6829 | 4541.4142 | 149199.1588 | 1302.926 | 5715.3948 | 38.5346 | 73320.2153 | 483.9291 | 0 | 205446.4075 | 78.78% | 21.22% | 14218.8382 | 0 | 2354.8538 | 40.9351 | 849.2662 | 3013.7498 | 3123.3041 | 387.3289 | 18176.6664 | 55494.741 | 853773.3323 | 927444.7398 | 2697177.3921 | 3629703.8786 | 3.301% | 3753618.3249
LOCAUX MEDICAUX #109 | TERTIAIRE | LOCAUX MEDICAUX | 20491.5488 | 2007 | 51857.5602 | 55229.7022 | 2500 | 2 | 19493.6676 | 7831.9602 | 482403.8187 | 606126.2735 | 9 | 683464.5381 | 281287.2741 | 71 | 46361.8015 | 34493.1546 | 1 | 3084.2012 | 1934.6153 | 1 | 71197.7782 | 5827.8025 | 962462.2579 | 3947.9107 | 133086.6939 | 1602.8437 | 4508.8958 | 43.8767 | 62470.3114 | 512.9338 | 0 | 193921.9428 | 81.72% | 18.28% | 22915.1689 | 0 | 2921.4296 | 33.7142 | 966.8237 | 3138.9183 | 3713.7239 | 405.2757 | 24922.2013 | 58659.3499 | 936782.8043 | 1020364.3555 | 2984720.4956 | 4010721.682 | 8.174% | 4367749.3399
LOCAUX MEDICAUX #110 | TERTIAIRE | LOCAUX MEDICAUX | 14237.4552 | 2020 | 55379.8138 | 46101.2138 | 2500 | 2 | 23780.6455 | 6339.405 | 371787.4368 | 454630.878 | 5 | 621818.7164 | 256742.0795 | 53 | 39224.3969 | 31501.2412 | 1 | 2782.2924 | 2076.6004 | 1 | 90058.2628 | 3119.0286 | 711016.7341 | 3391.6734 | 121846.009 | 958.1187 | 3064.2465 | 29.8847 | 59346.0903 | 328.115 | 0 | 135565.9881 | 85.42% | 14.58% | 15031.2212 | 0 | 2122.086 | 29.467 | 567.3457 | 2504.5581 | 1749.349 | 323.0981 | 22086.2479 | 53059.9863 | 428779.9342 | 503926.1683 | 2457417.8185 | 2965329.3156 | 2.853% | 3052420.5911
LOCAUX MEDICAUX #111 | TERTIAIRE | LOCAUX MEDICAUX | 16320.9822 | 2019 | 40234.7225 | 58812.3862 | 2500 | 2 | 24250.7923 | 8817.5309 | 457627.7095 | 413195.3977 | 6 | 512989.5379 | 321847.2707 | 49 | 37717.147 | 25073.3384 | 1 | 3629.8518 | 2322.3214 | 1 | 86082.7664 | 4376.9503 | 882358.0043 | 2895.521 | 143228.3958 | 1551.4917 | 4062.0103 | 32.0003 | 75165.091 | 312.2836 | 0 | 154252.3552 | 84.62% | 15.38% | 15729.4334 | 0 | 1976.1675 | 34.8313 | 666.2163 | 1962.4021 | 2762.4042 | 327.2759 | 19415.2125 | 65609.6706 | 623520.2563 | 708545.1393 | 2678695.3436 | 3392438.5237 | 7.213% | 3656146.7877
LOCAUX MEDICAUX #112 | TERTIAIRE | LOCAUX MEDICAUX | 18323.6854 | 2020 | 58354.906 | 52383.797 | 2500 | 2 | 22946.3082 | 8520.7683 | 481551.5013 | 497913.1969 | 9 | 680346.0706 | 462900.6672 | 60 | 39361.4528 | 32018.6841 | 1 | 3444.2248 | 2144.8524 | 1 | 92392.0673 | 4034.0466 | 930275.228 | 3259.1456 | 159901.3464 | 1435.1474 | 4813.5742 | 32.4074 | 79012.3894 | 400.6357 | 0 | 193470.9704 | 93.5% | 6.503% | 15777.0466 | 0 | 2322.492 | 34.9978 | 963.1834 | 2617.4174 | 2361.6541 | 447.2087 | 22151.2576 | 64089.2953 | 531073.4872 | 617314.0402 | 3012921.6132 | 3634429.5337 | 1.581% | 3692813.5463
LOCAUX MEDICAUX #113 | TERTIAIRE | LOCAUX MEDICAUX | 22847.5387 | 2018 | 79409.4597 | 86331.4286 | 2500 | 2 | 24771.885 | 8841.642 | 628707.987 | 816873.8747 | 9 | 802040.9888 | 595036.2181 | 61 | 61833.6661 | 51554.2789 | 1 | 4529.978 | 3132.4934 | 1 | 102871.1883 | 7272.5844 | 878935.2551 | 3615.0459 | 141100.4691 | 1599.2481 | 6380.3771 | 42.563 | 81742.8757 | 601.315 | 0 | 254926.3528 | 81.49% | 18.51% | 18602.1309 | 0 | 2273.5756 | 49.5637 | 920.9688 | 3432.9547 | 3349.5042 | 532.1356 | 27234.116 | 78671.6134 | 878203.8763 | 984109.6057 | 3405770.5084 | 4396294.054 | 4.798% | 4617860.286
LOCAUX MEDICAUX #114 | TERTIAIRE | LOCAUX MEDICAUX | 22079.5404 | 2017 | 64633.2219 | 65070.5229 | 2500 | 2 | 23599.1314 | 11465.6056 | 699396.5701 | 546083.1794 | 8 | 861376.5313 | 536543.4332 | 63 | 43622.5415 | 38295.9515 | 1 | 4255.9797 | 2352.1806 | 1 | 141716.6309 | 4800.7785 | 1080640.0698 | 3494.5147 | 151405.9966 | 2060.2934 | 7652.5784 | 53.0999 | 73814.8655 | 506.2881 | 0 | 271679.7499 | 87.55% | 12.45% | 25319.7186 | 0 | 2587.1149 | 32.3548 | 1197.0758 | 3484.7821 | 3429.0612 | 446.4103 | 32631.0181 | 80073.0965 | 925763.5114 | 1038467.626 | 3766154.5815 | 4809653.6944 | 10.16% | 5353436.8452
LOCAUX MEDICAUX #115 | TERTIAIRE | LOCAUX MEDICAUX | 19150.6943 | 2021 | 63675.5673 | 68399.0805 | 2500 | 2 | 21700.6592 | 7930.5271 | 571316.9357 | 474596.1971 | 7 | 822048.7324 | 517457.9858 | 74 | 57443.222 | 44734.7044 | 1 | 4650.4274 | 2626.8586 | 1 | 103238.7641 | 4512.4531 | 982402.0724 | 3696.724 | 161289.9647 | 1267.9237 | 5300.3746 | 45.7077 | 79060.2145 | 532.0301 | 0 | 173379.557 | 72.61% | 27.39% | 23116.2101 | 0 | 2316.4543 | 33.8721 | 913.8438 | 3297.2946 | 3046.8255 | 474.623 | 29479.2479 | 70111.3977 | 760415.2776 | 860005.9232 | 3360767.8089 | 4227079.268 | 8.867% | 4638350.9694
LOCAUX MEDICAUX #116 | TERTIAIRE | LOCAUX MEDICAUX | 24774.217 | 2017 | 78425.7945 | 65367.9555 | 2500 | 2 | 20560.8171 | 12900.5246 | 488942.581 | 664144.9769 | 12 | 780852.4749 | 629726.5563 | 103 | 57818.9441 | 41028.2507 | 1 | 4799.2402 | 2771.7004 | 2 | 112318.4813 | 5827.0005 | 1092295.2693 | 4653.9639 | 173155.7302 | 1767.243 | 7329.7152 | 50.5488 | 95378.5865 | 778.5869 | 0 | 298526.6031 | 74.25% | 25.75% | 23657.2856 | 0 | 2607.4176 | 42.4747 | 1126.9796 | 3264.6886 | 3046.9793 | 580.3036 | 39955.5094 | 92897.3197 | 848089.8442 | 980942.6733 | 3571704.2672 | 4560635.0377 | 0.7396% | 4594616.3815
LOCAUX MEDICAUX #117 | TERTIAIRE | LOCAUX MEDICAUX | 30830.2361 | 2007 | 63643.7738 | 60028.5636 | 2500 | 2 | 19310.0975 | 9932.6989 | 757272.6917 | 671886.0825 | 12 | 894886.4283 | 624360.0424 | 79 | 46559.2166 | 47474.3235 | 2 | 5405.8534 | 2271.161 | 2 | 128512.6647 | 7855.8705 | 1152077.6719 | 6681.1668 | 211687.8166 | 2499.866 | 10435.9964 | 65.8563 | 89838.1302 | 691.9016 | 0 | 321430.4306 | 80% | 20% | 35519.2169 | 0 | 4577.9994 | 64.3856 | 1132.691 | 5208.0475 | 4824.0288 | 741.3257 | 31289.3044 | 96487.5015 | 964120.3923 | 1091897.1983 | 4069648.8176 | 5168349.2863 | 3.327% | 5346206.2827
LOCAUX MEDICAUX #118 | TERTIAIRE | LOCAUX MEDICAUX | 17790.041 | 2018 | 44315.8401 | 54694.9582 | 2500 | 2 | 20821.4257 | 8811.0927 | 373054.1738 | 430522.1045 | 7 | 540587.0002 | 451632.8073 | 54 | 34331.1095 | 33235.4955 | 1 | 4205.0357 | 1686.2089 | 1 | 106860.8928 | 4791.6224 | 1033173.0454 | 3739.4932 | 131566.9649 | 1068.7476 | 3999.5645 | 31.2272 | 53654.342 | 393.4058 | 0 | 244824.2214 | 76.56% | 23.44% | 21026.659 | 0 | 2282.1593 | 28.8578 | 631.2562 | 2414.8756 | 2500.0179 | 308.9829 | 29731.1617 | 62093.2123 | 517816.9534 | 609641.3273 | 2862207.4699 | 3475857.6229 | 9.462% | 3839132.8659
LOCAUX MEDICAUX #119 | TERTIAIRE | LOCAUX MEDICAUX | 7579.5188 | 2014 | 20429.1324 | 21046.2637 | 1600 | 2 | 13109.0324 | 2985.7009 | 147559.159 | 185075.0848 | 3 | 250981.7927 | 156193.0823 | 23 | 16323.4758 | 11366.4291 | 1 | 1226.656 | 837.353 | 0 | 46185.908 | 1671.1268 | 319374.4733 | 1465.1022 | 44212.0962 | 485.6271 | 2179.3234 | 18.5919 | 30790.5931 | 198.63 | 0 | 85868.4427 | 88.26% | 11.74% | 8514.4769 | 0 | 945.4674 | 10.8702 | 273.2588 | 1220.3544 | 1139.5973 | 175.9852 | 9301.3837 | 26390.3013 | 218678.6294 | 254370.3145 | 1075477.7884 | 1331437.2843 | 3.903% | 1385518.8007
LOCAUX MEDICAUX #120 | TERTIAIRE | LOCAUX MEDICAUX | 16199.7517 | 2019 | 58235.64 | 52828.9888 | 2500 | 2 | 23067.2105 | 6230.2723 | 382746.8944 | 427182.4512 | 5 | 665893.9856 | 363819.2995 | 59 | 45561.8111 | 24327.4424 | 1 | 2621.4118 | 1908.4059 | 1 | 84133.9068 | 4810.3987 | 968517.4349 | 3471.5651 | 132358.1173 | 1541.4572 | 5127.0143 | 38.774 | 70719.5393 | 382.899 | 0 | 188221.2855 | 80.32% | 19.68% | 17206.2422 | 0 | 2073.3446 | 26.2136 | 603.4593 | 2214.5853 | 2172.4008 | 289.8044 | 17809.1197 | 62237.6822 | 732562.6781 | 812609.4799 | 2878866.8609 | 3695138.2139 | 8.326% | 4030757.4272
LOCAUX MEDICAUX #121 | TERTIAIRE | LOCAUX MEDICAUX | 15244.7856 | 2012 | 36039.1209 | 39437.9832 | 2500 | 2 | 17687.5178 | 6493.9102 | 265348.5758 | 350733.9718 | 6 | 622793.0882 | 325024.8804 | 58 | 36269.2278 | 29451.5399 | 1 | 2947.6116 | 1554.4324 | 1 | 80582.1517 | 4130.1071 | 720382.856 | 2377.8213 | 108323.0427 | 998.3221 | 4085.9795 | 26.4108 | 62993.9997 | 333.3704 | 0 | 118483.3503 | 92.21% | 7.791% | 12363.9145 | 0 | 1985.873 | 31.7054 | 663.4335 | 1877.2133 | 2782.9624 | 392.3095 | 21444.2904 | 55864.5219 | 714050.4977 | 791359.31 | 2290513.9128 | 3085911.3141 | 9.882% | 3424290.341
LOCAUX MEDICAUX #122 | TERTIAIRE | LOCAUX MEDICAUX | 28079.6265 | 2015 | 73514.2043 | 76949.1517 | 2500 | 2 | 17778.477 | 11896.4272 | 580085.2167 | 1007605.512 | 14 | 1074605.6271 | 529137.6988 | 106 | 55698.0345 | 48433.9286 | 2 | 5579.5254 | 3511.3431 | 2 | 153121.6501 | 7600.5956 | 1516605.0931 | 6051.6564 | 213942.906 | 2516.0355 | 7220.888 | 46.8143 | 125990.2236 | 643.4497 | 0 | 245351.8999 | 86.86% | 13.14% | 21177.2571 | 0 | 2512.0257 | 51.083 | 1079.7514 | 4228.3475 | 4599.8182 | 725.0621 | 41425.7065 | 82476.0277 | 1062626.9268 | 1186528.661 | 4479019.8319 | 5674039.9723 | 6.613% | 6075857.2553
LOCAUX MEDICAUX #123 | TERTIAIRE | LOCAUX MEDICAUX | 21998.6717 | 2008 | 56802.6057 | 44997.8871 | 2500 | 2 | 23818.156 | 9136.1355 | 555350.2458 | 517834.3097 | 10 | 756670.9821 | 365930.8271 | 68 | 46011.7184 | 37268.1817 | 2 | 3747.3146 | 1756.4949 | 1 | 123503.3249 | 6627.1595 | 926964.4821 | 3688.5525 | 129579.012 | 1551.3312 | 6484.8493 | 49.4399 | 79937.9547 | 459.3788 | 0 | 234018.6031 | 85.44% | 14.56% | 25589.1462 | 0 | 2633.1474 | 42.4872 | 852.4783 | 4075.9623 | 3136.5486 | 425.8137 | 19262.9742 | 51327.0893 | 897309.0506 | 967899.1142 | 3193772.5942 | 4166049.5639 | 6.755% | 4467871.4396
LOCAUX MEDICAUX #124 | TERTIAIRE | LOCAUX MEDICAUX | 26278.666 | 2012 | 75018.4485 | 82472.2735 | 2500 | 4 | 18106.4799 | 12240.7465 | 720106.0655 | 613049.172 | 9 | 967764.2062 | 598833.9672 | 101 | 44289.7929 | 53059.1891 | 2 | 5096.8576 | 2519.9332 | 2 | 103893.4975 | 6187.1179 | 1063231.1939 | 6009.8923 | 227428.8011 | 1789.7212 | 8520.2902 | 46.8499 | 97871.7739 | 649.7972 | 0 | 260935.3552 | 82.51% | 17.49% | 20660.3253 | 0 | 2781.8341 | 39.3366 | 1163.8847 | 4821.4482 | 2988.8834 | 506.3758 | 28174.7738 | 94483.2839 | 1088396.2128 | 1211054.2705 | 3978503.8995 | 5195602.4328 | 9.195% | 5721728.5332
LOCAUX MEDICAUX #125 | TERTIAIRE | LOCAUX MEDICAUX | 7252.0969 | 2013 | 25415.8623 | 21418.0371 | 1600 | 2 | 14038.1186 | 2958.2836 | 155572.9978 | 195776.6481 | 4 | 229695.8321 | 162446.6739 | 30 | 14246.3331 | 14067.4991 | 1 | 1603.0033 | 793.1345 | 0 | 43429.5304 | 2052.299 | 383374.397 | 1779.4702 | 49968.9964 | 669.4776 | 1861.6205 | 13.4094 | 29433.2411 | 215.728 | 0 | 76822.1489 | 86.32% | 13.68% | 5331.1847 | 0 | 677.5375 | 11.3679 | 347.6945 | 1039.9825 | 932.4614 | 191.0532 | 7374.0921 | 16404.2412 | 217366.1997 | 241144.533 | 1112324.059 | 1355107.8424 | 6.291% | 1446079.972
LOCAUX MEDICAUX #126 | TERTIAIRE | LOCAUX MEDICAUX | 28343.7608 | 2008 | 80807.3899 | 85001.1148 | 2500 | 2 | 19015.5484 | 9115.9958 | 450633.4255 | 705321.1822 | 11 | 887891.5091 | 389511.8778 | 88 | 50040.1641 | 43413.5086 | 2 | 3697.4628 | 2907.2375 | 1 | 116314.6711 | 6097.9288 | 1073493.8934 | 6173.3714 | 203950.3079 | 2073.8215 | 9693.0284 | 43.106 | 99450.6444 | 829.8359 | 0 | 249309.6153 | 80.04% | 19.96% | 33925.4045 | 0 | 2767.429 | 46.8809 | 1139.5901 | 3297.698 | 4716.1679 | 662.4769 | 26325.475 | 72009.1458 | 1235662.4567 | 1333997.0775 | 3584520.6217 | 4924306.0477 | 2.159% | 5032982.072
LOCAUX MEDICAUX #127 | TERTIAIRE | LOCAUX MEDICAUX | 9668.5448 | 2020 | 38354.4472 | 37049.8822 | 1600 | 2 | 12081.165 | 5514.996 | 219183.3471 | 356398.7124 | 4 | 389181.4082 | 186724.7214 | 31 | 22583.752 | 24193.0594 | 1 | 1504.1768 | 898.1865 | 0 | 66034.5462 | 2076.7632 | 419690.1545 | 2290.8601 | 89811.8916 | 586.642 | 2758.371 | 16.006 | 46831.8346 | 300.0034 | 0 | 100078.0723 | 91.62% | 8.381% | 11145.1919 | 0 | 1424.3426 | 14.8872 | 494.8624 | 1251.365 | 1633.9602 | 255.9775 | 16678.4804 | 37390.1393 | 437233.1859 | 491301.8056 | 1567488.1003 | 2061748.5873 | 7.425% | 2227117.3761
LOCAUX MEDICAUX #128 | TERTIAIRE | LOCAUX MEDICAUX | 7607.9396 | 2006 | 17528.6128 | 21525.2816 | 1600 | 2 | 14981.1502 | 2323.2209 | 143400.5139 | 192832.1748 | 4 | 215819.3562 | 152182.2949 | 28 | 14813.571 | 9489.3408 | 0 | 1139.3805 | 640.6218 | 1 | 36999.6683 | 1557.4554 | 298225.5363 | 1244.9447 | 49051.1845 | 671.6858 | 1755.4638 | 14.8433 | 27097.1313 | 238.2086 | 0 | 68097.8515 | 71.68% | 28.32% | 6220.552 | 0 | 1114.0411 | 14.8259 | 282.6962 | 1244.3425 | 1192.5174 | 137.6173 | 8683.1677 | 18751.4143 | 314967.5457 | 342402.1277 | 971751.6997 | 1316175.7457 | 4.674% | 1380715.4875
LOCAUX MEDICAUX #129 | TERTIAIRE | LOCAUX MEDICAUX | 28162.7872 | 2008 | 78578.3009 | 77213.7703 | 2500 | 2 | 19104.8872 | 10895.5793 | 571064.8732 | 749262.0881 | 12 | 698967.7515 | 434131.1427 | 103 | 65537.1769 | 49048.7542 | 2 | 4962.6772 | 1961.2277 | 2 | 152793.4711 | 7485.5055 | 1347851.6819 | 5835.7731 | 181857.0799 | 2465.9045 | 6289.3644 | 69.2886 | 67395.3163 | 770.2189 | 0 | 271126.5753 | 90.89% | 9.111% | 31793.3661 | 0 | 2532.5603 | 45.5836 | 1385.186 | 3979.3916 | 3682.6262 | 470.243 | 35231.3532 | 77136.3085 | 1111893.0523 | 1224260.7141 | 3830923.6221 | 5063071.1083 | 2.715% | 5204345.6278
LOCAUX MEDICAUX #130 | TERTIAIRE | LOCAUX MEDICAUX | 20411.4927 | 2016 | 78200.0089 | 65761.583 | 2500 | 2 | 22151.9716 | 9948.6406 | 410415.9134 | 605754.9186 | 7 | 633603.0964 | 332737.1128 | 60 | 45630.9222 | 40604.3071 | 1 | 2965.9047 | 1871.1624 | 1 | 123718.441 | 5857.6665 | 1042973.3317 | 4085.6479 | 146788.1446 | 1969.9857 | 4680.7716 | 49.0059 | 84445.8376 | 412.4205 | 0 | 186507.3845 | 81.52% | 18.48% | 15325.4395 | 0 | 2931.1892 | 31.1482 | 984.2391 | 2346.2773 | 2882.3388 | 479.2121 | 28074.4256 | 59357.7129 | 705214.9362 | 792647.0748 | 3069293.4609 | 3866685.8179 | 8.788% | 4239217.2993
LOCAUX MEDICAUX #131 | TERTIAIRE | LOCAUX MEDICAUX | 16854.8693 | 2016 | 62735.8976 | 43386.8946 | 2500 | 2 | 24240.5606 | 8190.3234 | 386666.9696 | 607191.498 | 8 | 743249.6492 | 271911.1712 | 51 | 36523.836 | 36127.065 | 1 | 3265.9819 | 1780.8651 | 1 | 84640.0044 | 5230.1759 | 587574.0861 | 3428.0714 | 160141.889 | 1030.0268 | 5364.8295 | 37.5048 | 66897.8039 | 475.7481 | 0 | 182310.8504 | 83.91% | 16.09% | 16087.1351 | 0 | 2495.9265 | 25.5258 | 900.5706 | 2039.6743 | 2144.8406 | 346.2972 | 21056.6782 | 43721.6124 | 718800.2465 | 783578.5371 | 2556024.2247 | 3343549.0704 | 6.266% | 3567069.8125
LOCAUX MEDICAUX #132 | TERTIAIRE | LOCAUX MEDICAUX | 18083.3973 | 2014 | 61468.9693 | 42515.6997 | 2500 | 2 | 19294.6593 | 9283.8669 | 436854.6759 | 473607.9458 | 8 | 571327.4922 | 299221.6011 | 65 | 38988.1286 | 29745.902 | 1 | 2991.1417 | 1993.738 | 1 | 93671.9324 | 5360.588 | 855147.1215 | 3629.7024 | 133860.0312 | 1727.877 | 4538.6298 | 31.618 | 78674.6974 | 406.0543 | 0 | 214300.1295 | 91.65% | 8.349% | 19108.5561 | 0 | 2096.8441 | 26.3648 | 947.1083 | 2827.2238 | 2649.1831 | 331.6609 | 22765.1861 | 46348.2941 | 805163.9071 | 874277.3872 | 2743716.7291 | 3622860.3014 | 6.231% | 3863587.6004
LOCAUX MEDICAUX #133 | TERTIAIRE | LOCAUX MEDICAUX | 19696.9398 | 2021 | 81387.3141 | 74012.2845 | 2500 | 2 | 17754.7948 | 11843.2589 | 562795.1252 | 618337.0393 | 7 | 694653.2536 | 430622.7154 | 53 | 59564.0167 | 44359.8076 | 1 | 5037.7669 | 2561.6249 | 1 | 120646.1254 | 5473.6971 | 973169.6198 | 3097.9236 | 180663.5217 | 1276.0998 | 5272.9761 | 45.7409 | 98498.5644 | 408.8401 | 0 | 174318.8395 | 77.26% | 22.74% | 20037.1336 | 0 | 1974.6509 | 39.5556 | 945.2608 | 2865.4466 | 3606.9355 | 373.1178 | 30965.775 | 58777.546 | 599012.841 | 688756.162 | 3288860.2497 | 3983531.257 | 6.371% | 4254612.6073
LOCAUX MEDICAUX #134 | TERTIAIRE | LOCAUX MEDICAUX | 13359.6456 | 2015 | 35019.3133 | 39335.0528 | 2500 | 2 | 24048.1526 | 5692.6069 | 332287.9536 | 435995.2454 | 6 | 483491.8648 | 236415.9469 | 40 | 23758.7495 | 29506.0175 | 1 | 2679.8524 | 1649.0444 | 1 | 75411.4997 | 3875.3308 | 476853.2811 | 2502.7618 | 121380.526 | 893.6591 | 4343.6422 | 32.9253 | 45597.6506 | 338.6746 | 0 | 168053.6396 | 72.08% | 27.92% | 13837.8913 | 0 | 1759.4023 | 30.6855 | 711.9976 | 2018.5069 | 2222.2892 | 288.7171 | 20382.6381 | 47329.6548 | 490232.4075 | 557944.7004 | 1974414.6022 | 2535479.8785 | 3.11% | 2616868.5485
LOCAUX MEDICAUX #135 | TERTIAIRE | LOCAUX MEDICAUX | 19961.938 | 2008 | 42693.1723 | 49636.8756 | 2500 | 2 | 21071.4841 | 6390.8641 | 332683.5616 | 591157.1619 | 10 | 482019.3408 | 337109.7515 | 62 | 33063.2494 | 25388.0231 | 1 | 2923.718 | 1374.2171 | 1 | 102542.3294 | 4939.4134 | 700194.0602 | 3946.5179 | 99701.8722 | 1405.2562 | 4764.5969 | 33.4207 | 52699.5103 | 520.6447 | 0 | 134861.1153 | 68.29% | 31.71% | 22676.929 | 0 | 2533.6775 | 31.8883 | 896.7902 | 3484.6039 | 3309.5049 | 515.2695 | 23559.4098 | 53509.7644 | 897200.377 | 974269.5512 | 2227467.2919 | 3206655.4205 | 5.129% | 3380026.0338
LOCAUX MEDICAUX #136 | TERTIAIRE | LOCAUX MEDICAUX | 11110.0589 | 2011 | 33429.0526 | 36029.6748 | 2500 | 2 | 18962.768 | 4983.5849 | 194038.9301 | 237627.8757 | 4 | 395705.6995 | 223265.3265 | 39 | 27787.2715 | 21156.1854 | 1 | 1849.1361 | 901.8402 | 1 | 61188.2818 | 3445.6376 | 392594.1003 | 1721.6131 | 72305.3529 | 940.4642 | 3669.5293 | 21.4686 | 41545.8674 | 300.3634 | 0 | 126051.0343 | 84.17% | 15.83% | 11437.2003 | 0 | 1115.7124 | 22.9536 | 592.8904 | 1938.4637 | 2038.8392 | 206.5268 | 15833.9692 | 30828.9139 | 426731.5489 | 473394.432 | 1508093.2111 | 1983596.0224 | 9.269% | 2186242.1999
LOCAUX MEDICAUX #137 | TERTIAIRE | LOCAUX MEDICAUX | 10084.3821 | 2016 | 37793.5676 | 28574.9339 | 2500 | 2 | 20283.2587 | 4974.0235 | 281061.8101 | 325907.0486 | 4 | 275302.5965 | 174304.7269 | 33 | 20380.2162 | 18063.5704 | 1 | 1955.8147 | 1352.0396 | 1 | 59600.4476 | 2164.8434 | 400408.8843 | 2160.6635 | 93498.2856 | 768.2394 | 2587.1408 | 17.0869 | 36230.8146 | 222.7276 | 0 | 111307.2958 | 85.54% | 14.46% | 9742.9586 | 0 | 1336.4111 | 23.4884 | 388.4026 | 1865.1469 | 1280.0362 | 169.8257 | 12260.8026 | 34946.8641 | 391265.2371 | 438472.9037 | 1471511.8837 | 1913128.3197 | 3.549% | 1983521.8127
LOCAUX MEDICAUX #138 | TERTIAIRE | LOCAUX MEDICAUX | 10300.0452 | 2015 | 23859.5712 | 37805.7222 | 2500 | 2 | 21905.5962 | 5014.7051 | 290898.2074 | 310110.6623 | 4 | 315963.7137 | 172559.1955 | 35 | 24875.6188 | 23042.3074 | 1 | 1708.911 | 858.1664 | 1 | 57149.0012 | 3223.3567 | 416065.1716 | 1844.5348 | 69317.8693 | 876.8313 | 2716.9879 | 16.9049 | 40560.1332 | 199.1529 | 0 | 116384.3003 | 76.2% | 23.8% | 11907.1932 | 0 | 1480.6541 | 24.3101 | 574.4875 | 1771.461 | 1823.5739 | 176.8386 | 16537.4553 | 34387.5914 | 337661.7245 | 388586.7712 | 1526233.2509 | 1917847.5276 | 3.247% | 1982206.6867
LOCAUX MEDICAUX #139 | TERTIAIRE | LOCAUX MEDICAUX | 20130.8295 | 2016 | 64599.8365 | 62862.7559 | 2500 | 2 | 19214.8839 | 10180.7656 | 387655.0057 | 604052.4826 | 7 | 730707.701 | 524205.9717 | 72 | 58767.8869 | 29706.9518 | 1 | 3014.4864 | 2008.6419 | 1 | 85272.6821 | 5860.9391 | 952719.9901 | 4102.4808 | 170531.586 | 1904.6971 | 6727.1025 | 42.9208 | 79976.792 | 441.5104 | 0 | 202526.0999 | 79.76% | 20.24% | 19914.454 | 0 | 2360.9981 | 35.605 | 746.9731 | 2792.5323 | 2479.2306 | 329.0592 | 32358.7251 | 53595.6965 | 925380.5883 | 1011335.0098 | 3045817.2449 | 4063160.5737 | 8.797% | 4455076.2012
LOCAUX MEDICAUX #140 | TERTIAIRE | LOCAUX MEDICAUX | 9890.3287 | 2017 | 27734.6656 | 38671.8365 | 1600 | 2 | 14443.4112 | 3899.9032 | 257321.6878 | 287181.3326 | 4 | 369945.4353 | 227408.7266 | 31 | 29175.7616 | 17696.9717 | 1 | 2132.6727 | 988.0533 | 1 | 53189.5363 | 3284.0404 | 463584.5868 | 2400.7303 | 96019.4566 | 619.9069 | 2234.4944 | 21.0709 | 44798.5894 | 216.1505 | 0 | 104337.4156 | 93.68% | 6.324% | 9254.4948 | 0 | 1025.9862 | 14.4711 | 456.3591 | 1415.4824 | 1319.5439 | 198.7193 | 12258.1591 | 39393.2217 | 349274.574 | 400925.9547 | 1623020.2511 | 2027216.8501 | 7.342% | 2187857.6889
LOCAUX MEDICAUX #141 | TERTIAIRE | LOCAUX MEDICAUX | 9534.8448 | 2019 | 38268.6928 | 31876.7534 | 1600 | 2 | 15016.7088 | 4395.016 | 200934.1807 | 246581.7509 | 5 | 421816.9299 | 270869.9025 | 35 | 28275.645 | 17156.5439 | 1 | 2092.2162 | 951.868 | 1 | 43234.0681 | 1999.4931 | 543228.4854 | 1905.7656 | 80638.2827 | 674.3983 | 2499.381 | 15.5897 | 35196.1605 | 229.4269 | 0 | 101577.3105 | 91.46% | 8.54% | 7482.3648 | 0 | 1141.4495 | 17.24 | 480.7022 | 1721.7066 | 1481.0139 | 254.4501 | 10272.679 | 32328.8968 | 444032.9259 | 486634.5018 | 1655048.9074 | 2143785.1467 | 5.651% | 2272192.3842
LOCAUX MEDICAUX #142 | TERTIAIRE | LOCAUX MEDICAUX | 17894.505 | 2019 | 71960.2239 | 46213.0251 | 2500 | 2 | 21407.7916 | 9742.466 | 389141.3466 | 576092.5528 | 7 | 791011.1017 | 404789.3056 | 65 | 37162.2102 | 36660.408 | 1 | 3913.9056 | 2452.2448 | 1 | 93918.0818 | 4644.8848 | 686357.4001 | 2796.3186 | 171748.9538 | 1725.0563 | 3952.5217 | 35.9119 | 76711.8447 | 472.1631 | 0 | 252294.9185 | 79.13% | 20.87% | 21504.8262 | 0 | 2623.5062 | 30.8822 | 688.0831 | 2726.8009 | 2075.9913 | 337.7948 | 19906.4996 | 64556.0909 | 618660.82 | 703123.4105 | 2856082.7028 | 3564646.8093 | 7.912% | 3870897.7884
LOCAUX MEDICAUX #143 | TERTIAIRE | LOCAUX MEDICAUX | 12987.4821 | 2016 | 46379.64 | 41287.2999 | 2500 | 2 | 20616.1861 | 6040.2919 | 268305.9508 | 308984.5407 | 7 | 495880.2739 | 239908.4024 | 42 | 29949.4808 | 30195.1265 | 1 | 3073.8134 | 1123.1724 | 1 | 89394.2759 | 3394.9099 | 714558.6992 | 2654.3338 | 96016.7395 | 1038.2976 | 3940.4253 | 21.2203 | 52138.3843 | 314.3817 | 0 | 165351.7975 | 86.2% | 13.8% | 10814.5393 | 0 | 1368.1234 | 25.4364 | 712.3057 | 1484.8619 | 1685.8901 | 341.6828 | 14180.3197 | 44509.5423 | 584937.3294 | 643627.1915 | 2174526.484 | 2822064.7701 | 7.865% | 3062979.3214
LOCAUX MEDICAUX #144 | TERTIAIRE | LOCAUX MEDICAUX | 26609.2753 | 2018 | 76593.859 | 70683.7695 | 2500 | 2 | 23833.0104 | 14443.0472 | 788469.8058 | 706062.8816 | 9 | 1231729.9808 | 614360.4178 | 77 | 57392.7133 | 41491.7333 | 1 | 6074.2136 | 3610.7332 | 1 | 130196.4786 | 6710.8078 | 1485798.9519 | 5630.0197 | 184214.6939 | 1702.1379 | 9056.7042 | 43.0246 | 110938.6675 | 515.3699 | 0 | 296462.6996 | 90.64% | 9.362% | 31754.1336 | 0 | 3414.4825 | 58.0089 | 1056.1115 | 4901.8948 | 4355.6718 | 440.9216 | 32436.4522 | 82699.5998 | 1017158.0707 | 1132294.1227 | 4805545.7869 | 5946415.2505 | 8.898% | 6527236.3293
LOCAUX MEDICAUX #145 | TERTIAIRE | LOCAUX MEDICAUX | 12719.8479 | 2010 | 37380.1724 | 41265.4253 | 2500 | 2 | 24385.2228 | 6072.9211 | 321761.6427 | 348220.7432 | 4 | 345444.1283 | 273443.2245 | 42 | 21343.4255 | 17689.4687 | 1 | 1640.1986 | 1001.0719 | 1 | 52951.0188 | 3709.745 | 554098.9929 | 3101.9442 | 67142.0071 | 965.4615 | 3320.3726 | 20.3718 | 39188.2122 | 333.0403 | 0 | 97357.8256 | 84.21% | 15.79% | 13753.6355 | 0 | 1798.5894 | 21.9753 | 545.8779 | 2353.3682 | 1598.8426 | 267.793 | 12885.3796 | 40857.4094 | 539868.629 | 593611.418 | 1724590.2366 | 2321279.7872 | 8.654% | 2541185.8922
LOCAUX MEDICAUX #146 | TERTIAIRE | LOCAUX MEDICAUX | 29324.1423 | 2012 | 89610.5679 | 67339.246 | 2500 | 2 | 18983.0515 | 10671.7717 | 537998.0144 | 693812.9153 | 14 | 1112091.6487 | 476240.0871 | 117 | 66167.1463 | 48696.5708 | 2 | 4840.7907 | 3340.1471 | 2 | 152024.954 | 6778.982 | 962284.4831 | 4711.3656 | 234646.7969 | 2539.0936 | 7117.6006 | 52.8543 | 79116.57 | 868.3501 | 0 | 302209.8815 | 77.74% | 22.26% | 34601.7932 | 0 | 2866.4077 | 66.7587 | 1067.8263 | 3775.3725 | 5049.5685 | 629.1823 | 44232.5252 | 99296.6447 | 860424.3029 | 1003953.4728 | 3959339.5639 | 4971561.5802 | 7.238% | 5359505.8399
LOCAUX MEDICAUX #147 | TERTIAIRE | LOCAUX MEDICAUX | 17822.6482 | 2020 | 47613.8432 | 68942.8029 | 2500 | 2 | 23300.0284 | 6710.6898 | 533488.0865 | 624439.4138 | 6 | 534029.908 | 363127.4489 | 70 | 35038.9894 | 43622.1193 | 1 | 2975.6999 | 2454.7348 | 1 | 133697.8977 | 4689.0483 | 1036760.4672 | 3415.8897 | 153525.0539 | 1248.0862 | 5834.085 | 43.6503 | 87050.2909 | 456.8443 | 0 | 236636.0939 | 79.63% | 20.37% | 19990.1135 | 0 | 2006.5337 | 32.2724 | 769.154 | 3234.9997 | 2341.7056 | 385.05 | 26224.8174 | 61104.8825 | 732874.7633 | 820204.4632 | 3116855.6986 | 3941694.6372 | 2.011% | 4022583.4578
LOCAUX MEDICAUX #148 | TERTIAIRE | LOCAUX MEDICAUX | 29693.6578 | 2012 | 68518.918 | 65247.5027 | 2500 | 2 | 19964.8909 | 9185.3767 | 516175.8126 | 694422.4119 | 12 | 957545.4835 | 624016.109 | 89 | 55260.2683 | 60709.6945 | 2 | 6419.1198 | 2475.3824 | 2 | 115410.4281 | 9854.2937 | 1150478.4539 | 5790.8792 | 226128.4985 | 2485.8036 | 7513.5908 | 67.0123 | 105062.1558 | 842.9352 | 0 | 224261.8356 | 90.55% | 9.446% | 30310.0432 | 0 | 3162.3554 | 44.5444 | 1530.609 | 4750.5312 | 4509.6 | 676.2875 | 31277.0457 | 98443.031 | 859664.3075 | 989384.3843 | 3817363.1985 | 4812917.6511 | 4.383% | 5033513.52
LOCAUX MEDICAUX #149 | TERTIAIRE | LOCAUX MEDICAUX | 7077.8525 | 2015 | 22103.0029 | 18742.9642 | 1600 | 2 | 15227.4757 | 3633.9798 | 169618.7995 | 219445.8464 | 3 | 282788.8919 | 151624.6166 | 21 | 16623.6425 | 15086.0056 | 0 | 1569.3352 | 714.2493 | 0 | 39463.2199 | 1639.1611 | 313489.2675 | 1454.7401 | 50261.3632 | 510.5532 | 1942.1083 | 16.1504 | 19467.5916 | 208.8619 | 0 | 81350.3384 | 79.29% | 20.71% | 7762.7591 | 0 | 1050.3752 | 12.4555 | 322.9684 | 1058.189 | 1317.092 | 127.6449 | 10749.2594 | 24638.3611 | 296404.8639 | 331792.4844 | 1109391.8552 | 1443247.9939 | 1.251% | 1461532.4352
LOCAUX MEDICAUX #150 | TERTIAIRE | LOCAUX MEDICAUX | 7515.6768 | 2010 | 18365.8238 | 21343.207 | 1600 | 2 | 15738.5709 | 2697.9311 | 162616.1115 | 239085.2401 | 3 | 184550.7674 | 165599.3804 | 20 | 14767.7907 | 14211.3419 | 1 | 1484.3981 | 825.5072 | 0 | 36176.9109 | 2317.541 | 318592.8122 | 1582.9039 | 48263.1235 | 480.9437 | 2334.6466 | 13.1463 | 21376.4705 | 216.8769 | 0 | 86399.0867 | 77.3% | 22.7% | 7665.5704 | 0 | 684.7462 | 16.8617 | 269.8233 | 897.9641 | 1270.2005 | 154.7339 | 8822.8103 | 17993.8373 | 348699.4882 | 375516.1357 | 992183.4205 | 1369185.0664 | 8.028% | 1488692.0615
LOCAUX MEDICAUX #151 | TERTIAIRE | LOCAUX MEDICAUX | 9981.4436 | 2015 | 32480.8773 | 33889.0906 | 1600 | 2 | 11843.8499 | 3819.5784 | 261080.8004 | 315730.6132 | 4 | 392114.0724 | 251539.7398 | 28 | 19671.2058 | 21460.7026 | 1 | 2151.5954 | 1159.9813 | 1 | 44743.353 | 2071.3305 | 346216.5622 | 1888.8891 | 59337.344 | 794.2895 | 3074.7908 | 22.457 | 40412.9483 | 291.0271 | 0 | 91748.6969 | 78.97% | 21.03% | 10557.7683 | 0 | 1221.2093 | 23.3427 | 339.9349 | 1699.7363 | 1168.8632 | 195.5743 | 11812.1616 | 38947.9856 | 283366.3976 | 334126.5447 | 1450734.1146 | 1788085.9252 | 8.422% | 1952519.081
LOCAUX MEDICAUX #152 | TERTIAIRE | LOCAUX MEDICAUX | 25771.4398 | 2016 | 69450.6802 | 86557.4109 | 2500 | 4 | 18891.5574 | 14324.4305 | 717525.1543 | 916924.8538 | 11 | 896971.9566 | 655831.8007 | 67 | 67355.239 | 48844.4292 | 1 | 5894.611 | 2278.9522 | 1 | 155327.6806 | 6273.349 | 1398412.0298 | 4304.9041 | 245553.7391 | 2268.5133 | 7403.5102 | 54.219 | 85992.6547 | 701.7172 | 0 | 312142.8831 | 83.72% | 16.28% | 22250.2767 | 0 | 3773.9594 | 53.1901 | 1101.7551 | 3254.3697 | 3659.3147 | 659.4838 | 38902.5127 | 97499.8133 | 789020.4159 | 925422.7419 | 4410271.1834 | 5344041.3994 | 6.379% | 5708175.6348
LOCAUX MEDICAUX #153 | TERTIAIRE | LOCAUX MEDICAUX | 24969.3799 | 2007 | 71780.8916 | 59546.5806 | 2500 | 2 | 19509.1253 | 10261.2551 | 426719.2736 | 526434.3133 | 10 | 683957.192 | 430059.4063 | 84 | 58677.3058 | 35124.7011 | 2 | 3379.5654 | 1909.604 | 1 | 101102.2778 | 8434.9988 | 874186.6727 | 5647.5853 | 176542.1634 | 2388.7243 | 7316.392 | 45.346 | 88402.2099 | 484.4694 | 0 | 192489.5191 | 65.65% | 34.35% | 29189.9154 | 0 | 2322.581 | 45.5211 | 1233.8714 | 3621.9173 | 3087.2704 | 573.5978 | 28883.0431 | 79749.709 | 971539.3308 | 1080172.083 | 3004359.7772 | 4090149.2271 | 3.045% | 4218613.1831
LOCAUX MEDICAUX #154 | TERTIAIRE | LOCAUX MEDICAUX | 24329.9488 | 2021 | 92768.7758 | 78492.47 | 2500 | 2 | 20788.604 | 14787.8312 | 705191.8472 | 706751.9176 | 9 | 1119437.3645 | 541033.7608 | 90 | 75751.9559 | 39645.167 | 1 | 5542.4764 | 2700.2237 | 1 | 170424.9147 | 5549.452 | 1025134.4931 | 3791.973 | 243641.8154 | 2274.4699 | 6222.3172 | 50.8659 | 104366.6335 | 685.1611 | 0 | 347044.4704 | 82.34% | 17.66% | 22168.1048 | 0 | 3087.1323 | 52.5536 | 1034.4678 | 3924.5049 | 3592.9145 | 610.1817 | 33797.9256 | 93393.9862 | 1139496.6736 | 1266688.5854 | 4323668.5549 | 5598359.7567 | 9.279% | 6170966.7868
LOCAUX MEDICAUX #155 | TERTIAIRE | LOCAUX MEDICAUX | 18898.0515 | 2015 | 61727.7124 | 48632.061 | 2500 | 2 | 24393.0045 | 7529.1302 | 459092.0663 | 440234.8295 | 8 | 729706.1471 | 347182.4144 | 57 | 34817.1805 | 38144.2094 | 1 | 4275.2238 | 2207.8185 | 1 | 81592.5732 | 5143.963 | 1003457.7272 | 3124.2067 | 134952.7044 | 1479.3711 | 5132.0515 | 37.1265 | 70686.3614 | 434.0012 | 0 | 216264.7357 | 91.72% | 8.278% | 17346.4011 | 0 | 2717.6723 | 29.8535 | 781.9082 | 2765.6633 | 2199.2081 | 415.5021 | 20808.2821 | 70779.3625 | 658957.7938 | 750545.4385 | 3095536.0839 | 3849889.8581 | 9.853% | 4270658.7569
LOCAUX MEDICAUX #156 | TERTIAIRE | LOCAUX MEDICAUX | 20394.5777 | 2017 | 72669.3649 | 48480.1752 | 2500 | 2 | 22623.9407 | 8983.2254 | 420763.6375 | 509834.8847 | 10 | 893912.2507 | 409952.6073 | 83 | 38772.5003 | 30439.6865 | 1 | 3960.3333 | 2515.1565 | 1 | 95717.8199 | 4263.6486 | 1138080.5031 | 4509.6919 | 166059.3107 | 1894.6691 | 6461.7782 | 31.9809 | 90671.137 | 538.9814 | 0 | 219747.0605 | 90.09% | 9.911% | 24410.8409 | 0 | 2299.9253 | 33.818 | 860.7479 | 2915.5235 | 2672.1166 | 351.6786 | 27350.1694 | 50475.4198 | 805457.8278 | 883283.4171 | 3444080.7354 | 4331798.1357 | 10.16% | 4821464.1101
LOCAUX MEDICAUX #157 | TERTIAIRE | LOCAUX MEDICAUX | 26334.2558 | 2009 | 75856.3856 | 84039.0147 | 2500 | 2 | 19629.5467 | 11333.6003 | 483309.0174 | 640781.3017 | 11 | 672734.3961 | 548823.4862 | 82 | 45259.1557 | 34148.4966 | 2 | 5241.1603 | 2314.658 | 2 | 111013.0571 | 7862.8471 | 1265023.8344 | 5435.8536 | 196403.1615 | 2018.309 | 6237.0961 | 63.0853 | 70963.1895 | 745.0782 | 0 | 196908.2624 | 76.17% | 23.83% | 27235.6672 | 0 | 2550.8727 | 40.5071 | 1211.0003 | 4768.3059 | 3368.2988 | 601.8893 | 22739.1958 | 69422.4336 | 1061630.3241 | 1153791.9536 | 3483392.948 | 4644456.1306 | 2.028% | 4740597.7778
LOCAUX MEDICAUX #158 | TERTIAIRE | LOCAUX MEDICAUX | 28152.4947 | 2020 | 95205.7817 | 98735.8204 | 2500 | 2 | 24544.316 | 15378.501 | 850034.6836 | 785170.4921 | 10 | 837103.8446 | 750532.1144 | 115 | 85835.5758 | 52232.048 | 1 | 6136.943 | 2887.9254 | 1 | 193526.0718 | 6023.6908 | 1197099.9247 | 6130.6296 | 287702.9095 | 1876.1199 | 7946.4108 | 52.4391 | 89338.6644 | 679.5923 | 0 | 351613.1719 | 91.79% | 8.212% | 26723.7232 | 0 | 3967.9609 | 49.0436 | 1392.0723 | 4475.3247 | 3754.0466 | 546.0761 | 32620.4427 | 87716.5627 | 826770.2238 | 947107.2292 | 4446383.4248 | 5400092.6369 | 3.486% | 5595133.9125
LOCAUX MEDICAUX #159 | TERTIAIRE | LOCAUX MEDICAUX | 25278.9782 | 2020 | 101671.7642 | 86667.5848 | 2500 | 2 | 23932.8734 | 9898.5812 | 710406.5811 | 837346.9696 | 13 | 1177868.1507 | 727736.4652 | 100 | 67246.7207 | 49045.938 | 2 | 4059.3471 | 3670.0368 | 1 | 151311.176 | 8026.0359 | 1109318.2884 | 4172.3095 | 246723.8756 | 1636.6664 | 8646.4158 | 55.3554 | 125759.4248 | 749.3826 | 0 | 257316.3468 | 92.36% | 7.644% | 25337.3013 | 0 | 3015.8672 | 48.1676 | 1018.2672 | 3251.7222 | 4273.4158 | 439.516 | 45032.2578 | 93431.7039 | 1119994.8699 | 1258458.8315 | 4403326.7293 | 5668718.2617 | 1.671% | 5765028.4678
LOCAUX MEDICAUX #160 | TERTIAIRE | LOCAUX MEDICAUX | 8770.3697 | 2011 | 21809.8949 | 18573.581 | 1600 | 2 | 13722.019 | 3994.2927 | 211163.2029 | 203912.6753 | 3 | 334433.9031 | 150158.8946 | 31 | 15386.3846 | 12312.2441 | 1 | 1610.3531 | 778.3467 | 0 | 37705.0113 | 2946.9529 | 448393.4262 | 1714.8463 | 57951.0264 | 640.0254 | 2559.1518 | 13.7467 | 34057.1285 | 264.5863 | 0 | 92957.1086 | 91.16% | 8.836% | 9125.6193 | 0 | 1214.0624 | 14.209 | 392.9416 | 1453.9063 | 1593.0933 | 203.8301 | 10047.122 | 20426.9236 | 338824.5252 | 369298.5708 | 1375691.6668 | 1746663.4185 | 8.109% | 1900807.3067
LOCAUX MEDICAUX #161 | TERTIAIRE | LOCAUX MEDICAUX | 28501.278 | 2011 | 61274.111 | 84321.5632 | 2500 | 2 | 19226.2677 | 9992.8261 | 711945.6457 | 869687.3214 | 14 | 1023755.5947 | 474870.0534 | 85 | 59287.6471 | 42880.6133 | 2 | 4834.9219 | 2182.6888 | 2 | 153871.6932 | 6682.9977 | 1162132.827 | 6844.0747 | 164537.748 | 2165.9538 | 8324.0781 | 68.6625 | 115500.6505 | 880.6476 | 0 | 213171.3011 | 86.96% | 13.04% | 33202.4195 | 0 | 3102.2744 | 46.3408 | 1203.0343 | 4915.6931 | 4437.2222 | 595.8548 | 35133.0349 | 74108.0077 | 1274366.8207 | 1383607.8633 | 4076599.2133 | 5468814.9457 | 8.369% | 5968274.8776
LOCAUX MEDICAUX #162 | TERTIAIRE | LOCAUX MEDICAUX | 15540.2609 | 2016 | 44952.919 | 49022.2312 | 2500 | 2 | 24610.2357 | 8515.7206 | 382975.4987 | 448075.319 | 8 | 534291.9771 | 330293.4983 | 40 | 45502.3713 | 30007.4476 | 1 | 2922.1752 | 1790.7204 | 1 | 105513.4554 | 4201.0882 | 774734.1538 | 2838.3085 | 133134.6912 | 1167.5321 | 4703.6574 | 37.2757 | 53824.9136 | 372.1038 | 0 | 172804.4661 | 76.71% | 23.29% | 12957.8692 | 0 | 1717.3157 | 32.0109 | 803.5749 | 2761.5978 | 2600.4004 | 334.8227 | 21523.5451 | 39154.7031 | 476405.6844 | 537083.9326 | 2491945.6445 | 3033438.3216 | 6.119% | 3231163.0394
LOCAUX MEDICAUX #163 | TERTIAIRE | LOCAUX MEDICAUX | 19195.6533 | 2019 | 49303.9051 | 69997.1686 | 2500 | 2 | 23651.8764 | 7802.7355 | 502743.1408 | 503855.5483 | 6 | 901563.4463 | 348327.636 | 77 | 36491.0123 | 40104.1941 | 1 | 4354.7614 | 2249.8151 | 1 | 138799.0945 | 6476.2218 | 858012.7299 | 2853.6804 | 167678.0111 | 1659.7828 | 4612.2337 | 44.2554 | 86705.6849 | 398.0295 | 0 | 254925.6638 | 76.97% | 23.03% | 22810.468 | 0 | 2622.6644 | 28.2911 | 923.0661 | 2403.7759 | 3418.5493 | 391.6019 | 23611.5421 | 80273.8741 | 654156.8658 | 758042.282 | 3347858.5349 | 4112074.7463 | 2.513% | 4218070.9331
LOCAUX MEDICAUX #164 | TERTIAIRE | LOCAUX MEDICAUX | 31063.4936 | 2009 | 62345.158 | 71435.4657 | 2500 | 2 | 20997.8438 | 9585.8041 | 724222.6367 | 706175.3225 | 15 | 862300.9065 | 431831.4537 | 96 | 50354.9037 | 44499.1209 | 2 | 4336.6426 | 2990.9864 | 2 | 145740.9429 | 8871.5086 | 987832.7711 | 5534.3914 | 179907.764 | 2340.1273 | 10533.8417 | 51.152 | 101972.0076 | 857.5651 | 0 | 274097.8803 | 70.85% | 29.15% | 33047.7788 | 0 | 4104.8107 | 73.3365 | 1649.6502 | 5000.0028 | 5039.514 | 757.1082 | 33525.396 | 99765.8455 | 1365106.6321 | 1498397.8736 | 3797162.4735 | 5304481.4353 | 5.961% | 5640725.2299
LOCAUX MEDICAUX #165 | TERTIAIRE | LOCAUX MEDICAUX | 13907.1016 | 2009 | 35703.8294 | 38226.9199 | 2500 | 2 | 21698.5334 | 5790.4251 | 252408.8809 | 310822.2286 | 7 | 517560.0043 | 195354.2609 | 48 | 30224.3803 | 26280.6375 | 1 | 2763.5428 | 1433.9683 | 1 | 78483.6601 | 3445.3091 | 497587.6156 | 2453.9368 | 92939.8621 | 1084.2518 | 3983.7672 | 35.2333 | 38988.6098 | 350.9374 | 0 | 100423.741 | 90.39% | 9.609% | 14345.0806 | 0 | 1724.7775 | 31.5717 | 637.4019 | 2449.9556 | 2007.2649 | 285.4756 | 14576.6345 | 45968.7044 | 415656.6999 | 476202.0388 | 1842470.3288 | 2321759.2039 | 4.228% | 2424248.7416
LOCAUX MEDICAUX #166 | TERTIAIRE | LOCAUX MEDICAUX | 20715.3055 | 2010 | 47945.1295 | 57271.3999 | 2500 | 2 | 18629.7058 | 6171.2116 | 384814.3465 | 640722.9515 | 8 | 510297.7041 | 328516.4326 | 57 | 52537.2227 | 26660.2797 | 1 | 3995.0066 | 1654.3289 | 1 | 120754.5549 | 5850.6699 | 1005032.0496 | 4748.8102 | 110834.5299 | 1728.5481 | 6724.1035 | 46.4969 | 56115.1994 | 651.4495 | 0 | 147696.5043 | 87.69% | 12.31% | 16947.592 | 0 | 2454.1997 | 41.9508 | 988.3354 | 3209.2581 | 3747.2977 | 496.3548 | 26137.5873 | 71284.9194 | 763731.2009 | 861153.7076 | 2735308.1009 | 3600629.7768 | 5.167% | 3796824.4372
LOCAUX MEDICAUX #167 | TERTIAIRE | LOCAUX MEDICAUX | 12280.248 | 2007 | 33020.1114 | 31891.0996 | 2500 | 2 | 23538.4081 | 4334.2936 | 225967.8875 | 296496.7356 | 5 | 388379.9663 | 233897.9778 | 40 | 20240.8855 | 16888.3233 | 1 | 1434.7744 | 1101.2676 | 1 | 53856.253 | 3039.3452 | 380095.8511 | 1920.4024 | 87932.4002 | 786.3541 | 3746.7461 | 23.1594 | 40389.2383 | 240.5425 | 0 | 118108.8995 | 92.06% | 7.938% | 9898.7269 | 0 | 1667.4832 | 27.0448 | 486.0603 | 1913.3298 | 1979.3469 | 302.0583 | 13380.7155 | 36433.7109 | 358579.9252 | 408394.3516 | 1510711.1569 | 1922411.9521 | 8.481% | 2100562.7491
LOCAUX MEDICAUX #168 | TERTIAIRE | LOCAUX MEDICAUX | 24771.1926 | 2022 | 107339.7648 | 106292.557 | 2500 | 4 | 21794.904 | 13046.5068 | 756969.448 | 976347.7337 | 9 | 1189302.3114 | 462057.9575 | 82 | 57775.1846 | 50568.026 | 1 | 5549.7609 | 2492.1921 | 1 | 190850.985 | 7382.6217 | 1046781.8938 | 5108.1248 | 241963.079 | 1641.7518 | 7681.6763 | 38.7221 | 103202.7327 | 558.3951 | 0 | 327541.7774 | 80.28% | 19.72% | 19584.7023 | 0 | 3453.4358 | 42.7017 | 844.126 | 3896.783 | 3578.9448 | 627.9641 | 42557.5758 | 84058.3583 | 1034747.3332 | 1161363.2674 | 4496785.7105 | 5667570.0998 | 8.784% | 6213323.8175
LOCAUX MEDICAUX #169 | TERTIAIRE | LOCAUX MEDICAUX | 13691.5526 | 2007 | 39728.1039 | 42632.6744 | 2500 | 2 | 17822.8359 | 4187.9047 | 291958.5058 | 271128.7718 | 7 | 410178.2887 | 293866.9873 | 47 | 30661.4659 | 20421.6949 | 1 | 2147.8805 | 1277.3401 | 1 | 71008.9923 | 3485.3911 | 483619.2715 | 2487.3815 | 69548.8021 | 1312.7256 | 3016.0696 | 26.6528 | 39205.7122 | 289.6173 | 0 | 93325.8061 | 83.41% | 16.59% | 11508.3566 | 0 | 1321.8093 | 31.4752 | 763.0151 | 1946.3184 | 2118.6921 | 340.2887 | 14441.1707 | 42197.8564 | 466994.301 | 523633.3282 | 1719746.7138 | 2246391.6197 | 6.624% | 2405751.9979
LOCAUX MEDICAUX #170 | TERTIAIRE | LOCAUX MEDICAUX | 28591.942 | 2014 | 79661.3096 | 101554.8919 | 2500 | 2 | 22718.4679 | 9548.1229 | 634098.5217 | 755359.1207 | 9 | 837287.2073 | 449584.2526 | 79 | 64193.7785 | 38845.1912 | 2 | 6225.6357 | 2688.5699 | 2 | 136180.3963 | 7740.4036 | 1161428.5538 | 5579.9585 | 199580.1453 | 2403.8121 | 7390.0652 | 51.2252 | 87746.2879 | 647.7476 | 0 | 325726.5095 | 91.43% | 8.574% | 24855.9986 | 0 | 3219.3634 | 53.6884 | 1014.9393 | 3731.2885 | 4152.6171 | 497.1163 | 30768.0944 | 103840.7296 | 1303264.867 | 1437873.6911 | 3975650.8001 | 5422018.4021 | 4.713% | 5690192.9937
LOCAUX MEDICAUX #171 | TERTIAIRE | LOCAUX MEDICAUX | 24254.4126 | 2012 | 71620.7313 | 61868.6388 | 2500 | 2 | 18336.1027 | 9380.4487 | 581855.8398 | 546103.7848 | 8 | 905505.9341 | 467338.8036 | 79 | 39404.0041 | 38105.1328 | 1 | 4638.856 | 2814.5031 | 1 | 134877.1547 | 5397.5551 | 803532.368 | 5991.433 | 184709.7831 | 2317.2022 | 6483.9149 | 49.6347 | 85440.2333 | 653.586 | 0 | 179646.0261 | 91.18% | 8.82% | 20362.5827 | 0 | 3011.7265 | 36.2034 | 1321.688 | 4062.2883 | 3496.4822 | 621.4808 | 24802.699 | 85711.0817 | 981512.6902 | 1092026.4709 | 3338978.9313 | 4437991.5382 | 8.042% | 4826092.043
LOCAUX MEDICAUX #172 | TERTIAIRE | LOCAUX MEDICAUX | 22798.5508 | 2013 | 50503.2304 | 66098.4211 | 2500 | 2 | 17881.3076 | 10511.1945 | 466438.5091 | 648121.3791 | 11 | 762960.6648 | 352066.3709 | 80 | 58552.6701 | 44724.7909 | 1 | 3066.1954 | 2429.0826 | 1 | 139797.0571 | 7642.0115 | 1098369.4622 | 4529.5127 | 149086.2453 | 1520.8961 | 5709.5251 | 43.6303 | 97378.7192 | 546.9858 | 0 | 194551.9599 | 87.61% | 12.39% | 26776.5165 | 0 | 3218.363 | 35.3915 | 1082.2477 | 4083.624 | 3759.6904 | 567.6154 | 33150.1729 | 70214.1137 | 1007754.5305 | 1111118.8171 | 3366744.0859 | 4483607.2264 | 7.45% | 4844536.904
LOCAUX MEDICAUX #173 | TERTIAIRE | LOCAUX MEDICAUX | 20277.1848 | 2015 | 62568.9682 | 64274.2678 | 2500 | 2 | 22950.9405 | 8094.8561 | 576148.7229 | 541505.7655 | 6 | 724831.1098 | 505400.6803 | 64 | 38354.3501 | 45815.8729 | 1 | 2900.2649 | 2179.4059 | 1 | 94039.1529 | 6112.9806 | 1103495.5321 | 3927.8459 | 124901.8171 | 1572.1901 | 6414.8219 | 42.1564 | 71951.3665 | 389.063 | 0 | 205508.521 | 81.71% | 18.29% | 22587.7927 | 0 | 2146.7886 | 35.1823 | 936.2635 | 2667.8708 | 3499.2804 | 433.9882 | 23853.6696 | 67902.1824 | 900980.6177 | 992736.4698 | 3333566.3473 | 4332303.1285 | 9.462% | 4785047.0693
LOCAUX MEDICAUX #174 | TERTIAIRE | LOCAUX MEDICAUX | 18935.6506 | 2018 | 71438.2202 | 69492.333 | 2500 | 2 | 18714.2605 | 10045.246 | 585219.3266 | 453862.8357 | 7 | 761526.612 | 398622.6364 | 78 | 51372.3445 | 29097.2137 | 1 | 4595.0611 | 1618.2378 | 1 | 113234.8878 | 4405.6633 | 989598.7884 | 4368.6598 | 166144.6935 | 1356.8231 | 4264.0279 | 37.1806 | 73093.2237 | 588.9046 | 0 | 253647.2656 | 91.44% | 8.557% | 22542.0669 | 0 | 2724.9615 | 36.3611 | 786.3482 | 2164.1909 | 2403.4282 | 484.046 | 28572.1645 | 62893.8968 | 767188.1264 | 858654.1877 | 3409620.5892 | 4274658.4171 | 1.073% | 4321023.1804
LOCAUX MEDICAUX #175 | TERTIAIRE | LOCAUX MEDICAUX | 8003.3013 | 2020 | 29782.2883 | 26320.7486 | 1600 | 2 | 11484.573 | 4469.1761 | 211147.8716 | 273426.7619 | 3 | 324504.0977 | 162173.8815 | 27 | 16317.4614 | 17701.8092 | 0 | 1972.5985 | 929.5058 | 0 | 48379.7824 | 1811.9634 | 476941.9532 | 1933.3963 | 79883.0335 | 721.8664 | 2122.5924 | 14.5917 | 34046.4047 | 244.741 | 0 | 84257.6255 | 81.55% | 18.45% | 8582.5633 | 0 | 1007.5064 | 16.1251 | 446.2542 | 1169.6658 | 1365.6106 | 138.6454 | 8774.7567 | 30323.9162 | 330291.7457 | 369390.4186 | 1449083.2937 | 1821431.3253 | 4.589% | 1909040.2559
LOCAUX MEDICAUX #176 | TERTIAIRE | LOCAUX MEDICAUX | 15164.8759 | 2012 | 36675.8238 | 46843.0068 | 2500 | 2 | 21145.0219 | 4780.6242 | 286411.8382 | 379313.9063 | 7 | 492022.8939 | 260951.3026 | 50 | 32016.1645 | 29946.5343 | 1 | 2851.808 | 1140.9392 | 1 | 73171.8681 | 4287.7311 | 653842.6611 | 2736.5641 | 82715.9698 | 1230.5242 | 4975.9221 | 33.6578 | 44581.4243 | 424.9018 | 0 | 156515.9527 | 87.94% | 12.06% | 12684.1028 | 0 | 1479.0091 | 32.9926 | 818.5233 | 2802.1548 | 1780.6661 | 332.056 | 22928.3991 | 46144.5789 | 703150.5678 | 772223.5458 | 2083845.8739 | 2859181.5242 | 3.612% | 2966313.5206
LOCAUX MEDICAUX #177 | TERTIAIRE | LOCAUX MEDICAUX | 26803.0488 | 2011 | 61633.6114 | 64937.4109 | 2500 | 2 | 23077.3406 | 10205.5126 | 514093.1283 | 866483.0349 | 9 | 674294.0172 | 552315.8112 | 91 | 50303.8579 | 52170.9591 | 1 | 4885.9201 | 2082.7843 | 1 | 116397.8242 | 5709.2128 | 1236454.4316 | 4270.5079 | 202425.0904 | 2228.488 | 6393.1491 | 47.7706 | 109014.7697 | 654.9599 | 0 | 214597.2144 | 85.12% | 14.88% | 31174.0753 | 0 | 2944.5965 | 49.7542 | 948.048 | 3665.5202 | 4044.3289 | 551.9088 | 29906.0154 | 75286.4424 | 795371.0396 | 900563.4974 | 3539327.4712 | 4446243.79 | 9.878% | 4933574.7631
LOCAUX MEDICAUX #178 | TERTIAIRE | LOCAUX MEDICAUX | 32602.79 | 2022 | 119648.2443 | 101744.2781 | 2500 | 4 | 19192.6843 | 14913.3331 | 1062162.9627 | 1111648.2065 | 13 | 1156977.6604 | 701128.0819 | 83 | 67321.8512 | 63173.5386 | 2 | 8618.4607 | 3237.7743 | 2 | 160494.7292 | 10013.6151 | 1337038.189 | 4983.0595 | 322282.6271 | 2599.3759 | 9789.0839 | 78.4839 | 137168.3319 | 698.4676 | 0 | 393717.1486 | 74.05% | 25.95% | 33331.4081 | 0 | 4847.4758 | 47.3929 | 1390.5181 | 5673.4094 | 4809.3529 | 741.626 | 41611.4385 | 130505.6189 | 1402538.0454 | 1574655.1028 | 5315317.1763 | 6897974.2398 | 2.245% | 7056412.3335
LOCAUX MEDICAUX #179 | TERTIAIRE | LOCAUX MEDICAUX | 7805.3421 | 2010 | 17020.5449 | 22793.9673 | 1600 | 2 | 11211.913 | 3094.5036 | 129200.5015 | 235060.4202 | 3 | 194236.0097 | 160267.1214 | 20 | 12836.9746 | 13883.258 | 1 | 1231.4859 | 568.0194 | 0 | 45084.8138 | 2574.9536 | 310455.21 | 1228.0804 | 51758.7451 | 566.6713 | 2590.8196 | 19.6777 | 27599.4825 | 186.8869 | 0 | 73404.4145 | 78.28% | 21.72% | 6786.0892 | 0 | 1025.1721 | 11.9219 | 264.8106 | 956.6779 | 1153.0548 | 173.3193 | 7138.6162 | 21606.6936 | 337584.6096 | 366329.9193 | 965730.1011 | 1334341.0106 | 8.778% | 1462740.6565
LOCAUX MEDICAUX #180 | TERTIAIRE | LOCAUX MEDICAUX | 33524.0899 | 2019 | 119178.0533 | 112913.4867 | 2500 | 4 | 21035.2299 | 16753.378 | 954692.898 | 1005577.4021 | 13 | 1041237.25 | 581067.2949 | 129 | 67178.5448 | 71110.7655 | 2 | 6501.675 | 3836.358 | 2 | 194419.1607 | 8674.492 | 1583474.1873 | 6269.2113 | 217895.3582 | 2189.7936 | 10469.393 | 63.7008 | 117531.8377 | 955.4605 | 0 | 383999.9325 | 86.08% | 13.92% | 30096.8734 | 0 | 4047.1883 | 54.3305 | 1455.3577 | 6176.3235 | 5445.4577 | 621.998 | 42250.0043 | 119747.8929 | 1270381.3003 | 1432379.1975 | 5237495.6831 | 6680192.3479 | 9.963% | 7419401.807
LOCAUX MEDICAUX #181 | TERTIAIRE | LOCAUX MEDICAUX | 7900.3201 | 2015 | 23882.8701 | 19466.558 | 1600 | 2 | 13794.7769 | 2788.7669 | 239811.9192 | 253046.9274 | 3 | 239769.5795 | 127950.0551 | 23 | 13796.8368 | 15950.3155 | 0 | 1778.9631 | 657.257 | 0 | 37814.5202 | 2455.1923 | 410106.0383 | 1699.1408 | 74351.7329 | 573.2034 | 2136.5709 | 12.9732 | 23623.0964 | 239.6017 | 0 | 63734.3672 | 80.87% | 19.13% | 6730.3528 | 0 | 1077.5641 | 12.6245 | 339.7096 | 1007.1876 | 1304.2973 | 167.0274 | 10758.654 | 20737.9699 | 334721.1163 | 366217.7402 | 1243471.1454 | 1611525.2468 | 4.379% | 1685321.4813
LOCAUX MEDICAUX #182 | TERTIAIRE | LOCAUX MEDICAUX | 24147.76 | 2015 | 81277.9799 | 78507.1977 | 2500 | 2 | 22953.851 | 9571.7796 | 733980.9125 | 782294.3834 | 11 | 931598.8733 | 553377.4877 | 87 | 41949.8033 | 37831.6908 | 1 | 3496.8893 | 2095.9348 | 2 | 134811.858 | 7518.9039 | 1201938.1366 | 3837.9716 | 215823.5104 | 1689.1906 | 8267.276 | 57.0634 | 107780.4385 | 715.5081 | 0 | 286069.7142 | 77.38% | 22.62% | 23425.9047 | 0 | 3003.6718 | 55.1581 | 1200.9605 | 2899.9619 | 3265.6543 | 546.7314 | 34293.3376 | 59533.0717 | 945150.6946 | 1038977.1039 | 4122971.8201 | 5167955.2501 | 2.835% | 5318721.449
LOCAUX MEDICAUX #183 | TERTIAIRE | LOCAUX MEDICAUX | 9517.7821 | 2020 | 35550.2472 | 27177.064 | 1600 | 2 | 11611.7389 | 5082.0755 | 309655.6479 | 320073.1756 | 3 | 343076.2536 | 241894.3185 | 29 | 19662.2928 | 20391.43 | 0 | 2206.9632 | 1009.1503 | 0 | 69371.8342 | 2860.7953 | 581689.5544 | 1793.3786 | 60701.8674 | 817.8171 | 2529.7362 | 14.5994 | 39178.9985 | 299.5802 | 0 | 99540.8844 | 91.32% | 8.677% | 11445.5375 | 0 | 1012.1094 | 21.0345 | 447.7998 | 1357.1848 | 1664.7803 | 244.3999 | 11352.8374 | 41094.9156 | 361168.7958 | 413616.5488 | 1731088.9635 | 2148020.2319 | 10.19% | 2391796.663
LOCAUX MEDICAUX #184 | TERTIAIRE | LOCAUX MEDICAUX | 14184.6249 | 2011 | 45894.2743 | 34655.7147 | 2500 | 2 | 21973.9172 | 7025.9251 | 283145.5589 | 428994.7504 | 7 | 526498.7086 | 292184.3852 | 40 | 24403.6413 | 22012.02 | 1 | 2631.4196 | 1430.5676 | 1 | 61871.3174 | 3830.3114 | 579466.7466 | 3387.1454 | 89853.6841 | 1205.7931 | 4302.3396 | 22.9349 | 40996.5767 | 410.9548 | 0 | 135711.3588 | 93.19% | 6.807% | 10710.4187 | 0 | 1820.9466 | 21.3058 | 556.5138 | 1647.2039 | 1674.2909 | 306.0854 | 15146.0301 | 44319.7179 | 586824.3262 | 646290.0742 | 1989043.4665 | 2638039.9776 | 10.08% | 2933921.3836
LOCAUX MEDICAUX #185 | TERTIAIRE | LOCAUX MEDICAUX | 13681.7487 | 2011 | 45061.0104 | 37898.4873 | 2500 | 2 | 23625.2176 | 5616.6412 | 361061.322 | 318775.334 | 5 | 403427.334 | 226921.2347 | 57 | 27974.9378 | 22104.7578 | 1 | 1841.1099 | 1174.8349 | 1 | 61857.4262 | 4203.0734 | 583415.6887 | 2867.221 | 91588.7321 | 970.7366 | 4047.1547 | 32.484 | 36554.6347 | 363.8742 | 0 | 139759.8682 | 79.92% | 20.08% | 14620.0852 | 0 | 1814.9488 | 25.2237 | 500.3598 | 1905.7217 | 2491.1773 | 234.873 | 20588.0749 | 42640.1383 | 634533.5555 | 697761.7687 | 1955348.2321 | 2656061.0066 | 9.91% | 2948227.2352
LOCAUX MEDICAUX #186 | TERTIAIRE | LOCAUX MEDICAUX | 8033.6059 | 2011 | 24387.7302 | 17433.2214 | 1600 | 2 | 14847.6851 | 3195.9072 | 210996.7078 | 165010.206 | 3 | 222778.9554 | 138870.2093 | 22 | 14021.2988 | 11173.239 | 0 | 1454.8785 | 620.7244 | 0 | 45369.7992 | 2646.8036 | 344884.9247 | 1767.3642 | 52614.396 | 765.6017 | 2323.0235 | 14.5964 | 25536.3374 | 159.0434 | 0 | 70851.1571 | 84.63% | 15.37% | 6060.1493 | 0 | 1037.5264 | 12.5448 | 307.807 | 1443.4032 | 1125.5733 | 194.7486 | 11365.6957 | 25641.1423 | 368259.5995 | 405266.4376 | 1126362.9404 | 1533823.8361 | 1.031% | 1549804.1163
LOCAUX MEDICAUX #187 | TERTIAIRE | LOCAUX MEDICAUX | 7693.5595 | 2022 | 31063.1681 | 27086.4597 | 1600 | 2 | 13653.0482 | 4750.3985 | 193874.7197 | 245471.0478 | 3 | 239819.671 | 196373.7778 | 21 | 17292.8917 | 16579.7371 | 0 | 1252.8826 | 1084.3138 | 0 | 56883.2095 | 2606.0123 | 455170.9135 | 1419.3333 | 79699.1184 | 708.1679 | 1698.414 | 18.283 | 30987.2274 | 173.7134 | 0 | 82462.3864 | 86.72% | 13.28% | 7411.5347 | 0 | 878.5681 | 13.7195 | 313.8296 | 1380.0988 | 1325.0031 | 155.9519 | 11682.2933 | 30015.7597 | 285665.3526 | 327363.4057 | 1327484.4137 | 1657077.59 | 9.129% | 1823548.1318
LOCAUX MEDICAUX #188 | TERTIAIRE | LOCAUX MEDICAUX | 16097.7715 | 2017 | 52890.0146 | 60083.37 | 2500 | 2 | 18529.3857 | 8857.2557 | 314658.5109 | 402762.9987 | 7 | 606631.5005 | 304491.4636 | 55 | 44183.245 | 24319.3983 | 1 | 2817.1437 | 1684.7293 | 1 | 85902.1499 | 3805.4826 | 632387.7493 | 3558.3557 | 109991.1663 | 1025.1728 | 4906.7187 | 25.8499 | 53930.8577 | 442.1191 | 0 | 181792.0874 | 72.59% | 27.41% | 17870.2896 | 0 | 1961.0696 | 28.3293 | 819.5621 | 2776.2476 | 2075.1958 | 309.5163 | 19879.1056 | 42067.7341 | 656427.9868 | 718374.8265 | 2331323.7886 | 3053935.0944 | 4.46% | 3196508.7875
LOCAUX MEDICAUX #189 | TERTIAIRE | LOCAUX MEDICAUX | 26817.9262 | 2006 | 74397.7079 | 49461.0581 | 2500 | 2 | 18923.5599 | 9476.3527 | 520205.5781 | 657610.5351 | 11 | 929309.6732 | 464235.8979 | 108 | 47485.9819 | 43892.4441 | 2 | 4286.963 | 2329.5239 | 2 | 108040.4007 | 6680.1938 | 1061911.1089 | 5201.5176 | 196339.7806 | 1626.4371 | 8867.5817 | 58.111 | 79237.1206 | 733.316 | 0 | 190945.8255 | 82.78% | 17.22% | 23407.2206 | 0 | 3847.6664 | 49.1751 | 1181.7871 | 4546.831 | 3139.4336 | 576.1925 | 23563.869 | 75125.4002 | 1111055.3868 | 1209744.656 | 3545901.5118 | 4762908.4059 | 8.843% | 5224940.2129
LOCAUX MEDICAUX #190 | TERTIAIRE | LOCAUX MEDICAUX | 26683.2801 | 2015 | 65893.8641 | 67480.3722 | 2500 | 2 | 20156.9766 | 12230.7473 | 605770.4938 | 934062.8518 | 10 | 908318.8546 | 599632.5566 | 94 | 51465.1719 | 47001.5155 | 2 | 4629.7296 | 2656.4707 | 2 | 181340.903 | 7617.3527 | 1357066.6033 | 5820.1275 | 244215.4672 | 1867.9077 | 7644.6747 | 64.0587 | 83482.0692 | 524.077 | 0 | 214297.5131 | 78.15% | 21.85% | 27905.7131 | 0 | 2560.3163 | 54.9083 | 1085.4837 | 3800.9441 | 4663.8103 | 557.6589 | 36434.3627 | 64352.4763 | 1028607.806 | 1129394.6449 | 4100084.0946 | 5237342.1062 | 8.653% | 5733483.1482
LOCAUX MEDICAUX #191 | TERTIAIRE | LOCAUX MEDICAUX | 13489.6628 | 2013 | 36754.1058 | 42433.2371 | 2500 | 2 | 24954.639 | 5087.2303 | 241320.5089 | 390220.8471 | 6 | 428773.5866 | 336237.2024 | 35 | 26485.4331 | 22927.2582 | 1 | 2400.4827 | 1309.1246 | 1 | 65273.6611 | 3318.7138 | 647741.7956 | 2432.127 | 109387.3838 | 849.7427 | 4488.8977 | 30.4969 | 48135.6796 | 303.6579 | 0 | 130320.022 | 84.92% | 15.08% | 10313.3357 | 0 | 1644.3885 | 23.0173 | 506.5863 | 1602.9203 | 1556.3246 | 277.0752 | 13267.7308 | 50251.3309 | 413370.2735 | 476889.3353 | 1943489.4088 | 2423688.8497 | 4.761% | 2544839.6644
LOCAUX MEDICAUX #192 | TERTIAIRE | LOCAUX MEDICAUX | 13118.5642 | 2020 | 37687.3212 | 40757.9394 | 2500 | 2 | 21981.2413 | 7274.8866 | 334541.0473 | 468458.9349 | 4 | 394374.2231 | 295072.2306 | 40 | 25206.1975 | 24134.8531 | 1 | 2300.0918 | 1573.4819 | 1 | 75659.4856 | 4271.8023 | 645987.8915 | 2147.0022 | 106892.2255 | 853.5991 | 4293.0601 | 32.2132 | 51898.7674 | 345.551 | 0 | 115315.7499 | 81.66% | 18.34% | 14147.3814 | 0 | 1614.2964 | 19.0151 | 719.8443 | 1497.6099 | 1810.9447 | 232.2849 | 15618.1737 | 52136.1602 | 492156.4652 | 559910.799 | 2004568.9893 | 2567942.951 | 8.374% | 2802629.6807
LOCAUX MEDICAUX #193 | TERTIAIRE | LOCAUX MEDICAUX | 21478.1714 | 2006 | 43366.9337 | 60862.7265 | 2500 | 2 | 20193.5807 | 8552.4631 | 362224.3298 | 490425.2462 | 11 | 750553.2401 | 348400.194 | 67 | 32247.3504 | 32875.415 | 1 | 2452.2695 | 2097.0188 | 1 | 97977.1787 | 5964.5157 | 915059.3678 | 3796.2887 | 144123.5143 | 2000.8455 | 5000.4512 | 45.6467 | 77974.2715 | 454.2405 | 0 | 169108.5298 | 88.77% | 11.23% | 25039.2174 | 0 | 2210.8042 | 49.3935 | 1096.0883 | 2903.4807 | 3507.691 | 380.3786 | 20473.529 | 45249.0252 | 643669.5601 | 709392.1144 | 2870862.9054 | 3584185.4383 | 7.786% | 3886829.8761
LOCAUX MEDICAUX #194 | TERTIAIRE | LOCAUX MEDICAUX | 12765.4111 | 2009 | 39103.7819 | 31541.4854 | 2500 | 2 | 20917.2275 | 5401.8892 | 290606.5518 | 319072.368 | 6 | 435992.4267 | 255045.6585 | 34 | 29468.833 | 16069.163 | 1 | 2147.0984 | 1052.2115 | 1 | 72406.0115 | 3475.5976 | 480228.7708 | 2049.7575 | 102707.342 | 938.5056 | 3293.4655 | 27.0862 | 49466.8568 | 394.8824 | 0 | 115703.2764 | 85.62% | 14.38% | 9805.4029 | 0 | 1471.152 | 19.3819 | 580.1376 | 2289.8738 | 1923.1475 | 309.1449 | 16789.0578 | 42310.0216 | 479948.6608 | 539047.7402 | 1802674.3669 | 2344681.434 | 9.504% | 2590918.6175
LOCAUX MEDICAUX #195 | TERTIAIRE | LOCAUX MEDICAUX | 13749.8501 | 2007 | 29005.6732 | 40558.4468 | 2500 | 2 | 19111.5007 | 5176.6691 | 220401.7508 | 279405.6902 | 5 | 464159.5375 | 201921.2318 | 54 | 31731.1749 | 21863.4438 | 1 | 1819.3982 | 1138.7803 | 1 | 55991.0564 | 2938.2433 | 631391.0499 | 3365.1524 | 96703.8006 | 1113.9986 | 3532.4723 | 22.4469 | 38178.6605 | 316.6452 | 0 | 139607.6733 | 70.16% | 29.84% | 13804.1785 | 0 | 1338.1688 | 30.8738 | 508.97 | 2456.0612 | 1686.4071 | 261.2464 | 14536.7534 | 28596.189 | 628339.4108 | 671472.3532 | 1890460.4512 | 2564513.4957 | 8.209% | 2793861.0804
LOCAUX MEDICAUX #196 | TERTIAIRE | LOCAUX MEDICAUX | 10034.208 | 2007 | 26519.9639 | 25812.57 | 2500 | 2 | 20242.228 | 2734.2957 | 160412.8798 | 201320.9469 | 3 | 277373.5333 | 186415.0554 | 32 | 20761.4529 | 18407.9388 | 1 | 1882.855 | 965.539 | 1 | 43750.2283 | 3149.3694 | 441644.7127 | 2083.0502 | 68487.7665 | 958.8906 | 3431.7816 | 23.3823 | 35887.2177 | 293.0948 | 0 | 85633.5398 | 81.45% | 18.55% | 10189.8526 | 0 | 1039.3229 | 15.5693 | 472.5628 | 1647.2751 | 1773.7391 | 202.7266 | 8649.1243 | 28442.3639 | 456844.2147 | 493935.7029 | 1291643.0064 | 1787722.4022 | 8.386% | 1951371.5366
LOCAUX MEDICAUX #197 | TERTIAIRE | LOCAUX MEDICAUX | 14505.1294 | 2014 | 42057.4802 | 36530.3671 | 2500 | 2 | 22638.2119 | 7416.2587 | 333369.5611 | 387074.0209 | 5 | 455988.0938 | 288061.0368 | 51 | 37763.6416 | 27253.699 | 1 | 2592.6591 | 1856.9112 | 1 | 81261.8321 | 3136.8534 | 657659.4519 | 3005.0576 | 100072.1722 | 1197.2399 | 4338.1121 | 31.4795 | 39300.2218 | 298.4348 | 0 | 130921.5442 | 77.84% | 22.16% | 14740.8222 | 0 | 1785.2039 | 28.4143 | 571.2424 | 1706.3645 | 1713.157 | 342.5291 | 19856.2231 | 45413.6006 | 451649.1366 | 516918.9603 | 2093217.042 | 2613472.9348 | 7.148% | 2814680.1705
LOCAUX MEDICAUX #198 | TERTIAIRE | LOCAUX MEDICAUX | 31571.3608 | 2009 | 80076.1153 | 89464.4446 | 2500 | 4 | 17861.8153 | 14223.0622 | 634737.3156 | 764753.4859 | 15 | 978437.0974 | 472974.4464 | 121 | 55330.963 | 57749.7501 | 2 | 5333.3662 | 3556.7304 | 2 | 155080.723 | 7265.1954 | 1401919.1353 | 7209.5372 | 210875.1192 | 2255.1376 | 9610.5185 | 75.1178 | 101093.2843 | 838.0999 | 0 | 230987.1499 | 79.54% | 20.46% | 35255.4273 | 0 | 4218.4918 | 68.533 | 1356.2882 | 5423.877 | 3816.3353 | 837.0583 | 43893.7427 | 98736.2309 | 917550.9537 | 1060180.9272 | 4314047.3566 | 5382657.0643 | 7.723% | 5833132.753
LOCAUX MEDICAUX #199 | TERTIAIRE | LOCAUX MEDICAUX | 30202.9414 | 2015 | 110327.9619 | 78591.7977 | 2500 | 2 | 22913.9203 | 14724.1079 | 894104.5686 | 761728.9871 | 13 | 945924.3008 | 741000.8434 | 109 | 83861.7838 | 58119.7382 | 1 | 4839.3517 | 3626.266 | 2 | 168995.8599 | 10110.4594 | 1175645.3482 | 5149.6332 | 277104.6195 | 2071.3762 | 9099.6869 | 53.8543 | 85378.949 | 765.5098 | 0 | 383196.6167 | 80.44% | 19.56% | 32221.3402 | 0 | 3376.17 | 54.5461 | 1211.0171 | 3711.2373 | 3421.8423 | 540.7233 | 43100.5192 | 85254.6952 | 1349168.9834 | 1477524.1979 | 4576641.6742 | 6061821.7484 | 6.54% | 6485994.274
LOCAUX MEDICAUX #200 | TERTIAIRE | LOCAUX MEDICAUX | 18023.6348 | 2018 | 70513.6682 | 43952.325 | 2500 | 2 | 24024.2363 | 8861.5101 | 484295.1276 | 542528.7703 | 7 | 668736.9452 | 373100.3254 | 49 | 35839.9532 | 35394.3581 | 1 | 3780.9827 | 1544.7734 | 1 | 120155.5394 | 5558.4135 | 660737.0256 | 3286.3325 | 135502.4573 | 1531.651 | 6205.2349 | 38.814 | 84213.6177 | 362.1453 | 0 | 174868.9514 | 82.43% | 17.57% | 16003.2896 | 0 | 2467.6678 | 37.4124 | 876.2199 | 2601.1582 | 2250.3293 | 323.9123 | 29561.4434 | 63538.161 | 773402.7193 | 866502.3238 | 2720449.9426 | 3593299.2656 | 2.655% | 3691316.7203
LOCAUX MEDICAUX #201 | TERTIAIRE | LOCAUX MEDICAUX | 28628.578 | 2020 | 94033.1765 | 110445.221 | 2500 | 4 | 20293.9628 | 11316.5382 | 888804.0405 | 834948.9648 | 9 | 904338.41 | 722515.0404 | 73 | 61620.712 | 47206.1253 | 1 | 4462.288 | 2652.0576 | 2 | 150976.5087 | 6729.0642 | 1783981.6511 | 6417.249 | 216411.0714 | 2369.505 | 7027.2764 | 61.9826 | 116649.3296 | 700.9755 | 0 | 322652.8727 | 88.7% | 11.3% | 25780.4807 | 0 | 2655.2528 | 41.4434 | 1540.2656 | 4959.1315 | 3837.607 | 695.5238 | 39900.4925 | 98590.1338 | 814897.5561 | 953388.1824 | 5054524.5915 | 6017563.2722 | 7.439% | 6501197.1834
LOCAUX MEDICAUX #202 | TERTIAIRE | LOCAUX MEDICAUX | 26423.2035 | 2022 | 94217.9572 | 73695.9377 | 2500 | 2 | 19030.986 | 14752.1959 | 724710.2927 | 869578.3819 | 9 | 1049947.6942 | 788482.2019 | 91 | 79618.1849 | 59644.2082 | 1 | 4845.7651 | 3215.8878 | 1 | 129874.9339 | 8446.3133 | 1152101.9989 | 5390.7694 | 239561.652 | 2099.0942 | 7314.403 | 46.8565 | 92734.2978 | 703.5853 | 0 | 375932.818 | 83.41% | 16.59% | 28422.7874 | 0 | 3604.8059 | 41.4968 | 894.0126 | 4250.7512 | 3810.2176 | 453.5727 | 46581.7221 | 101457.7612 | 1036509.1363 | 1184548.6196 | 4397263.9852 | 5589649.8553 | 3.298% | 5780267.0893
LOCAUX MEDICAUX #203 | TERTIAIRE | LOCAUX MEDICAUX | 23778.4036 | 2021 | 94936.6403 | 94420.0619 | 2500 | 4 | 17896.6422 | 13136.7473 | 566064.8403 | 954006.1003 | 10 | 1095808.2646 | 659825.9112 | 93 | 52504.4297 | 41519.6634 | 1 | 4201.2036 | 2476.4252 | 1 | 117149.1763 | 4968.3133 | 921101.4824 | 4977.0623 | 206982.7292 | 1500.11 | 8048.4855 | 38.6348 | 110835.3748 | 544.9387 | 0 | 330639.481 | 79.47% | 20.53% | 19922.1815 | 0 | 3036.4539 | 45.1265 | 1225.631 | 3422.7324 | 4190.8713 | 559.9705 | 37864.2319 | 87028.9612 | 748256.0247 | 873149.2177 | 3928027.0782 | 4809480.8411 | 9.867% | 5335964.6707
LOCAUX MEDICAUX #204 | TERTIAIRE | LOCAUX MEDICAUX | 14065.3834 | 2013 | 31270.1605 | 33619.0085 | 2500 | 2 | 23033.2862 | 7060.2464 | 348194.7923 | 345521.9161 | 7 | 587589.8887 | 213791.0475 | 54 | 32758.4766 | 25440.0428 | 1 | 2480.8232 | 1435.9815 | 1 | 64943.1398 | 4594.6602 | 732044.1889 | 2781.158 | 76306.0918 | 846.7653 | 4089.643 | 32.813 | 48848.1874 | 384.0058 | 0 | 173440.8793 | 81.51% | 18.49% | 14479.2167 | 0 | 1706.9274 | 26.6464 | 681.0811 | 2346.4537 | 1800.9438 | 296.4166 | 19896.9535 | 33473.1284 | 554210.6416 | 607580.7235 | 2306260.9411 | 2918354.691 | 3.828% | 3034526.0457
LOCAUX MEDICAUX #205 | TERTIAIRE | LOCAUX MEDICAUX | 29648.2309 | 2010 | 89003.1814 | 60323.4409 | 2500 | 2 | 23506.8566 | 9289.8906 | 626806.3925 | 682292.8333 | 12 | 714524.5193 | 575193.3344 | 118 | 51837.9243 | 57644.0176 | 2 | 5096.376 | 2760.7668 | 2 | 119808.472 | 9432.7787 | 1138645.2191 | 6243.7603 | 153979.4448 | 2044.2519 | 9365.6588 | 61.8251 | 103669.5864 | 773.0901 | 0 | 297524.6367 | 89.1% | 10.9% | 34828.1336 | 0 | 4092.8098 | 53.1023 | 1516.6763 | 4706.8352 | 3722.9465 | 507.738 | 39079.3961 | 71353.746 | 1258804.9931 | 1369238.1351 | 3661246.5877 | 5036444.0087 | 4.461% | 5271634.1924
LOCAUX MEDICAUX #206 | TERTIAIRE | LOCAUX MEDICAUX | 10832.4141 | 2008 | 25234.7112 | 21073.317 | 2500 | 2 | 24177.9707 | 4663.6647 | 203435.2545 | 200291.4782 | 4 | 357816.3146 | 212752.3185 | 42 | 25203.7207 | 18163.0872 | 1 | 1313.3534 | 1214.4451 | 1 | 46282.029 | 3470.9945 | 358149.3953 | 2545.4691 | 73058.8996 | 946.6808 | 3668.8212 | 26.5966 | 26602.8572 | 238.8551 | 0 | 95343.6901 | 85.7% | 14.3% | 11800.6712 | 0 | 1460.992 | 23.7799 | 422.4922 | 1298.8495 | 1808.8335 | 177.3898 | 14093.4882 | 31196.4143 | 318852.7642 | 364142.6666 | 1350361.1474 | 1717094.9399 | 6.298% | 1832497.1974
LOCAUX MEDICAUX #207 | TERTIAIRE | LOCAUX MEDICAUX | 10361.0642 | 2015 | 24527.141 | 30493.7682 | 2500 | 2 | 19742.8094 | 3623.0889 | 268556.7587 | 266748.6901 | 4 | 411838.0448 | 197534.4444 | 35 | 17939.8921 | 17264.319 | 1 | 1759.415 | 1261.1657 | 1 | 49892.7262 | 2281.773 | 396114.7808 | 1758.0807 | 91559.0502 | 936.6034 | 2295.7292 | 20.9239 | 33034.9432 | 245.4909 | 0 | 105540.6213 | 86.23% | 13.77% | 11515.7947 | 0 | 1483.7191 | 24.1379 | 477.5395 | 1402.6754 | 1675.456 | 247.0301 | 12866.0393 | 26500.667 | 486725.2996 | 526092.0059 | 1550219.1323 | 2078463.375 | 9.145% | 2287666.7201
LOCAUX MEDICAUX #208 | TERTIAIRE | LOCAUX MEDICAUX | 18236.9574 | 2006 | 37466.726 | 53562.6466 | 2500 | 2 | 21090.6482 | 7399.4925 | 409079.2904 | 524311.7166 | 7 | 497469.1113 | 237702.5627 | 47 | 33221.9085 | 23777.2696 | 1 | 3301.261 | 1290.6576 | 1 | 99027.5003 | 5433.4196 | 511874.3003 | 4369.4894 | 128265.8719 | 1579.1587 | 6167.5527 | 37.1184 | 41594.9435 | 474.1167 | 0 | 174976.1046 | 62.62% | 37.38% | 19091.6534 | 0 | 2632.25 | 40.1125 | 835.5839 | 2784.2512 | 2746.8311 | 359.1733 | 18049.9991 | 51253.9621 | 713720.4623 | 783024.4236 | 2173264.0292 | 2959520.6005 | 8.806% | 3245302.1135
LOCAUX MEDICAUX #209 | TERTIAIRE | LOCAUX MEDICAUX | 11006.7816 | 2013 | 28216.4077 | 26478.705 | 2500 | 2 | 18197.2826 | 5730.9482 | 273528.1655 | 370282.1113 | 4 | 393089.7398 | 250525.2595 | 41 | 26931.0158 | 22387.9948 | 1 | 2206.5686 | 1236.4553 | 1 | 62514.6823 | 3436.6643 | 361687.8046 | 2529.0988 | 72640.539 | 833.9279 | 2680.9243 | 25.2229 | 37510.2277 | 236.7929 | 0 | 136917.8898 | 76.67% | 23.33% | 12213.6697 | 0 | 1281.5882 | 21.3473 | 520.0539 | 1601.2775 | 1815.6969 | 285.957 | 16583.5608 | 36490.635 | 396658.9426 | 449733.1384 | 1557157.136 | 2009370.1806 | 5.697% | 2130751.2055
LOCAUX MEDICAUX #210 | TERTIAIRE | LOCAUX MEDICAUX | 7832.7364 | 2011 | 20725.9376 | 22304.3147 | 1600 | 2 | 11735.7145 | 2856.3775 | 198705.4713 | 185696.2643 | 3 | 199643.9721 | 142895.683 | 23 | 18300.3636 | 10726.6818 | 1 | 1615.2058 | 867.6728 | 0 | 31898.3829 | 1624.9545 | 258070.4987 | 1510.0406 | 65565.7036 | 534.8877 | 1977.9463 | 14.842 | 27706.6955 | 209.8198 | 0 | 73364.9839 | 86.95% | 13.05% | 6567.9045 | 0 | 796.0265 | 16.7829 | 405.4149 | 982.6224 | 986.636 | 165.3616 | 7258.7236 | 21471.82 | 335360.7283 | 364091.2719 | 998877.5751 | 1364792.3724 | 2.783% | 1403863.507
LOCAUX MEDICAUX #211 | TERTIAIRE | LOCAUX MEDICAUX | 23605.053 | 2018 | 78771.9947 | 58259.1278 | 2500 | 2 | 24653.8226 | 12239.9672 | 662016.0846 | 764985.4383 | 9 | 712496.8044 | 452003.1415 | 68 | 65260.2914 | 54723.3987 | 1 | 4100.8163 | 3058.7473 | 1 | 120621.1155 | 7417.8057 | 1071417.3721 | 5786.6421 | 203593.2705 | 1633.7154 | 6618.1705 | 58.8307 | 80424.1286 | 566.1915 | 0 | 292057.6222 | 75.7% | 24.3% | 20941.7971 | 0 | 3160.5395 | 42.2362 | 1027.0561 | 2888.7738 | 3336.0637 | 551.1846 | 29710.5794 | 74447.4682 | 1017518.4921 | 1121676.5396 | 3645622.4934 | 4773903.8125 | 7.409% | 5155882.0977
LOCAUX MEDICAUX #212 | TERTIAIRE | LOCAUX MEDICAUX | 8819.2939 | 2015 | 22008.9942 | 23572.6133 | 1600 | 2 | 14956.0567 | 3502.0171 | 233084.9236 | 206567.7509 | 4 | 353112.7286 | 170420.644 | 35 | 18011.98 | 14614.4981 | 0 | 1256.6652 | 728.9969 | 1 | 43978.025 | 2529.8372 | 324046.9426 | 1444.9736 | 65817.9737 | 785.8815 | 2072.3453 | 15.7595 | 27695.1717 | 241.7007 | 0 | 90595.5366 | 73.69% | 26.31% | 8520.8607 | 0 | 1176.6891 | 15.5908 | 375.4617 | 1616.5443 | 1386.696 | 153.5762 | 14279.1443 | 22762.028 | 389535.6946 | 426576.867 | 1308755.7024 | 1738041.8278 | 4.715% | 1824050.6166
LOCAUX MEDICAUX #213 | TERTIAIRE | LOCAUX MEDICAUX | 27598.5657 | 2013 | 66414.0002 | 66350.5298 | 2500 | 2 | 17515.4153 | 10777.6325 | 673424.8965 | 714944.1799 | 10 | 993983.7625 | 606880.3822 | 105 | 70179.9604 | 51159.0619 | 2 | 4658.9343 | 2988.0985 | 1 | 121306.2951 | 7388.3804 | 1277549.3233 | 4440.9814 | 207726.4434 | 2627.0892 | 8030.3415 | 47.6476 | 100509.1228 | 848.6318 | 0 | 206706.9016 | 89.07% | 10.93% | 21516.9882 | 0 | 3673.7239 | 49.3616 | 1229.2253 | 4145.03 | 4764.0609 | 518.6618 | 41342.9759 | 86758.268 | 1013229.0523 | 1141330.2961 | 4132127.7923 | 5281128.8444 | 3.582% | 5477321.5852
LOCAUX MEDICAUX #214 | TERTIAIRE | LOCAUX MEDICAUX | 30071.1256 | 2017 | 81004.8916 | 95809.9472 | 2500 | 4 | 19003.6547 | 13980.5749 | 824551.5882 | 982620.3782 | 13 | 1187500.7588 | 578211.3848 | 92 | 79274.5648 | 43571.353 | 2 | 5294.6336 | 3951.2711 | 2 | 189395.6791 | 8313.6393 | 1338068.6322 | 6746.0057 | 209389.9125 | 2729.5494 | 9734.0985 | 57.3767 | 95770.346 | 888.3322 | 0 | 309726.7831 | 88.72% | 11.28% | 28292.9394 | 0 | 3754.2543 | 64.8857 | 1386.3092 | 5539.1214 | 5115.0553 | 569.0256 | 40825.4268 | 117072.9155 | 1341431.1866 | 1499329.5289 | 4825052.3512 | 6332003.1794 | 3.78% | 6580774.6657
LOCAUX MEDICAUX #215 | TERTIAIRE | LOCAUX MEDICAUX | 18809.067 | 2022 | 66399.3012 | 80063.6643 | 2500 | 2 | 21361.1248 | 7136.7481 | 541732.3477 | 750353.8898 | 6 | 679135.5116 | 499164.8755 | 75 | 40169.6309 | 42081.2961 | 1 | 3628.5398 | 2282.9365 | 1 | 117514.249 | 5805.6495 | 1101648.5377 | 4140.0927 | 168969.9326 | 1725.5578 | 4649.9768 | 30.8435 | 60419.9146 | 445.7289 | 0 | 214633.3515 | 80.98% | 19.02% | 19627.6983 | 0 | 1873.5029 | 37.1517 | 895.9601 | 2227.8192 | 2944.9326 | 475.3167 | 21621.2533 | 64682.9886 | 536502.2393 | 622806.4813 | 3331437.6984 | 3959286.0167 | 3.371% | 4097393.8105
LOCAUX MEDICAUX #216 | TERTIAIRE | LOCAUX MEDICAUX | 28192.3632 | 2021 | 91950.3007 | 75516.4511 | 2500 | 2 | 18128.1773 | 15095.5143 | 879878.7316 | 1008298.4711 | 14 | 1068546.1551 | 709885.0634 | 89 | 88931.2506 | 68117.3631 | 2 | 6884.5381 | 3083.6692 | 1 | 159149.4002 | 7304.6186 | 1500166.4052 | 6377.3734 | 245108.6865 | 2513.1164 | 8285.6332 | 54.2831 | 116221.512 | 826.7277 | 0 | 349591.7458 | 89.83% | 10.17% | 27071.6651 | 0 | 2968.3726 | 49.0968 | 1404.826 | 3435.3981 | 3397.5997 | 662.3787 | 51639.0523 | 91978.0705 | 881456.0003 | 1025073.1231 | 4986700.0935 | 6020353.5869 | 1.794% | 6130340.7629
LOCAUX MEDICAUX #217 | TERTIAIRE | LOCAUX MEDICAUX | 11551.4395 | 2012 | 29947.2704 | 28860.2503 | 2500 | 2 | 24299.197 | 4544.001 | 258543.5718 | 296335.3243 | 4 | 396824.5313 | 276723.2624 | 42 | 26450.9215 | 22222.1906 | 1 | 2196.6601 | 973.7373 | 1 | 65329.0212 | 3879.8153 | 409077.3102 | 2823.0607 | 101164.0391 | 1049.4904 | 3663.7747 | 28.8416 | 39906.9441 | 250.5208 | 0 | 102075.2973 | 84.8% | 15.2% | 10250.456 | 0 | 1643.7014 | 26.222 | 450.1357 | 1491.2981 | 1574.9093 | 212.9577 | 11003.1422 | 31149.3854 | 383400.6527 | 425553.1803 | 1584852.1166 | 2012715.9193 | 3.619% | 2088280.94
LOCAUX MEDICAUX #218 | TERTIAIRE | LOCAUX MEDICAUX | 14386.3686 | 2013 | 33974.9009 | 35488.6103 | 2500 | 2 | 21208.2524 | 4810.7286 | 397960.4446 | 447340.5751 | 6 | 442809.0435 | 300094.4538 | 57 | 36917.348 | 26829.2734 | 1 | 2201.3796 | 1759.5821 | 1 | 63878.6245 | 4589.7191 | 542943.7386 | 2750.2112 | 110184.3175 | 1362.205 | 3341.4327 | 33.4653 | 44685.9171 | 315.016 | 0 | 143040.7809 | 71.36% | 28.64% | 12629.2051 | 0 | 1861.4912 | 24.9931 | 748.7471 | 2676.6608 | 1865.6647 | 385.7011 | 14239.1057 | 41985.8696 | 657294.1351 | 713519.1104 | 2014802.5468 | 2732060.416 | 2.032% | 2788735.3951
LOCAUX MEDICAUX #219 | TERTIAIRE | LOCAUX MEDICAUX | 16756.5397 | 2015 | 43611.0474 | 48057.7904 | 2500 | 2 | 22364.1193 | 8858.0338 | 449297.1483 | 435810.3494 | 8 | 570426.3041 | 292335.7078 | 53 | 34672.4978 | 37312.318 | 1 | 3306.6181 | 1570.8361 | 1 | 75103.2519 | 3493.3708 | 661377.4321 | 2678.436 | 122945.3098 | 1041.964 | 4170.8249 | 30.7829 | 55166.8548 | 521.2479 | 0 | 180987.3303 | 71.82% | 28.18% | 16859.2756 | 0 | 2181.6768 | 24.5719 | 832.6726 | 2405.1856 | 2486.408 | 367.5433 | 19527.9881 | 40977.583 | 616673.8629 | 677179.434 | 2433893.8702 | 3114752.2763 | 4.938% | 3276533.8193
LOCAUX MEDICAUX #220 | TERTIAIRE | LOCAUX MEDICAUX | 31960.7314 | 2008 | 93089.9664 | 102636.5837 | 2500 | 4 | 20805.6584 | 11989.2915 | 500653.6283 | 767248.2028 | 11 | 1044160.4256 | 609875.6021 | 116 | 51578.2643 | 51619.442 | 2 | 4501.3326 | 3507.5594 | 2 | 161035.8795 | 9636.7893 | 1144923.6005 | 7652.4557 | 237199.271 | 2471.464 | 9942.0063 | 58.4112 | 107565.45 | 682.8278 | 0 | 323887.8553 | 89.46% | 10.54% | 38439.5175 | 0 | 3980.3573 | 47.1175 | 1151.7456 | 5212.3462 | 5322.4074 | 773.0743 | 35959.7967 | 75415.8002 | 1373816.7438 | 1485192.3408 | 4098102.4684 | 5591652.3953 | 1.367% | 5669161.9257
LOCAUX MEDICAUX #221 | TERTIAIRE | LOCAUX MEDICAUX | 24626.3938 | 2015 | 82911.0047 | 86769.6442 | 2500 | 4 | 18740.763 | 9007.4951 | 574405.0499 | 681944.1278 | 12 | 654696.3011 | 494316.2183 | 83 | 55597.4974 | 53139.5043 | 1 | 5267.2591 | 2731.8075 | 1 | 139681.7572 | 6845.2197 | 978382.6481 | 5782.4645 | 184482.7921 | 1487.9654 | 7445.0945 | 40.7818 | 84560.4898 | 710.8137 | 0 | 201503.9405 | 81.95% | 18.05% | 20255.1224 | 0 | 3089.6324 | 54.3528 | 909.884 | 4339.0811 | 4143.0429 | 654.1192 | 32378.7631 | 90128.7858 | 1126520.3051 | 1249027.854 | 3345435.846 | 4600819.6492 | 3.645% | 4774843.8227
LOCAUX MEDICAUX #222 | TERTIAIRE | LOCAUX MEDICAUX | 29862.2896 | 2010 | 71301.0452 | 92741.723 | 2500 | 2 | 22819.5916 | 14083.4448 | 783125.9331 | 849441.9778 | 11 | 913812.5449 | 486562.8766 | 106 | 51184.3182 | 37616.5606 | 2 | 4039.6462 | 3054.6792 | 2 | 124265.38 | 6214.1739 | 1259392.8461 | 5024.4626 | 215433.968 | 2175.5401 | 7080.552 | 68.985 | 102542.1415 | 897.6126 | 0 | 302270.426 | 86.94% | 13.06% | 25346.2736 | 0 | 3605.5058 | 45.1988 | 1307.4846 | 5529.9946 | 5438.2575 | 699.73 | 34115.7186 | 83983.1526 | 1246924.1839 | 1365023.0551 | 4261971.1529 | 5633722.0655 | 3.213% | 5820731.3391
LOCAUX MEDICAUX #223 | TERTIAIRE | LOCAUX MEDICAUX | 9824.6295 | 2020 | 33281.4311 | 31122.0533 | 1600 | 2 | 13664.5996 | 3560.5435 | 213302.9383 | 285073.609 | 3 | 394031.3682 | 224288.2232 | 35 | 20209.5111 | 16191.9901 | 1 | 1559.9626 | 908.5336 | 1 | 46778.5781 | 2137.8372 | 491191.5386 | 2303.678 | 76219.2736 | 953.6165 | 2405.2413 | 18.4979 | 34988.1391 | 290.9961 | 0 | 105622.3984 | 74.36% | 25.64% | 10908.8039 | 0 | 1153.0083 | 19.155 | 350.3423 | 1485.6626 | 1493.9768 | 177.6747 | 17766.448 | 41965.185 | 442005.5772 | 501737.2102 | 1590349.7581 | 2095106.4167 | 6.379% | 2237866.6143
LOCAUX MEDICAUX #224 | TERTIAIRE | LOCAUX MEDICAUX | 17975.6603 | 2013 | 57818.0838 | 60855.572 | 2500 | 2 | 19447.4163 | 6845.2164 | 448014.7597 | 372999.7377 | 9 | 697075.8106 | 341417.4479 | 70 | 31500.925 | 35811.1513 | 1 | 3090.7836 | 1541.5799 | 1 | 102442.6043 | 5344.4165 | 926833.37 | 3800.7069 | 126904.5126 | 1157.5747 | 4594.6035 | 37.3263 | 72398.0755 | 527.4963 | 0 | 143513.5882 | 81.48% | 18.52% | 15902.7466 | 0 | 1872.5035 | 41.2984 | 974.2895 | 2329.6803 | 2454.0106 | 343.376 | 23291.9605 | 44424.0636 | 577768.5614 | 645484.5855 | 2888215.7901 | 3539372.7547 | 5.713% | 3753822.744
LOCAUX MEDICAUX #225 | TERTIAIRE | LOCAUX MEDICAUX | 32921.9585 | 2017 | 83204.3241 | 128645.242 | 2500 | 4 | 23886.1851 | 15166.9979 | 941216.7286 | 1176019.4034 | 14 | 1068344.9898 | 570427.3893 | 125 | 64628.6916 | 49297.1323 | 2 | 6277.4694 | 3802.2674 | 2 | 219683.529 | 11188.9856 | 1735051.5155 | 6907.8912 | 246739.5225 | 2227.9738 | 9242.3536 | 52.0516 | 107134.7931 | 800.7928 | 0 | 353466.8949 | 76.89% | 23.11% | 30545.2312 | 0 | 4768.2054 | 54.6938 | 1307.412 | 4074.16 | 5179.5396 | 660.8284 | 48683.6588 | 131473.9469 | 1479993.1406 | 1660150.7463 | 5417748.4039 | 7087941.2307 | 7.598% | 7670806.407
LOCAUX MEDICAUX #226 | TERTIAIRE | LOCAUX MEDICAUX | 24095.9243 | 2018 | 84677.0936 | 79916.4393 | 2500 | 2 | 19769.8036 | 12545.7542 | 698731.4396 | 905736.4214 | 9 | 773883.3206 | 464364.1421 | 92 | 68260.9819 | 35667.1964 | 2 | 3852.1107 | 3036.5689 | 2 | 122972.8517 | 8172.6818 | 1280132.6154 | 4001.9269 | 155590.6303 | 1759.664 | 7995.74 | 47.2691 | 111537.4838 | 498.5551 | 0 | 315622.7708 | 88.43% | 11.57% | 26253.0715 | 0 | 2504.7739 | 40.3109 | 1013.5157 | 2860.3934 | 4430.3588 | 398.4257 | 39409.7128 | 67805.7708 | 1024633.6296 | 1131849.1133 | 4013013.1112 | 5151840.4976 | 3.481% | 5337659.6532
LOCAUX MEDICAUX #227 | TERTIAIRE | LOCAUX MEDICAUX | 26752.8465 | 2017 | 92373.1866 | 96392.5266 | 2500 | 2 | 22322.5617 | 13020.9729 | 652388.8562 | 900782.5209 | 14 | 753396.2849 | 465878.6645 | 104 | 58826.6412 | 41279.8682 | 2 | 5962.792 | 3643.2528 | 2 | 180361.7132 | 6239.4702 | 1411741.4799 | 6553.6178 | 255885.1369 | 1730.7375 | 7165.2071 | 50.8867 | 96416.9822 | 602.4699 | 0 | 341825.47 | 79.08% | 20.92% | 27881.1651 | 0 | 3223.9795 | 57.4683 | 911.5179 | 4961.7749 | 3976.4219 | 537.7071 | 42632.323 | 69496.2554 | 849720.2941 | 961848.8725 | 4281203.5142 | 5249668.4458 | 8.522% | 5738698.6436
LOCAUX MEDICAUX #228 | TERTIAIRE | LOCAUX MEDICAUX | 21096.9675 | 2016 | 64038.4441 | 63744.7507 | 2500 | 2 | 23205.9553 | 7158.7961 | 569369.0349 | 490034.0988 | 8 | 639085.3955 | 441666.8378 | 87 | 60052.7196 | 45407.2523 | 1 | 4193.1658 | 2051.1656 | 2 | 96046.3049 | 4569.665 | 827659.5925 | 3436.9776 | 194105.1953 | 1440.9973 | 5765.0452 | 35.7377 | 66069.3227 | 443.5111 | 0 | 248907.2382 | 82.67% | 17.33% | 17881.9829 | 0 | 2806.9649 | 44.99 | 993.4622 | 3226.5821 | 2638.0584 | 351.4455 | 27775.1135 | 54966.5836 | 703078.0138 | 785819.7109 | 3075798.7109 | 3867778.87 | 8.891% | 4245211.3115
LOCAUX MEDICAUX #229 | TERTIAIRE | LOCAUX MEDICAUX | 27560.2306 | 2014 | 81487.6501 | 93140.5334 | 2500 | 2 | 22363.2973 | 11032.4441 | 585899.6567 | 922838.7798 | 10 | 759845.6431 | 604053.3218 | 111 | 60962.7424 | 37906.7362 | 2 | 5387.8443 | 2656.6457 | 2 | 149111.7613 | 8343.967 | 1393440.3618 | 6747.3097 | 212377.3349 | 2688.9429 | 7941.1345 | 51.8097 | 108032.6796 | 805.0334 | 0 | 277912.4982 | 82.42% | 17.58% | 21365.0535 | 0 | 4107.1338 | 53.2624 | 1409.9945 | 4562.2515 | 4559.9492 | 534.4699 | 40380.3103 | 63747.7418 | 1300485.987 | 1404614.039 | 4043719.0684 | 5456734.923 | 2.184% | 5578574.4196
LOCAUX MEDICAUX #230 | TERTIAIRE | LOCAUX MEDICAUX | 29177.3048 | 2019 | 89538.0727 | 90591.5629 | 2500 | 2 | 24550.2303 | 14207.8914 | 590384.7152 | 868077.2413 | 10 | 965491.4456 | 710743.888 | 111 | 85974.536 | 45722.9352 | 2 | 5071.0973 | 2906.6483 | 2 | 177163.197 | 8952.6844 | 1473303.4436 | 6969.636 | 229890.1655 | 1753.6472 | 8788.9045 | 62.4475 | 94121.6421 | 798.1609 | 0 | 383091.8031 | 74.93% | 25.07% | 28319.0614 | 0 | 3134.9943 | 67.3592 | 1600.7113 | 4063.6115 | 4351.2231 | 708.2942 | 36780.6577 | 114510.4897 | 1132558.8269 | 1283849.9743 | 4577595.5964 | 5870939.7047 | 2.452% | 6018509.178
LOCAUX MEDICAUX #231 | TERTIAIRE | LOCAUX MEDICAUX | 30367.5999 | 2008 | 82805.0218 | 71385.1648 | 2500 | 2 | 21846.0976 | 9497.8634 | 542726.3586 | 666070.9173 | 10 | 688741.677 | 530940.8372 | 105 | 68845.8089 | 59450.0711 | 2 | 3779.7044 | 2627.8571 | 2 | 126121.9685 | 6965.9917 | 1439507.1422 | 6958.3895 | 179026.5422 | 1893.9746 | 7192.2421 | 55.9958 | 86267.7459 | 734.4622 | 0 | 303917.8607 | 72.3% | 27.7% | 31242.3187 | 0 | 4092.7146 | 49.6614 | 1035.6576 | 5366.671 | 4025.3306 | 803.7183 | 40572.6119 | 74811.8789 | 1129637.8892 | 1245022.3799 | 3911696.3045 | 5164136.3872 | 3.414% | 5346672.2903
LOCAUX MEDICAUX #232 | TERTIAIRE | LOCAUX MEDICAUX | 12176.6431 | 2008 | 34545.2048 | 33428.1223 | 2500 | 2 | 24083.5177 | 5574.5769 | 291808.352 | 287878.9963 | 5 | 283634.2466 | 264828.6422 | 46 | 21819.9796 | 21439.824 | 1 | 2140.6032 | 1346.073 | 1 | 68477.2003 | 3786.3439 | 365643.2838 | 2704.7228 | 80989.4611 | 861.3365 | 3067.0303 | 23.3048 | 33937.0676 | 320.6472 | 0 | 108877.6503 | 81.57% | 18.43% | 11869.9411 | 0 | 1186.8208 | 19.8571 | 551.0157 | 1827.335 | 1833.5641 | 320.7589 | 14384.751 | 30386.0529 | 491602.8751 | 536373.6789 | 1447743.2555 | 1987273.4828 | 3.019% | 2049142.8421
LOCAUX MEDICAUX #233 | TERTIAIRE | LOCAUX MEDICAUX | 9701.0872 | 2015 | 31514.1376 | 34671.1004 | 1600 | 2 | 13005.0525 | 5221.5585 | 204067.7147 | 215937.9586 | 5 | 321241.509 | 168063.4361 | 35 | 24161.4469 | 20895.6163 | 1 | 1802.2429 | 1112.1464 | 1 | 53196.1354 | 3111.5917 | 444470.1101 | 1863.8811 | 69477.5791 | 680.4193 | 3166.6059 | 18.2184 | 36613.0861 | 188.9727 | 0 | 86061.9045 | 74.69% | 25.31% | 8879.4462 | 0 | 1063.2969 | 19.2726 | 510.5364 | 1175.2375 | 1224.7463 | 259.4149 | 11337.3547 | 30416.0893 | 417116.3942 | 458869.8382 | 1424526.6818 | 1885836.6287 | 9.012% | 2072617.2673
LOCAUX MEDICAUX #234 | TERTIAIRE | LOCAUX MEDICAUX | 31169.9476 | 2020 | 84215.839 | 89908.4246 | 2500 | 2 | 22272.1987 | 12663.0907 | 739013.133 | 848791.2981 | 13 | 1360118.2534 | 693061.5479 | 124 | 83002.9683 | 53830.8733 | 2 | 5650.2152 | 3265.4926 | 2 | 227787.2908 | 8581.7564 | 1895040.754 | 5129.567 | 242509.2222 | 2548.6329 | 8205.4602 | 50.7971 | 120977.6706 | 934.0468 | 0 | 433880.1686 | 92.07% | 7.929% | 37903.0021 | 0 | 4601.959 | 53.8067 | 1681.4536 | 4400.727 | 4651.1797 | 607.9679 | 54757.8319 | 106719.0285 | 1174486.8299 | 1335963.6903 | 5739169.1443 | 7084764.3193 | 5.255% | 7477716.906
LOCAUX MEDICAUX #235 | TERTIAIRE | LOCAUX MEDICAUX | 20537.3346 | 2020 | 75864.6092 | 80051.516 | 2500 | 2 | 23628.2586 | 12402.5356 | 516479.8444 | 760942.643 | 8 | 688088.6892 | 439730.5501 | 59 | 63116.2467 | 35676.2781 | 1 | 3246.2882 | 2944.9663 | 1 | 93959.6953 | 4325.5667 | 939490.649 | 3107.7354 | 184339.576 | 1500.9121 | 6916.5231 | 49.6307 | 82991.506 | 392.286 | 0 | 218901.8188 | 93.33% | 6.668% | 15495.5904 | 0 | 2648.1886 | 33.8093 | 723.1848 | 3761.8788 | 3808.9666 | 394.3098 | 23602.9543 | 66460.341 | 699160.5817 | 789223.877 | 3208341.6831 | 4004132.798 | 1.493% | 4064815.5023
LOCAUX MEDICAUX #236 | TERTIAIRE | LOCAUX MEDICAUX | 10106.8309 | 2011 | 23926.3506 | 25462.873 | 2500 | 2 | 24317.6812 | 3705.9364 | 219738.7851 | 304562.0993 | 5 | 285675.0574 | 164112.399 | 31 | 22514.4875 | 20445.83 | 1 | 1951.0253 | 939.2374 | 1 | 55118.0333 | 2325.9041 | 421734.2525 | 2108.6326 | 64645.4391 | 1002.0818 | 2454.6101 | 21.2708 | 33836.9391 | 231.1975 | 0 | 114135.6828 | 75.74% | 24.26% | 8939.9419 | 0 | 1115.6433 | 14.8905 | 519.1474 | 1750.2447 | 1256.1111 | 200.1773 | 11624.9727 | 29309.52 | 310115.3859 | 351049.8787 | 1381397.6411 | 1734684.9658 | 4.036% | 1807649.8314
LOCAUX MEDICAUX #237 | TERTIAIRE | LOCAUX MEDICAUX | 12401.3135 | 2016 | 35158.1037 | 43811.2626 | 2500 | 2 | 20066.7784 | 6494.4672 | 232082.5371 | 274986.1223 | 4 | 548859.2302 | 330440.5429 | 48 | 35062.9595 | 22412.2787 | 1 | 2535.8902 | 1271.918 | 1 | 65147.66 | 3872.3873 | 516645.711 | 2962.9724 | 117371.4049 | 965.6244 | 4108.1592 | 30.7093 | 42679.8344 | 273.5762 | 0 | 116087.6455 | 92.07% | 7.926% | 12831.7371 | 0 | 1788.0333 | 22.8152 | 648.981 | 1722.3777 | 1816.2139 | 211.0659 | 13401.1433 | 34460.4669 | 582275.6909 | 630137.301 | 1904564.4234 | 2538774.2875 | 9.491% | 2805003.3109
LOCAUX MEDICAUX #238 | TERTIAIRE | LOCAUX MEDICAUX | 17881.8186 | 2009 | 56674.151 | 50674.1381 | 2500 | 2 | 17886.3957 | 7390.8215 | 292616.5443 | 476022.3215 | 7 | 550446.1127 | 290067.3021 | 74 | 33247.2397 | 27774.4971 | 1 | 2635.702 | 1627.4932 | 1 | 85513.1888 | 5508.9553 | 641597.7784 | 3681.8151 | 117505.5973 | 1321.7787 | 5291.3733 | 42.2843 | 59770.4019 | 432.9002 | 0 | 194597.4239 | 77.81% | 22.19% | 16237.5116 | 0 | 2483.4595 | 27.1082 | 679.5855 | 2171.0944 | 3057.6584 | 403.1002 | 23558.0954 | 59025.0718 | 645178.2404 | 727761.4076 | 2288591.8354 | 3020712.248 | 9.405% | 3334294.7796
LOCAUX MEDICAUX #239 | TERTIAIRE | LOCAUX MEDICAUX | 7587.1103 | 2012 | 18317.8796 | 25207.3128 | 1600 | 2 | 14657.2882 | 3866.252 | 140308.146 | 251633.062 | 3 | 228437.2287 | 120511.0404 | 22 | 14497.6794 | 13879.0427 | 0 | 1283.1142 | 805.551 | 1 | 42738.8673 | 1672.4068 | 394422.7923 | 1652.1826 | 49875.0025 | 456.103 | 2073.2387 | 18.9983 | 24889.6805 | 162.0504 | 0 | 66394.3137 | 89.92% | 10.08% | 7739.6339 | 0 | 1034.8776 | 12.482 | 409.0858 | 1055.3115 | 1205.3773 | 161.3584 | 9581.4778 | 27247.9481 | 243795.6377 | 280625.0636 | 1101065.1114 | 1383255.9196 | 2.235% | 1414879.5453
LOCAUX MEDICAUX #240 | TERTIAIRE | LOCAUX MEDICAUX | 21801.2258 | 2015 | 68012.1792 | 69749.1508 | 2500 | 2 | 19781.2674 | 11388.8102 | 610966.7554 | 756377.0061 | 10 | 611301.297 | 451940.0884 | 79 | 43116.614 | 34955.9584 | 1 | 3509.6478 | 2377.7406 | 2 | 127154.2699 | 5221.9161 | 984810.1746 | 4003.475 | 200768.748 | 1925.0141 | 7078.7343 | 39.3847 | 76649.6889 | 491.765 | 0 | 178335.4728 | 71.79% | 28.21% | 26414.3386 | 0 | 3019.6376 | 41.9658 | 851.4518 | 2870.8184 | 3678.1522 | 381.7771 | 30761.7248 | 62339.4463 | 752777.0714 | 845878.2425 | 3238073.7222 | 4088967.7203 | 1.723% | 4160673.5431
LOCAUX MEDICAUX #241 | TERTIAIRE | LOCAUX MEDICAUX | 19124.8537 | 2018 | 51534.3657 | 50574.238 | 2500 | 2 | 20999.2116 | 7341.1662 | 393247.5524 | 534076.7407 | 8 | 541540.9528 | 449815.8879 | 76 | 55250.0459 | 38405.4302 | 1 | 3157.7755 | 2396.4781 | 1 | 110657.2149 | 4136.0334 | 791811.8504 | 4672.1395 | 143289.927 | 1638.1791 | 4572.8738 | 46.4325 | 64988.7662 | 553.8648 | 0 | 173781.4279 | 69.98% | 30.02% | 20450.4495 | 0 | 2754.3733 | 32.4533 | 909.0676 | 3226.5706 | 2528.6228 | 481.5372 | 32849.7515 | 59161.6344 | 852137.1197 | 944148.5055 | 2610295.8233 | 3561253.6823 | 2.031% | 3635078.2686
LOCAUX MEDICAUX #242 | TERTIAIRE | LOCAUX MEDICAUX | 13207.4683 | 2017 | 32409.0078 | 49576.3818 | 2500 | 2 | 22824.3209 | 4890.8513 | 362969.8247 | 358936.7284 | 5 | 461370.4618 | 252752.5778 | 43 | 24380.7813 | 20135.9437 | 1 | 2721.636 | 1307.6087 | 1 | 75791.6951 | 3981.8223 | 609310.6746 | 2235.727 | 124544.6253 | 815.4999 | 3042.8905 | 31.7198 | 49302.8775 | 270.9677 | 0 | 110471.7866 | 91.73% | 8.275% | 10332.6786 | 0 | 1749.3127 | 28.1959 | 654.3782 | 1835.8737 | 1951.7923 | 310.2378 | 15194.988 | 37458.9862 | 485831.348 | 538485.3221 | 2061395.41 | 2602719.878 | 6.222% | 2775414.318
LOCAUX MEDICAUX #243 | TERTIAIRE | LOCAUX MEDICAUX | 9313.9889 | 2018 | 36043.9632 | 26606.4618 | 1600 | 2 | 12942.682 | 5221.6609 | 263501.9216 | 248062.047 | 4 | 315306.6392 | 194726.8999 | 25 | 24758.8788 | 21704.2018 | 1 | 1486.385 | 1264.5168 | 1 | 42571.461 | 2891.1752 | 496714.1517 | 1837.6375 | 78956.6391 | 612.0327 | 2396.0925 | 23.3544 | 32125.9248 | 218.1806 | 0 | 108833.0109 | 87.08% | 12.92% | 10816.4337 | 0 | 856.4423 | 18.8389 | 509.5337 | 1310.0337 | 1486.2233 | 153.8238 | 15166.2778 | 34005.4162 | 305705.2365 | 354876.9305 | 1557756.1753 | 1914911.6234 | 3.211% | 1978430.531
LOCAUX MEDICAUX #244 | TERTIAIRE | LOCAUX MEDICAUX | 10309.0313 | 2016 | 24442.2098 | 28476.1794 | 2500 | 2 | 23075.7328 | 4764.5832 | 240667.6939 | 271367.7079 | 4 | 359466.2286 | 276620.5347 | 39 | 20196.7019 | 17582.0724 | 1 | 2446.4274 | 1166.0486 | 1 | 62097.5722 | 2441.3701 | 481778.3933 | 1950.3809 | 86994.5048 | 799.06 | 2696.9458 | 25.7484 | 31494.0549 | 255.6396 | 0 | 96086.4488 | 73.87% | 26.13% | 10895.6323 | 0 | 1089.451 | 17.8932 | 479.4262 | 1333.3439 | 1248.5164 | 267.2309 | 15865.0916 | 38138.3676 | 334709.7106 | 388713.1697 | 1570188.5941 | 1961405.0152 | 6.044% | 2087576.453
LOCAUX MEDICAUX #245 | TERTIAIRE | LOCAUX MEDICAUX | 33501.6511 | 2018 | 98475.6728 | 119465.0464 | 2500 | 4 | 21071.7924 | 16627.225 | 1015909.7814 | 845218.4322 | 11 | 1154587.3665 | 895348.3018 | 127 | 90114.3568 | 52561.0798 | 2 | 7798.9405 | 4209.008 | 2 | 161152.2718 | 8615.0377 | 1410183.4384 | 5172.9069 | 320516.6788 | 2295.5664 | 10341.9919 | 77.3067 | 113383.5411 | 1005.784 | 0 | 391189.5794 | 80.19% | 19.81% | 39913.7121 | 0 | 4459.6413 | 61.1048 | 1749.9506 | 4807.5516 | 6001.3296 | 860.1182 | 56520.1759 | 89184.7528 | 1540774.5262 | 1686479.455 | 5306776.3097 | 7002219.6127 | 4.287% | 7315858.6329
LOCAUX MEDICAUX #246 | TERTIAIRE | LOCAUX MEDICAUX | 21811.6482 | 2015 | 75992.5599 | 63923.695 | 2500 | 2 | 18492.9322 | 10829.7237 | 401345.3962 | 586592.1869 | 10 | 604381.6528 | 557394.6735 | 79 | 49729.8343 | 34672.1259 | 1 | 5011.8124 | 2511.3488 | 1 | 146784.7521 | 6793.9244 | 1154103.98 | 4673.2602 | 129492.8 | 1351.9244 | 5743.6293 | 37.1869 | 82996.4952 | 652.007 | 0 | 216569.1722 | 82.18% | 17.82% | 19412.7367 | 0 | 3130.263 | 36.3199 | 1078.3863 | 3623.451 | 3222.0682 | 542.6141 | 34352.1037 | 66483.2381 | 854522.7351 | 955358.0769 | 3200226.2893 | 4161421.7118 | 2.666% | 4275386.144
LOCAUX MEDICAUX #247 | TERTIAIRE | LOCAUX MEDICAUX | 7828.8142 | 2011 | 20183.4731 | 20980.9843 | 1600 | 2 | 14746.1776 | 3129.2703 | 203867.1331 | 219056.6326 | 4 | 236104.6056 | 148952.3335 | 30 | 20455.2197 | 12399.7368 | 0 | 1213.1059 | 803.1304 | 1 | 47208.0152 | 2295.2151 | 281281.8461 | 1780.4078 | 48860.5032 | 654.6209 | 2469.083 | 14.4063 | 27754.961 | 225.3406 | 0 | 64775.0755 | 89.65% | 10.35% | 6133.7552 | 0 | 841.3849 | 13.6685 | 366.9558 | 1454.8591 | 1110.3621 | 159.1887 | 7737.9164 | 26430.5341 | 300833.7931 | 335002.2435 | 1062040.6172 | 1398527.4718 | 3.645% | 1451425.5552
LOCAUX MEDICAUX #248 | TERTIAIRE | LOCAUX MEDICAUX | 10452.1573 | 2016 | 39885.5537 | 29399.7806 | 2500 | 2 | 22115.5395 | 5532.921 | 320848.9296 | 292058.3294 | 5 | 383129.2317 | 185792.2407 | 38 | 29497.2398 | 16498.4702 | 1 | 1916.6706 | 1181.6613 | 1 | 58885.1943 | 3476.1276 | 595958.868 | 1838.2855 | 78451.8831 | 943.4587 | 3567.7596 | 23.8777 | 36028.8509 | 236.9198 | 0 | 121459.6417 | 82.47% | 17.53% | 8686.8847 | 0 | 1121.9805 | 17.4558 | 453.0466 | 1643.0883 | 1185.7718 | 181.4934 | 13962.4806 | 34369.3472 | 367753.353 | 416085.1808 | 1839233.4192 | 2257642.8826 | 8.506% | 2467520.7327
LOCAUX MEDICAUX #249 | TERTIAIRE | LOCAUX MEDICAUX | 25949.1944 | 2015 | 74635.3377 | 86687.1331 | 2500 | 2 | 21171.0023 | 11244.1128 | 745229.29 | 798561.4293 | 9 | 704620.8608 | 417685.499 | 84 | 50695.2322 | 52495.0243 | 2 | 4827.4788 | 2585.9739 | 2 | 114792.2223 | 5928.337 | 998319.175 | 4805.5086 | 220857.1574 | 1908.1735 | 6104.4924 | 58.3243 | 94935.353 | 682.998 | 0 | 250566.4725 | 75.56% | 24.44% | 20942.7268 | 0 | 3145.7416 | 60.9429 | 941.9674 | 4397.6626 | 2936.3735 | 457.0456 | 38852.7087 | 64033.1955 | 1107698.3962 | 1210584.3004 | 3639329.9106 | 4855646.9673 | 3.057% | 5008783.2666
LOCAUX MEDICAUX #250 | TERTIAIRE | LOCAUX MEDICAUX | 25363.1608 | 2021 | 90104.6588 | 73181.4413 | 2500 | 2 | 19198.6334 | 14776.3871 | 699268.9902 | 639288.3138 | 12 | 969804.1459 | 454239.163 | 70 | 59499.1576 | 43407.038 | 2 | 5373.2732 | 2372.447 | 2 | 121972.055 | 5199.6978 | 1225113.2705 | 5651.9824 | 185900.0728 | 1842.9624 | 7420.0829 | 49.7925 | 116316.4853 | 670.6468 | 0 | 321646.8914 | 87.21% | 12.79% | 30772.1201 | 0 | 3476.903 | 44.5312 | 1127.5656 | 4407.18 | 4338.9494 | 421.0908 | 46109.9338 | 91952.0328 | 905334.5636 | 1043396.5302 | 4229229.7143 | 5279445.2719 | 4.157% | 5508435.7683
LOCAUX MEDICAUX #251 | TERTIAIRE | LOCAUX MEDICAUX | 26441.9848 | 2013 | 77649.196 | 94888.0487 | 2500 | 2 | 23194.5119 | 11059.9672 | 744192.3154 | 769580.8434 | 10 | 1092085.6467 | 525557.7318 | 92 | 46986.3754 | 38760.2031 | 1 | 4598.3253 | 2327.9463 | 2 | 111920.6006 | 8063.757 | 985635.0362 | 3979.7515 | 194735.2568 | 2429.3664 | 8422.4329 | 59.3338 | 93695.6678 | 507.6892 | 0 | 277469.2132 | 83.73% | 16.27% | 30293.1973 | 0 | 3194.4557 | 50.171 | 1005.1833 | 3542.3345 | 3750.1252 | 664.027 | 36521.3153 | 78113.6905 | 838731.0761 | 953366.0819 | 4050192.8642 | 5011334.8284 | 6.381% | 5352919.6886
LOCAUX MEDICAUX #252 | TERTIAIRE | LOCAUX MEDICAUX | 10786.0299 | 2012 | 36722.2043 | 30610.1389 | 2500 | 2 | 24370.9541 | 5291.1969 | 277055.0507 | 284468.8923 | 5 | 441235.3419 | 259321.6418 | 44 | 22708.119 | 18797.6277 | 1 | 1488.2358 | 1171.7418 | 1 | 53444.2515 | 3292.7056 | 374391.6011 | 1647.9689 | 92358.3663 | 931.471 | 2990.7737 | 27.053 | 35012.0659 | 209.9101 | 0 | 106700.6422 | 91.63% | 8.375% | 9060.2097 | 0 | 1100.2515 | 20.466 | 369.8036 | 1824.7338 | 1620.0612 | 219.6724 | 11187.7358 | 31772.4075 | 373733.2586 | 416693.4019 | 1598545.9322 | 2017686.6737 | 0.7011% | 2031932.1382
LOCAUX MEDICAUX #253 | TERTIAIRE | LOCAUX MEDICAUX | 32622.2383 | 2020 | 120566.5053 | 88762.6767 | 2500 | 4 | 19141.9292 | 17079.4649 | 1029128.152 | 1083691.7788 | 11 | 1037897.2612 | 762903.0281 | 114 | 89708.0528 | 81078.3114 | 2 | 7281.1739 | 4628.8338 | 2 | 149691.535 | 11028.422 | 2033211.4027 | 5535.5607 | 217542.4031 | 2454.0815 | 10645.4609 | 58.0799 | 128234.0368 | 723.364 | 0 | 433679.5782 | 83.84% | 16.16% | 29561.6902 | 0 | 4305.5326 | 49.4993 | 1716.2983 | 4703.3319 | 4618.524 | 568.0694 | 55343.6465 | 137034.469 | 1394651.6774 | 1587029.7929 | 5834699.4401 | 7433425.4845 | 6.422% | 7943581.4258
LOCAUX MEDICAUX #254 | TERTIAIRE | LOCAUX MEDICAUX | 30545.0877 | 2009 | 60507.0933 | 72152.4187 | 2500 | 2 | 20048.4238 | 14378.767 | 788056.717 | 819754.8091 | 10 | 992762.286 | 436704.0236 | 126 | 59967.0648 | 58317.8288 | 2 | 4501.4015 | 2905.6231 | 2 | 144850.207 | 6534.6844 | 1333227.939 | 5267.837 | 241316.401 | 2132.8103 | 7704.3572 | 68.7013 | 119744.2333 | 798.7952 | 0 | 337801.2147 | 81.33% | 18.67% | 23236.113 | 0 | 3072.8609 | 71.0137 | 1059.3242 | 4855.8006 | 4443.2255 | 660.6108 | 32291.0392 | 102044.5095 | 1322852.4355 | 1457187.9842 | 4526568.2946 | 5991172.41 | 9.794% | 6641620.1091
LOCAUX MEDICAUX #255 | TERTIAIRE | LOCAUX MEDICAUX | 23049.5934 | 2017 | 60022.5022 | 58012.0388 | 2500 | 2 | 22924.6759 | 12765.1508 | 651340.7347 | 765006.0658 | 10 | 960618.8368 | 618291.808 | 93 | 66078.1715 | 38375.7686 | 1 | 5153.8968 | 2293.4009 | 2 | 122985.8733 | 4822.7327 | 850333.546 | 4835.4616 | 169920.1163 | 1474.9643 | 6906.9824 | 57.7171 | 106189.1895 | 703.691 | 0 | 221147.2197 | 89.36% | 10.64% | 19273.4645 | 0 | 2209.6686 | 40.7599 | 1156.1893 | 3413.7799 | 3633.4255 | 527.1131 | 36594.9891 | 90978.7261 | 778063.2726 | 905636.9878 | 3589241.2223 | 4501062.1921 | 7.882% | 4886217.6868
LOCAUX MEDICAUX #256 | TERTIAIRE | LOCAUX MEDICAUX | 12312.5243 | 2016 | 45891.5385 | 40563.1193 | 2500 | 2 | 18831.7791 | 5831.6343 | 364187.8223 | 331491.9541 | 5 | 484478.2019 | 296964.5712 | 47 | 34368.5064 | 20265.9082 | 1 | 2545.3172 | 1203.2904 | 1 | 78350.9718 | 3975.3304 | 665035.4101 | 2174.5906 | 110614.6673 | 1083.0466 | 3117.6304 | 19.4621 | 35013.0519 | 311.9552 | 0 | 138158.914 | 82.53% | 17.47% | 14507.701 | 0 | 1151.9767 | 27.941 | 460.6015 | 1909.1011 | 2249.4966 | 219.257 | 18368.8939 | 41444.7398 | 558859.1153 | 618672.749 | 2171580.7868 | 2793572.925 | 1.075% | 2823940.4202
LOCAUX MEDICAUX #257 | TERTIAIRE | LOCAUX MEDICAUX | 9069.5216 | 2021 | 27666.8484 | 35042.7587 | 1600 | 2 | 13899.3498 | 5325.2356 | 271539.7221 | 301256.7189 | 3 | 445270.1659 | 262675.9107 | 37 | 20007.819 | 21735.9126 | 0 | 2164.1886 | 1069.3665 | 1 | 63396.6039 | 2165.3592 | 527157.3782 | 2007.5724 | 58905.3083 | 671.8549 | 2833.3512 | 16.3601 | 36514.5292 | 190.8541 | 0 | 124317.0849 | 92.2% | 7.801% | 7325.5929 | 0 | 1144.5376 | 13.7249 | 441.9301 | 1669.9617 | 1662.0798 | 192.4675 | 11162.426 | 24598.7749 | 335096.3049 | 370857.5059 | 1739103.2852 | 2113180.7905 | 6.174% | 2252244.9618
LOCAUX MEDICAUX #258 | TERTIAIRE | LOCAUX MEDICAUX | 28554.6822 | 2019 | 78630.8097 | 97053.3314 | 2500 | 2 | 24395.6295 | 10612.1982 | 903305.3203 | 763204.0755 | 12 | 929821.1647 | 583580.0132 | 115 | 73159.1345 | 60894.0453 | 2 | 6919.0305 | 2543.6753 | 2 | 193068.9141 | 8009.0242 | 1349284.8518 | 5644.678 | 232009.0912 | 2147.5856 | 9408.4066 | 62.4156 | 120004.0323 | 731.9874 | 0 | 316305.3181 | 93.17% | 6.829% | 24637.9916 | 0 | 3089.6608 | 61.2626 | 1033.063 | 3398.3786 | 3425.4801 | 568.7869 | 31932.5575 | 88316.6031 | 861859.729 | 982108.8897 | 4659661.5769 | 5649121.0394 | 3.413% | 5848758.9132
LOCAUX MEDICAUX #259 | TERTIAIRE | LOCAUX MEDICAUX | 12576.5445 | 2018 | 40732.161 | 46182.3408 | 2500 | 2 | 24006.1668 | 5419.3798 | 339713.976 | 478372.6377 | 6 | 468405.8171 | 248837.2189 | 36 | 27614.1244 | 27103.2548 | 1 | 3007.682 | 1361.8826 | 1 | 76392.4822 | 2871.1895 | 573540.8158 | 2649.7898 | 107750.762 | 1013.2955 | 2906.982 | 28.2717 | 51627.9851 | 390.7978 | 0 | 105743.5286 | 79.53% | 20.47% | 14822.2287 | 0 | 1138.4313 | 23.8761 | 665.1477 | 1967.9229 | 2223.0392 | 334.9936 | 15005.3965 | 40791.0181 | 381764.2904 | 437560.7051 | 2000196.9491 | 2440779.6601 | 9.095% | 2684987.3522
LOCAUX MEDICAUX #260 | TERTIAIRE | LOCAUX MEDICAUX | 27468.6823 | 2011 | 76471.8284 | 83098.187 | 2500 | 2 | 22184.7394 | 11662.9715 | 462235.6693 | 735743.4133 | 11 | 910343.0391 | 581967.1139 | 73 | 50606.5819 | 40585.9414 | 1 | 5063.3552 | 2759.6213 | 2 | 135297.1328 | 7675.0414 | 1278143.1678 | 5206.1923 | 168917.3059 | 2185.3342 | 7213.0963 | 65.5512 | 78692.5478 | 737.9827 | 0 | 217983.5888 | 81.74% | 18.26% | 21390.7845 | 0 | 3688.3935 | 45.5084 | 1194.4492 | 4759.4007 | 4691.8108 | 704.7885 | 40771.8979 | 79076.2665 | 1255647.0942 | 1375495.2587 | 3783884.7263 | 5164716.1846 | 0.9578% | 5214659.7373
LOCAUX MEDICAUX #261 | TERTIAIRE | LOCAUX MEDICAUX | 24643.6809 | 2019 | 61779.7656 | 87043.1125 | 2500 | 2 | 21710.7998 | 10058.6113 | 662829.4655 | 885300.8194 | 9 | 768297.2829 | 593041.5722 | 97 | 60373.8457 | 54752.8572 | 2 | 4809.107 | 2701.6623 | 2 | 183352.7552 | 5139.2034 | 1085862.3086 | 3810.776 | 185890.9405 | 1617.2417 | 5719.6033 | 40.148 | 80597.2229 | 559.2097 | 0 | 262800.5785 | 75.51% | 24.49% | 26931.5412 | 0 | 3391.8681 | 40.4816 | 995.2548 | 4339.1674 | 3368.4328 | 454.6437 | 37657.202 | 70063.5591 | 736717.3645 | 844438.1255 | 3747188.5164 | 4598961.8525 | 7.974% | 4997448.8388
LOCAUX MEDICAUX #262 | TERTIAIRE | LOCAUX MEDICAUX | 13720.3014 | 2013 | 37071.7115 | 39923.9615 | 2500 | 2 | 21137.3344 | 4568.9217 | 369335.4999 | 300066.5304 | 6 | 385869.7805 | 264294.669 | 41 | 32260.1846 | 20920.0216 | 1 | 2637.8273 | 1365.4405 | 1 | 86973.3989 | 3026.8415 | 504709.064 | 3062.426 | 83372.3559 | 1307.7932 | 3575.2432 | 23.0416 | 55173.9725 | 384.7516 | 0 | 135194.9208 | 85.88% | 14.12% | 10330.1702 | 0 | 2028.6744 | 20.2394 | 487.6174 | 1605.3024 | 2428.3433 | 278.9829 | 20912.2481 | 34076.034 | 454681.0189 | 509669.301 | 1886168.7359 | 2400109.3329 | 7.592% | 2597307.3045
LOCAUX MEDICAUX #263 | TERTIAIRE | LOCAUX MEDICAUX | 11659.8654 | 2020 | 48414.7423 | 30779.6111 | 2500 | 2 | 22869.9915 | 6700.18 | 293756.4075 | 313301.9583 | 6 | 356883.3496 | 322680.1327 | 41 | 31012.0548 | 21221.4004 | 1 | 2711.3236 | 1084.9088 | 1 | 73689.1118 | 2731.5093 | 554412.4575 | 2341.0342 | 101155.1642 | 779.8896 | 3727.1266 | 18.0897 | 39324.737 | 307.7353 | 0 | 165103.9835 | 85.88% | 14.12% | 11208.0808 | 0 | 1398.0206 | 25.3337 | 646.19 | 1674.8278 | 1340.8407 | 191.2277 | 18437.4162 | 38482.2204 | 486671.6234 | 543591.26 | 1852228.887 | 2398984.899 | 5.204% | 2530692.2115
LOCAUX MEDICAUX #264 | TERTIAIRE | LOCAUX MEDICAUX | 9048.5158 | 2013 | 24140.2755 | 27195.4377 | 1600 | 2 | 14036.7765 | 3814.4645 | 188516.4063 | 216644.6401 | 3 | 287145.6964 | 160761.3337 | 34 | 23404.1654 | 18820.9721 | 1 | 1859.7873 | 874.6025 | 1 | 53089.063 | 2376.1609 | 459502.4758 | 1673.9655 | 54805.0033 | 890.575 | 2941.852 | 20.8421 | 25224.7266 | 249.7107 | 0 | 96334.4754 | 79.53% | 20.47% | 9598.8028 | 0 | 1247.2757 | 13.0591 | 488.3972 | 1508.9172 | 1133.828 | 197.4492 | 11783.3904 | 33843.795 | 408902.3042 | 454529.4896 | 1357916.5386 | 1815040.7118 | 4.659% | 1903743.9498
LOCAUX MEDICAUX #265 | TERTIAIRE | LOCAUX MEDICAUX | 24174.0846 | 2021 | 97544.7594 | 79246.6947 | 2500 | 2 | 20855.1479 | 10073.8934 | 503619.5126 | 726599.1181 | 8 | 995252.1106 | 520773.5239 | 65 | 60121.6982 | 44676.3091 | 2 | 5501.0079 | 3182.4136 | 2 | 185207.3307 | 7707.7758 | 1263688.2858 | 5882.3021 | 169577.2782 | 2296.7865 | 5984.9026 | 53.0366 | 85890.5447 | 672.833 | 0 | 216922.2193 | 88.43% | 11.57% | 18096.988 | 0 | 2969.3802 | 52.8234 | 874.1109 | 4396.2403 | 3068.8257 | 411.717 | 29435.0695 | 91200.3148 | 980786.7705 | 1101422.1548 | 3990323.6493 | 5098773.3218 | 8.285% | 5559377.2784
LOCAUX MEDICAUX #266 | TERTIAIRE | LOCAUX MEDICAUX | 28696.1217 | 2016 | 98865.8254 | 98024.6354 | 2500 | 2 | 24180.5736 | 10040.8671 | 757401.1202 | 943062.4827 | 14 | 963292.6691 | 482695.8111 | 110 | 77537.2236 | 66905.286 | 1 | 5207.9294 | 2337.2032 | 1 | 200484.932 | 8722.4717 | 1255343.981 | 5183.2964 | 176599.652 | 2498.3818 | 8728.8081 | 50.012 | 122842.7921 | 683.0694 | 0 | 350796.0576 | 90.36% | 9.637% | 27912.6792 | 0 | 2898.5407 | 60.8126 | 1158.0753 | 4766.8327 | 3612.1815 | 465.7818 | 28962.3473 | 102308.8914 | 923816.1306 | 1055087.3693 | 4470226.1151 | 5534962.7657 | 8.677% | 6060865.854
LOCAUX MEDICAUX #267 | TERTIAIRE | LOCAUX MEDICAUX | 29895.8206 | 2007 | 56739.6517 | 88397.6942 | 2500 | 2 | 23077.3813 | 8758.6583 | 610242.4265 | 736978.4067 | 11 | 887625.97 | 416504.4842 | 91 | 57549.5744 | 39561.5822 | 1 | 5035.0744 | 3043.7993 | 2 | 144826.6616 | 7370.4002 | 1026290.7948 | 5619.9155 | 200008.7825 | 2434.9195 | 10144.9837 | 49.7051 | 92963.164 | 820.238 | 0 | 282205.2866 | 75.41% | 24.59% | 35004.5402 | 0 | 3077.0117 | 50.4387 | 1603.3142 | 5535.3434 | 5118.3366 | 632.3278 | 34029.7534 | 76862.8537 | 1320653.6947 | 1431546.3018 | 3756822.8338 | 5194759.2978 | 6.744% | 5570435.4207
LOCAUX MEDICAUX #268 | TERTIAIRE | LOCAUX MEDICAUX | 20562.068 | 2010 | 56732.6784 | 50500.8661 | 2500 | 2 | 23206.5716 | 8681.9827 | 483932.7026 | 513227.5623 | 9 | 585874.0459 | 300848.8261 | 54 | 37414.3295 | 27313.5664 | 1 | 4065.372 | 1715.613 | 1 | 108048.962 | 5212.4245 | 976837.6659 | 4028.3842 | 133599.4277 | 1599.0948 | 5937.0352 | 32.6855 | 60554.2557 | 420.4656 | 0 | 228042.8826 | 73.66% | 26.34% | 20016.4252 | 0 | 2299.839 | 48.117 | 834.4024 | 3073.3054 | 3801.2883 | 333.8738 | 24883.9574 | 50042.3739 | 672812.695 | 747739.0264 | 2955450.3865 | 3708692.5643 | 6.531% | 3967824.058
LOCAUX MEDICAUX #269 | TERTIAIRE | LOCAUX MEDICAUX | 31251.0902 | 2009 | 78693.8629 | 90175.0654 | 2500 | 2 | 20905.6778 | 11285.3687 | 788649.5145 | 943579.8042 | 10 | 905776.6755 | 456918.6837 | 121 | 69238.7462 | 52176.6499 | 1 | 5487.6375 | 3502.2591 | 2 | 117733.4688 | 10388.8911 | 1425125.6791 | 5120.6253 | 249270.1598 | 2897.3356 | 9455.4389 | 55.4314 | 122321.447 | 700.6932 | 0 | 319798.3227 | 85.78% | 14.22% | 36513.1474 | 0 | 3464.2095 | 70.9495 | 1110.4422 | 3791.6944 | 4950.4233 | 711.2468 | 29119.5655 | 103336.1801 | 1311147.2644 | 1443603.0099 | 4539288.1783 | 5990011.0926 | 4.715% | 6286447.7956
LOCAUX MEDICAUX #270 | TERTIAIRE | LOCAUX MEDICAUX | 27042.7413 | 2018 | 92789.1774 | 79850.8547 | 2500 | 2 | 24580.2669 | 11568.2061 | 855876.7395 | 976411.5388 | 12 | 880678.0602 | 638348.7444 | 74 | 81884.5466 | 41212.1479 | 1 | 5039.7374 | 3418.9274 | 1 | 128520.2802 | 5942.9613 | 1214073.2461 | 5408.5515 | 169508.0652 | 1843.2715 | 6838.4591 | 52.2634 | 94010.0096 | 784.413 | 0 | 272079.5851 | 80.81% | 19.19% | 31359.7534 | 0 | 3433.5866 | 40.0521 | 1168.3853 | 5008.0139 | 3554.4549 | 612.3358 | 43577.264 | 98704.6907 | 960311.7693 | 1102593.724 | 4237292.5257 | 5347242.4778 | 4.699% | 5610869.1985
LOCAUX MEDICAUX #271 | TERTIAIRE | LOCAUX MEDICAUX | 20364.7912 | 2018 | 61803.9967 | 52885.6777 | 2500 | 2 | 18775.7569 | 8069.445 | 538786.7803 | 759167.071 | 7 | 792515.8811 | 424744.6848 | 57 | 39351.0471 | 48760.0053 | 1 | 3956.2974 | 2612.3196 | 1 | 110596.9839 | 5587.515 | 829542.157 | 3495.5056 | 134726.4952 | 1726.0625 | 4570.4398 | 41.5222 | 59444.3738 | 594.8564 | 0 | 169220.205 | 82.25% | 17.75% | 18560.9939 | 0 | 2664.9321 | 39.9382 | 1076.2176 | 3320.6452 | 3731.6618 | 334.0021 | 27356.4551 | 84124.5872 | 914120.0557 | 1025601.098 | 3064674.9297 | 4096633.6736 | 4.642% | 4296076.2965
LOCAUX MEDICAUX #272 | TERTIAIRE | LOCAUX MEDICAUX | 31076.6146 | 2013 | 89096.0162 | 106491.7274 | 2500 | 4 | 20164.7383 | 12497.5511 | 593321.5863 | 781613.1583 | 12 | 941132.288 | 608476.8884 | 125 | 85271.9036 | 50173.0847 | 2 | 5595.1027 | 3310.4606 | 2 | 185726.4038 | 10513.1623 | 1615581.2921 | 5766.1211 | 191988.0179 | 2709.2188 | 8710.5626 | 51.7991 | 82038.1344 | 738.2447 | 0 | 305562.6062 | 72.12% | 27.88% | 30066.889 | 0 | 2873.4081 | 60.5522 | 1689.7467 | 5008.3553 | 5075.0065 | 724.1577 | 43072.4956 | 85879.3348 | 885349.2627 | 1014301.0932 | 4569512.6024 | 5592475.9995 | 9.239% | 6161783.9913
LOCAUX MEDICAUX #273 | TERTIAIRE | LOCAUX MEDICAUX | 29584.7904 | 2010 | 69381.6748 | 88277.7221 | 2500 | 2 | 19645.6951 | 9497.7688 | 684228.1739 | 781717.8267 | 11 | 740734.4623 | 463295.554 | 93 | 46371.0068 | 40858.0557 | 2 | 5756.878 | 2961.7859 | 2 | 136258.9592 | 8968.8833 | 948591.1865 | 4481.2012 | 169444.9659 | 2925.1667 | 9225.067 | 46.6329 | 102164.8387 | 881.0815 | 0 | 316371.0184 | 85.91% | 14.09% | 32719.4362 | 0 | 2705.7529 | 50.9071 | 1649.3222 | 4816.8132 | 4296.9426 | 580.5089 | 26896.1652 | 80839.372 | 1285667.0586 | 1393402.5958 | 3603524.8476 | 5004041.6773 | 7.869% | 5431441.8037
LOCAUX MEDICAUX #274 | TERTIAIRE | LOCAUX MEDICAUX | 29659.9141 | 2012 | 104941.6358 | 99315.2587 | 2500 | 2 | 22788.4487 | 12731.3794 | 706862.611 | 985587.2423 | 15 | 1208027.7096 | 441373.4096 | 119 | 63984.3592 | 52751.0395 | 2 | 5101.0271 | 2746.4141 | 2 | 183557.3468 | 9207.204 | 1330394.499 | 5160.2574 | 229598.3904 | 2928.4186 | 9936.754 | 70.7979 | 117672.4931 | 620.6517 | 0 | 257965.6458 | 86.06% | 13.94% | 23273.3923 | 0 | 3005.0059 | 68.9594 | 1205.0041 | 5098.3982 | 4245.4018 | 601.3458 | 31040.5148 | 90112.7117 | 1307728.9365 | 1428882.163 | 4671795.9571 | 6108702.0206 | 1.315% | 6190130.2952
LOCAUX MEDICAUX #275 | TERTIAIRE | LOCAUX MEDICAUX | 22307.0364 | 2009 | 72498.4792 | 59204.7839 | 2500 | 2 | 21192.1178 | 6568.8945 | 530604.9192 | 429524.5712 | 10 | 723454.9772 | 323149.081 | 85 | 54890.2886 | 30753.3564 | 1 | 2791.2218 | 1677.4091 | 1 | 113418.7137 | 5019.0644 | 1050027.1879 | 4728.3017 | 141208.0416 | 1647.6678 | 6475.6517 | 37.6468 | 80728.1695 | 561.6006 | 0 | 252948.1649 | 75.36% | 24.64% | 17563.6288 | 0 | 3117.5846 | 36.6356 | 1121.0978 | 3553.163 | 3683.4628 | 536.2017 | 24289.5305 | 47880.7878 | 654904.3753 | 727074.6936 | 3323300.5186 | 4054909.1647 | 3.843% | 4216946.5209
LOCAUX MEDICAUX #276 | TERTIAIRE | LOCAUX MEDICAUX | 9321.6918 | 2021 | 36951.4456 | 26602.3198 | 1600 | 2 | 13190.416 | 4389.4704 | 308744.974 | 246815.5696 | 4 | 458363.5488 | 212071.6146 | 29 | 21185.7231 | 24115.353 | 1 | 1716.1875 | 1324.1612 | 1 | 65465.8282 | 2243.1146 | 533078.4736 | 1702.763 | 65197.8603 | 832.6828 | 2859.4213 | 19.5572 | 41166.7499 | 282.0543 | 0 | 82785.6402 | 87.25% | 12.75% | 8329.2004 | 0 | 1384.9123 | 17.8293 | 452.6322 | 1415.6816 | 1308.8877 | 181.0374 | 12159.9747 | 40098.9985 | 358615.8629 | 410874.8361 | 1785785.2512 | 2199500.7511 | 9.046% | 2418255.3954
LOCAUX MEDICAUX #277 | TERTIAIRE | LOCAUX MEDICAUX | 32993.484 | 2013 | 91329.1583 | 112182.2963 | 2500 | 4 | 22388.636 | 16733.3786 | 714178.557 | 809023.0015 | 14 | 863791.8101 | 699169.3627 | 122 | 67144.1086 | 48802.339 | 2 | 6889.7401 | 3132.4506 | 2 | 164334.9156 | 7785.3143 | 1560219.5411 | 5819.947 | 225212.4271 | 2533.8013 | 10460.6703 | 65.0655 | 86379.5483 | 1027.7314 | 0 | 364483.8547 | 84.64% | 15.36% | 32626.5497 | 0 | 4549.0073 | 72.6915 | 1547.9894 | 4077.8457 | 5837.9864 | 694.0905 | 49890.4362 | 77553.5671 | 966044.1367 | 1093488.1401 | 4628342.0326 | 5729451.6264 | 2.47% | 5874562.2366
LOCAUX MEDICAUX #278 | TERTIAIRE | LOCAUX MEDICAUX | 11221.9024 | 2009 | 28068.5031 | 34341.945 | 2500 | 2 | 22862.3225 | 3461.123 | 269637.0146 | 271540.3032 | 4 | 269369.7454 | 199286.1368 | 41 | 27783.1062 | 18956.83 | 1 | 2138.0742 | 1278.848 | 1 | 58551.4514 | 2301.1706 | 476788.0548 | 2336.5423 | 74056.9375 | 1091.3417 | 3824.0411 | 26.5986 | 39745.8745 | 312.3161 | 0 | 95539.9942 | 83.49% | 16.51% | 11780.1824 | 0 | 1043.0947 | 16.9462 | 610.2384 | 1933.6385 | 1728.4602 | 195.4929 | 14303.1768 | 29818.6793 | 518719.9552 | 562841.8113 | 1497235.0751 | 2062411.3732 | 0.6951% | 2076846.9822
LOCAUX MEDICAUX #279 | TERTIAIRE | LOCAUX MEDICAUX | 31905.7275 | 2010 | 77135.9762 | 94206.8193 | 2500 | 4 | 18069.7853 | 12218.7043 | 635514.0331 | 922143.7909 | 11 | 761028.9279 | 576909.2214 | 93 | 77847.689 | 57864.2661 | 2 | 6376.0046 | 2583.6486 | 2 | 120674.9543 | 9902.5976 | 1032507.0434 | 4866.5285 | 256239.8587 | 2161.5205 | 9330.109 | 54.5294 | 97126.7048 | 974.7059 | 0 | 298045.0713 | 77.08% | 22.92% | 36310.1155 | 0 | 3867.4348 | 52.9814 | 1248.7101 | 5047.8446 | 5891.5444 | 595.4376 | 32436.8738 | 69182.9294 | 1308314.5413 | 1409934.3445 | 3758706.3272 | 5177819.3933 | 9.904% | 5747018.8348
LOCAUX MEDICAUX #280 | TERTIAIRE | LOCAUX MEDICAUX | 21472.4699 | 2016 | 54509.1729 | 65593.5189 | 2500 | 2 | 17720.7839 | 8761.073 | 658573.7574 | 476928.8948 | 10 | 734236.843 | 519075.1811 | 60 | 50256.7355 | 42131.77 | 1 | 4530.6785 | 2629.5512 | 1 | 101771.7872 | 6127.1557 | 1094053.3036 | 5151.3676 | 201867.9991 | 1614.4361 | 4730.2458 | 43.9357 | 75988.6334 | 520.7991 | 0 | 173971.3795 | 90.51% | 9.495% | 22564.9305 | 0 | 2403.686 | 50.0976 | 800.2145 | 3793.1406 | 3601.1341 | 379.1564 | 27796.6748 | 68223.0974 | 972503.9184 | 1068523.6905 | 3493831.7213 | 4569679.5399 | 8.214% | 4978604.9099
LOCAUX MEDICAUX #281 | TERTIAIRE | LOCAUX MEDICAUX | 29574.762 | 2015 | 87677.5351 | 68178.0578 | 2500 | 2 | 20890.7584 | 11364.0578 | 708786.0338 | 645681.205 | 14 | 997839.1424 | 752732.6775 | 111 | 55597.124 | 60775.5561 | 2 | 4744.412 | 2602.6221 | 1 | 169104.3539 | 7088.1743 | 1063001.576 | 6361.7804 | 219444.1399 | 2386.6924 | 8350.2634 | 50.8011 | 111222.4379 | 673.8426 | 0 | 263587.1401 | 77.78% | 22.22% | 29929.7528 | 0 | 3741.6434 | 57.4352 | 1527.3315 | 5248.7192 | 3705.1555 | 611.4347 | 38733.676 | 70373.2297 | 1332452.625 | 1441559.5307 | 4069490.8929 | 5517103.1196 | 9.556% | 6100024.6783
LOCAUX MEDICAUX #282 | TERTIAIRE | LOCAUX MEDICAUX | 22277.2107 | 2009 | 55111.6154 | 65122.2371 | 2500 | 2 | 20175.0035 | 10257.032 | 563419.2051 | 545822.8014 | 9 | 662952.2079 | 351769.2129 | 80 | 51167.5532 | 37708.4079 | 1 | 3711.6938 | 1855.463 | 2 | 94680.3945 | 5701.4483 | 1044938.9555 | 4182.028 | 135381.9295 | 2100.1666 | 5251.878 | 38.6362 | 76188.7713 | 678.7908 | 0 | 234970.7473 | 90.67% | 9.328% | 22700.625 | 0 | 2214.8362 | 46.1499 | 879.5682 | 3709.566 | 3471.487 | 392.6218 | 22121.7307 | 62323.0619 | 987589.3288 | 1072034.1213 | 3242095.6641 | 4319492.8067 | 9.558% | 4775999.2213
LOCAUX MEDICAUX #283 | TERTIAIRE | LOCAUX MEDICAUX | 14412.2693 | 2008 | 32609.1918 | 28050.4746 | 2500 | 2 | 19196.3219 | 5151.9101 | 248017.0316 | 369216.2453 | 5 | 493559.963 | 202446.2604 | 43 | 21431.0476 | 24725.6806 | 1 | 2288.1161 | 1609.3028 | 1 | 70316.0114 | 4555.6811 | 621703.8401 | 2814.6995 | 110110.721 | 1241.0183 | 4360.1811 | 30.6982 | 45319.5206 | 364.0933 | 0 | 112507.5688 | 63.87% | 36.13% | 17025.4915 | 0 | 1777.2597 | 33.0148 | 652.4517 | 2294.2449 | 2025.9675 | 298.4781 | 19082.8096 | 38180.4033 | 528414.6201 | 585677.833 | 1943709.4045 | 2532210.4415 | 9.083% | 2785176.7763
LOCAUX MEDICAUX #284 | TERTIAIRE | LOCAUX MEDICAUX | 33066.7901 | 2015 | 105032.2495 | 97730.4666 | 2500 | 2 | 24686.1411 | 11471.2744 | 616675.1906 | 941548.3561 | 15 | 1423913.2826 | 587878.9166 | 111 | 82137.8444 | 68238.0164 | 2 | 5753.2283 | 4008.2347 | 2 | 192836.1369 | 9295.571 | 1790466.5324 | 5964.5995 | 212251.612 | 2460.3303 | 9431.2193 | 78.9925 | 143844.2248 | 788.7445 | 0 | 427038.4634 | 90.69% | 9.311% | 24588.3664 | 0 | 3339.2269 | 64.0039 | 1662.0179 | 6061.5956 | 5759.1039 | 628.5879 | 52930.2561 | 114724.2993 | 1245668.725 | 1413323.2803 | 5548597.4653 | 6969494.2227 | 1.85% | 7100837.7344
LOCAUX MEDICAUX #285 | TERTIAIRE | LOCAUX MEDICAUX | 14888.4873 | 2015 | 54151.6321 | 50425.65 | 2500 | 2 | 23959.5598 | 6894.8608 | 331027.2405 | 451617.7181 | 6 | 493339.0889 | 303861.2076 | 42 | 35914.7391 | 26037.1274 | 1 | 3352.6911 | 1184.9183 | 1 | 81312.9661 | 4241.3732 | 595797.4061 | 2438.0671 | 98666.7052 | 996.4458 | 4776.1168 | 25.0467 | 49215.5551 | 398.2805 | 0 | 176586.2445 | 85.64% | 14.36% | 10976.3693 | 0 | 1685.0432 | 21.9553 | 522.4213 | 2249.0601 | 1793.3964 | 393.4799 | 16591.7139 | 41749.7884 | 690463.0539 | 748804.5562 | 2140998.2511 | 2893822.4788 | 4.421% | 3027671.9965
LOCAUX MEDICAUX #286 | TERTIAIRE | LOCAUX MEDICAUX | 30106.1606 | 2020 | 80836.6322 | 78594.7195 | 2500 | 2 | 21859.612 | 13946.7427 | 903464.5641 | 974806.1426 | 14 | 1185937.6604 | 709197.7795 | 109 | 93789.7613 | 72558.9822 | 2 | 6211.5873 | 3587.2158 | 2 | 168084.7148 | 6700.6682 | 1723785.2719 | 5263.3846 | 210663.2732 | 2738.4353 | 9584.9502 | 60.3578 | 142024.0937 | 606.9942 | 0 | 325377.0409 | 80.96% | 19.04% | 29774.1077 | 0 | 3810.8822 | 65.5393 | 1429.7666 | 3640.28 | 4906.345 | 642.2296 | 37438.8017 | 81796.1566 | 963282.8847 | 1082517.843 | 5312763.8246 | 6403105.7184 | 3.605% | 6642542.1281
LOCAUX MEDICAUX #287 | TERTIAIRE | LOCAUX MEDICAUX | 24050.994 | 2011 | 80035.2222 | 73214.8972 | 2500 | 2 | 22763.716 | 8555.5735 | 481327.862 | 572720.6803 | 10 | 712858.8128 | 575404.4436 | 89 | 38244.5745 | 33307.4247 | 1 | 4203.191 | 2677.7692 | 1 | 101603.9452 | 8126.5604 | 860864.4063 | 4192.3606 | 181459.291 | 1828.2015 | 6388.8471 | 47.5372 | 94384.7689 | 742.2239 | 0 | 212037.9618 | 66.5% | 33.5% | 24491.125 | 0 | 3470.4125 | 46.2113 | 982.726 | 3089.7473 | 4110.2828 | 527.4992 | 29546.9447 | 67422.0344 | 753529.9983 | 850498.9774 | 3099385.6289 | 3955920.958 | 2.721% | 4066583.4042
LOCAUX MEDICAUX #288 | TERTIAIRE | LOCAUX MEDICAUX | 11765.8414 | 2010 | 30773.2023 | 24101.4406 | 2500 | 2 | 20358.617 | 4172.8787 | 319656.0916 | 305556.7881 | 5 | 330472.1626 | 168199.9104 | 42 | 29249.0886 | 18088.6144 | 1 | 1656.6722 | 907.4482 | 1 | 48036.4448 | 2523.7223 | 408720.6487 | 2637.1061 | 87163.5472 | 1136.6351 | 2790.2239 | 17.9466 | 43642.5971 | 230.1311 | 0 | 83277.1078 | 80.77% | 19.23% | 13190.893 | 0 | 1159.411 | 18.3454 | 398.4355 | 1967.8111 | 1426.6305 | 231.5521 | 11025.8263 | 31585.9682 | 440497.2237 | 483109.0183 | 1528566.4105 | 2013919.2858 | 2.423% | 2063921.1992
LOCAUX MEDICAUX #289 | TERTIAIRE | LOCAUX MEDICAUX | 18219.2531 | 2009 | 47132.3338 | 56971.5468 | 2500 | 2 | 23105.4212 | 8046.0764 | 305199.0201 | 401688.4751 | 9 | 691370.1001 | 304048.2369 | 52 | 40663.1011 | 31590.0032 | 1 | 2741.2529 | 1736.7998 | 1 | 106419.345 | 4773.0164 | 856335.8233 | 4144.9139 | 118447.565 | 1087.77 | 5316.5242 | 35.8572 | 65792.4998 | 433.8976 | 0 | 130500.3188 | 88.8% | 11.2% | 17914.6554 | 0 | 1735.2301 | 28.1929 | 914.0971 | 3146.4853 | 3123.1322 | 441.9815 | 26143.0678 | 52537.3267 | 769485.3137 | 848165.7082 | 2637281.8918 | 3488845.2623 | 3.349% | 3609727.2294
LOCAUX MEDICAUX #290 | TERTIAIRE | LOCAUX MEDICAUX | 21866.3461 | 2012 | 75322.6981 | 54897.5194 | 2500 | 2 | 18125.1265 | 7923.8228 | 606680.5488 | 636192.145 | 10 | 690012.8239 | 537166.8311 | 80 | 46902.7316 | 35675.6632 | 1 | 4687.2958 | 2263.0852 | 2 | 134670.1591 | 6847.3524 | 863701.1378 | 4216.4361 | 154950.0931 | 1522.3389 | 6479.8822 | 45.4305 | 76304.1615 | 518.3226 | 0 | 204364.2406 | 78.69% | 21.31% | 24574.8344 | 0 | 2398.9809 | 35.9922 | 843.6003 | 3741.9263 | 3714.0671 | 477.2877 | 29502.9956 | 51351.1699 | 930840.4838 | 1011694.6493 | 3156223.6391 | 4172574.1657 | 10.17% | 4645020.2106
LOCAUX MEDICAUX #291 | TERTIAIRE | LOCAUX MEDICAUX | 21433.2585 | 2011 | 58958.0892 | 64503.2914 | 2500 | 2 | 18283.3363 | 9520.9575 | 365341.7507 | 665626.0539 | 8 | 643562.434 | 383562.8737 | 82 | 47708.3716 | 39458.6427 | 1 | 3356.2572 | 1938.8866 | 1 | 114558.8746 | 6541.842 | 821404.757 | 4329.043 | 123342.2294 | 2124.9789 | 7163.9693 | 35.7498 | 62202.5982 | 517.9725 | 0 | 202362.0672 | 86.05% | 13.95% | 22626.5716 | 0 | 2398.9412 | 41.4161 | 1066.806 | 3366.5604 | 2437.6617 | 468.6295 | 21167.4242 | 47312.4547 | 937733.1224 | 1006213.0012 | 2720412.3985 | 3732192.7938 | 9.542% | 4125886.6433
LOCAUX MEDICAUX #292 | TERTIAIRE | LOCAUX MEDICAUX | 32098.1636 | 2008 | 92639.053 | 71539.7236 | 2500 | 2 | 20500.195 | 11537.3487 | 736958.8325 | 832796.3398 | 15 | 1177077.0907 | 432852.5233 | 91 | 55988.7894 | 41840.8118 | 2 | 5057.7927 | 3361.0167 | 2 | 171331.4589 | 6943.4572 | 1434920.447 | 5873.1517 | 166801.4983 | 2189.2456 | 7809.7827 | 64.9822 | 75512.7146 | 608.0476 | 0 | 269461.4249 | 69.47% | 30.53% | 37203.9935 | 0 | 4331.4975 | 58.77 | 1531.7853 | 5682.947 | 3775.1904 | 725.8204 | 37899.9014 | 87889.759 | 1224799.7438 | 1350589.4041 | 4623391.7425 | 5982595.543 | 8.64% | 6548360.2513
LOCAUX MEDICAUX #293 | TERTIAIRE | LOCAUX MEDICAUX | 33327.8527 | 2007 | 90000.1013 | 73638.2215 | 2500 | 2 | 24039.6112 | 10185.6857 | 619965.3677 | 853450.9426 | 14 | 954095.1612 | 640724.9922 | 87 | 77418.9131 | 41858.4197 | 2 | 4119.4781 | 2677.6666 | 2 | 136414.9951 | 9883.7112 | 1179213.0407 | 5158.1674 | 254411.2238 | 3139.9139 | 9861.4557 | 59.3404 | 75428.4877 | 942.7401 | 0 | 329868.5162 | 81.58% | 18.42% | 33854.1376 | 0 | 4108.4055 | 60.0246 | 1574.7389 | 5491.9769 | 5892.6336 | 658.0589 | 35314.6268 | 103895.5657 | 1148439.9571 | 1287650.1495 | 4150531.334 | 5447099.0836 | 7.263% | 5873690.6064
LOCAUX MEDICAUX #294 | TERTIAIRE | LOCAUX MEDICAUX | 25057.379 | 2020 | 82373.4295 | 68632.3033 | 2500 | 2 | 17851.0283 | 13214.2242 | 602915.4407 | 852288.3352 | 11 | 995938.1602 | 664828.1716 | 78 | 74119.9928 | 40795.8947 | 2 | 5998.4092 | 2988.763 | 2 | 178062.5283 | 7336.6542 | 1361632.4868 | 4529.3933 | 167283.3317 | 1637.1281 | 6289.7695 | 52.3739 | 90118.9087 | 733.0703 | 0 | 237869.9744 | 86.29% | 13.71% | 26348.9391 | 0 | 2745.9164 | 53.1054 | 1064.7374 | 4314.826 | 3430.4207 | 510.8499 | 31956.1796 | 87743.969 | 999124.8744 | 1118825.023 | 4205826.4446 | 5332341.1241 | 1.123% | 5392889.8454
LOCAUX MEDICAUX #295 | TERTIAIRE | LOCAUX MEDICAUX | 30456.122 | 2021 | 118913.3416 | 103452.4502 | 2500 | 4 | 21068.4313 | 15561.252 | 945518.3331 | 785016.8291 | 14 | 1266062.8234 | 570009.958 | 110 | 87278.9131 | 52710.0517 | 2 | 5060.6487 | 4379.7932 | 2 | 145924.6669 | 7517.8918 | 1717824.5196 | 5604.9116 | 201561.0921 | 1880.6894 | 9169.9088 | 59.2662 | 146200.3906 | 848.4841 | 0 | 273072.8844 | 77.65% | 22.35% | 30871.9201 | 0 | 3083.9244 | 47.4084 | 1165.9359 | 4636.4874 | 3590.0439 | 636.3338 | 34103.1409 | 82109.0158 | 1098692.2762 | 1214904.4329 | 5408233.4845 | 6631193.0016 | 6.307% | 7077586.0236
LOCAUX MEDICAUX #296 | TERTIAIRE | LOCAUX MEDICAUX | 30775.6975 | 2010 | 78698.6105 | 89359.6053 | 2500 | 2 | 23784.0444 | 9694.5883 | 502326.1534 | 833915.028 | 10 | 731343.0045 | 528615.8607 | 94 | 50568.8737 | 45227.9945 | 2 | 5383.3251 | 2886.0392 | 2 | 187994.7445 | 9954.9635 | 1055324.8036 | 7414.4173 | 242842.0258 | 2574.4117 | 7707.3976 | 75.6248 | 114596.67 | 642.4629 | 0 | 219195.6034 | 91.27% | 8.73% | 26372.2815 | 0 | 3994.431 | 55.5405 | 1448.4354 | 4596.5856 | 5322.2144 | 739.1066 | 39314.5189 | 64709.5708 | 1384679.7872 | 1488703.8769 | 3566918.9691 | 5061336.4328 | 8.454% | 5528718.1062
LOCAUX MEDICAUX #297 | TERTIAIRE | LOCAUX MEDICAUX | 13925.0145 | 2009 | 39618.1245 | 44405.1241 | 2500 | 2 | 20710.086 | 4696.1193 | 282659.6482 | 290928.6665 | 7 | 434253.7668 | 314931.6033 | 57 | 34169.951 | 20201.6257 | 1 | 1985.7522 | 1218.5398 | 1 | 81289.438 | 3276.1346 | 604747.9808 | 2684.2913 | 79519.4666 | 912.3272 | 4704.8468 | 21.2511 | 54019.9864 | 404.3104 | 0 | 111478.7206 | 89.86% | 10.14% | 13388.5304 | 0 | 1490.3995 | 23.6664 | 698.2917 | 1810.7308 | 1692.2276 | 322.994 | 17129.5447 | 34653.026 | 502388.4537 | 554171.0243 | 1919483.5646 | 2477107.525 | 8.658% | 2711910.9745
LOCAUX MEDICAUX #298 | TERTIAIRE | LOCAUX MEDICAUX | 15975.8771 | 2020 | 55687.5525 | 40472.6533 | 2500 | 2 | 20008.5671 | 6350.5002 | 437126.5258 | 395301.7436 | 7 | 772249.2704 | 285926.4011 | 63 | 44241.1954 | 39795.1933 | 1 | 2900.2174 | 1683.6482 | 1 | 91191.6953 | 4039.809 | 845583.9699 | 3782.4897 | 149397.8853 | 1014.6784 | 4183.7156 | 27.9713 | 56353.6293 | 317.4153 | 0 | 145018.7691 | 92.82% | 7.177% | 19128.2551 | 0 | 1561.1575 | 32.6989 | 870.1201 | 2809.1464 | 2526.8689 | 401.0595 | 27475.7958 | 53081.3746 | 625268.1462 | 705825.3167 | 2868725.4396 | 3579539.1882 | 2.412% | 3668024.26
LOCAUX MEDICAUX #299 | TERTIAIRE | LOCAUX MEDICAUX | 15904.2949 | 2011 | 48541.0699 | 45253.4003 | 2500 | 2 | 23768.9859 | 7620.7961 | 408756.6786 | 432707.7254 | 7 | 435019.485 | 286796.2449 | 63 | 26739.4223 | 29534.6131 | 1 | 2977.1291 | 1754.6688 | 1 | 91036.5853 | 4587.7438 | 508995.25 | 2808.6118 | 98262.592 | 1047.9641 | 4091.4433 | 29.1649 | 51401.0765 | 432.5537 | 0 | 130856.243 | 69.67% | 30.33% | 14015.305 | 0 | 2170.6388 | 28.0859 | 860.2814 | 1895.5569 | 2389.5389 | 308.7174 | 18861.6007 | 44807.0036 | 481368.2698 | 545036.8742 | 2019728.0839 | 2569187.1817 | 5.02% | 2704966.951
LOCAUX MEDICAUX #300 | TERTIAIRE | LOCAUX MEDICAUX | 15288.8925 | 2022 | 53252.5238 | 45842.7956 | 2500 | 2 | 23184.5801 | 9253.5097 | 494868.3598 | 550645.3602 | 7 | 577350.7344 | 429278.089 | 51 | 36594.5433 | 29820.0282 | 1 | 2506.537 | 1464.9932 | 1 | 89728.534 | 3322.4631 | 964088.8571 | 2388.4037 | 103912.5929 | 1493.626 | 3574.1585 | 33.3227 | 49277.7134 | 379.8938 | 0 | 196373.0002 | 79.34% | 20.66% | 14929.0014 | 0 | 1687.0557 | 30.2243 | 778.5259 | 2607.8296 | 1858.2174 | 253.9074 | 19856.6308 | 54310.6569 | 622106.1748 | 696273.4625 | 2836954.7313 | 3537872.854 | 4.903% | 3720265.3298
LOCAUX MEDICAUX #301 | TERTIAIRE | LOCAUX MEDICAUX | 20529.8396 | 2021 | 85543.2193 | 56852.5909 | 2500 | 2 | 19285.9831 | 12376.257 | 529364.0004 | 824507.0193 | 10 | 766009.8018 | 485734.3461 | 76 | 50043.2253 | 51948.3414 | 1 | 4451.9903 | 2679.6475 | 1 | 113521.9756 | 5460.2662 | 1008414.0509 | 3342.7067 | 194720.129 | 1811.792 | 4511.8169 | 34.0387 | 62630.8611 | 520.7064 | 0 | 203740.8563 | 92.04% | 7.959% | 19792.7658 | 0 | 2159.9697 | 45.4251 | 818.7941 | 3097.8568 | 2474.88 | 413.1203 | 30356.1924 | 84696.4045 | 745917.5227 | 860970.1196 | 3368206.4223 | 4234270.6272 | 3.946% | 4408213.7573
LOCAUX MEDICAUX #302 | TERTIAIRE | LOCAUX MEDICAUX | 30708.5815 | 2010 | 81697.0529 | 77774.3464 | 2500 | 2 | 22009.4063 | 13199.475 | 766249.229 | 665754.0041 | 11 | 1189493.5405 | 474037.1397 | 89 | 55809.617 | 60433.2389 | 1 | 5055.4031 | 2212.2904 | 1 | 165763.7278 | 9282.8686 | 1153334.9263 | 6711.9927 | 222399.7531 | 2096.4843 | 8593.3011 | 51.6302 | 96407.1749 | 591.0083 | 0 | 354866.4998 | 81.47% | 18.53% | 36487.6781 | 0 | 2872.4275 | 72.1949 | 1645.7243 | 5209.4935 | 5230.5499 | 594.0656 | 32071.1921 | 82877.2924 | 961879.8153 | 1076828.2998 | 4520829.9656 | 5606211.3832 | 6.088% | 5969669.0745
LOCAUX MEDICAUX #303 | TERTIAIRE | LOCAUX MEDICAUX | 18971.1315 | 2011 | 51422.6128 | 62527.1718 | 2500 | 2 | 22485.8023 | 8121.3539 | 501879.3768 | 540341.0309 | 10 | 755726.2707 | 368877.6227 | 69 | 43995.4457 | 37436.2757 | 1 | 3646.5328 | 1380.2367 | 1 | 95322.6624 | 4244.3087 | 697405.908 | 3618.5548 | 133974.4875 | 1770.8004 | 6123.1701 | 45.2537 | 51232.0813 | 467.0098 | 0 | 148181.451 | 74.67% | 25.33% | 19507.6036 | 0 | 1997.7384 | 27.6849 | 754.9246 | 2225.3377 | 3090.6821 | 348.8749 | 21051.4846 | 43082.3372 | 827653.5497 | 891787.3715 | 2753547.9637 | 3650192.7907 | 10.08% | 4059478.329
LOCAUX MEDICAUX #304 | TERTIAIRE | LOCAUX MEDICAUX | 15862.9886 | 2016 | 56409.7961 | 53621.0365 | 2500 | 2 | 19849.6096 | 8629.7911 | 301492.5872 | 569611.9002 | 6 | 528507.0978 | 373387.0151 | 52 | 32103.4608 | 26409.8011 | 1 | 2628.4922 | 2086.9691 | 1 | 68122.3098 | 4428.3409 | 893035.21 | 2945.6526 | 143333.0553 | 1135.0226 | 3728.4468 | 34.5809 | 55695.6184 | 489.1893 | 0 | 169219.6298 | 92.79% | 7.207% | 11656.0299 | 0 | 1761.8086 | 26.4167 | 606.8019 | 2365.7603 | 2823.8579 | 363.3993 | 17727.9825 | 58148.8364 | 560315.1128 | 636191.9317 | 2513142.0246 | 3154127.6469 | 3.571% | 3270948.4951
LOCAUX MEDICAUX #305 | TERTIAIRE | LOCAUX MEDICAUX | 19782.8214 | 2006 | 54288.4634 | 59723.1918 | 2500 | 2 | 24437.9708 | 7651.253 | 329645.8994 | 409989.1397 | 10 | 430884.7546 | 268851.9957 | 66 | 33711.2385 | 31887.0741 | 1 | 2819.0675 | 1487.9814 | 1 | 92769.2557 | 6544.9549 | 617141.5657 | 3549.0534 | 127234.8521 | 1814.1128 | 6033.4897 | 47.2311 | 70583.4806 | 471.9533 | 0 | 127033.9544 | 76.07% | 23.93% | 19761.8858 | 0 | 2417.971 | 29.2622 | 814.9457 | 2478.1723 | 3210.321 | 432.3834 | 22468.2364 | 60618.2734 | 752346.3767 | 835432.8865 | 2142108.0992 | 2981070.4506 | 4.613% | 3125240.7951
LOCAUX MEDICAUX #306 | TERTIAIRE | LOCAUX MEDICAUX | 11279.9994 | 2014 | 33376.5679 | 40726.8612 | 2500 | 2 | 17839.861 | 4252.5785 | 327951.5597 | 310076.072 | 6 | 320486.7887 | 203351.4846 | 34 | 24559.5705 | 23858.8178 | 1 | 2112.1991 | 905.8971 | 1 | 64255.5162 | 2648.4616 | 563951.3946 | 2782.4226 | 77500.7954 | 721.2887 | 3010.3052 | 19.1672 | 37548.9899 | 253.5887 | 0 | 102324.1853 | 87.62% | 12.38% | 12549.3649 | 0 | 1613.6785 | 24.5421 | 511.9899 | 1762.172 | 1678.0511 | 286.724 | 11005.3722 | 27223.6043 | 502725.5335 | 540954.51 | 1721788.3877 | 2265265.3787 | 6.221% | 2415537.0546
LOCAUX MEDICAUX #307 | TERTIAIRE | LOCAUX MEDICAUX | 25209.5427 | 2012 | 86800.6257 | 66586.8104 | 2500 | 2 | 22466.6766 | 9064.8694 | 698373.7187 | 787785.8006 | 12 | 934882.2171 | 548117.9642 | 73 | 42720.0984 | 38620.2231 | 1 | 3982.4508 | 3030.3054 | 1 | 108697.8264 | 6585.0319 | 1232687.8831 | 3958.807 | 145548.8568 | 2289.2408 | 7500.7225 | 58.2065 | 84964.8918 | 660.0065 | 0 | 284052.8132 | 81.8% | 18.2% | 29510.11 | 0 | 3445.8875 | 46.4937 | 1150.0976 | 3775.701 | 4497.3859 | 607.6502 | 35467.0044 | 58319.4402 | 757036.4887 | 850822.9334 | 3989172.4413 | 4847057.7172 | 3.258% | 5010279.8796
LOCAUX MEDICAUX #308 | TERTIAIRE | LOCAUX MEDICAUX | 32274.158 | 2015 | 91121.787 | 77455.3093 | 2500 | 2 | 18460.3441 | 16712.5306 | 919867.6311 | 734117.1977 | 15 | 1167666.4477 | 788192.4656 | 108 | 57470.222 | 66237.2892 | 2 | 5050.4879 | 3801.3772 | 2 | 205209.7254 | 8306.7459 | 1729280.2647 | 4895.0588 | 184813.449 | 3077.765 | 11001.9263 | 57.422 | 136630.3398 | 619.8797 | 0 | 340227.6553 | 79.55% | 20.45% | 32871.1419 | 0 | 3830.4208 | 58.4269 | 1579.0524 | 4077.3236 | 4709.7435 | 745.1226 | 38207.4814 | 114161.0907 | 1166593.9301 | 1318962.5022 | 5349053.7458 | 6678478.7269 | 4.962% | 7027140.0283
LOCAUX MEDICAUX #309 | TERTIAIRE | LOCAUX MEDICAUX | 24234.8691 | 2006 | 52446.3888 | 59994.7564 | 2500 | 2 | 24364.8334 | 10229.8804 | 545902.5073 | 537557.3657 | 12 | 570538.299 | 498314.0299 | 78 | 35245.4143 | 28114.1594 | 1 | 3722.782 | 2448.1292 | 2 | 133373.754 | 8179.6483 | 1001837.1573 | 3695.3055 | 174418.7983 | 2288.6647 | 7728.9867 | 37.9676 | 78986.6036 | 640.7951 | 0 | 170231.123 | 66.54% | 33.46% | 25943.0489 | 0 | 2570.5495 | 38.2463 | 1304.255 | 3981.5343 | 2924.8137 | 553.5384 | 23611.7375 | 51370.7334 | 780306.8176 | 855289.2884 | 3063910.7102 | 3925300.2635 | 6.715% | 4207851.7171
LOCAUX MEDICAUX #310 | TERTIAIRE | LOCAUX MEDICAUX | 28662.6915 | 2019 | 81306.6241 | 74797.0232 | 2500 | 2 | 22140.3289 | 15691.7841 | 629015.6683 | 1049140.341 | 11 | 835535.6835 | 546458.9976 | 87 | 75498.3696 | 67353.5142 | 1 | 4855.0358 | 3985.4806 | 2 | 187790.4028 | 9604.8496 | 1621916.8862 | 7051.0603 | 277247.6474 | 1778.5867 | 6682.7659 | 63.9841 | 87725.8576 | 826.8019 | 0 | 299176.2894 | 92.11% | 7.889% | 28399.2244 | 0 | 3969.8793 | 60.1109 | 1090.3074 | 4669.8936 | 5283.0137 | 575.6628 | 51126.2137 | 96529.5561 | 1152231.6398 | 1299887.4096 | 4565376.9481 | 5875029.3616 | 9.941% | 6523522.3977
LOCAUX MEDICAUX #311 | TERTIAIRE | LOCAUX MEDICAUX | 8369.5133 | 2016 | 28954.1986 | 28707.0158 | 1600 | 2 | 11620.0544 | 4367.0216 | 212799.6399 | 259682.2504 | 4 | 238259.9227 | 135257.7003 | 25 | 14966.7709 | 19120.2875 | 1 | 1206.2272 | 686.4123 | 0 | 40163.3448 | 2202.6858 | 355650.2349 | 1804.3899 | 70841.1481 | 819.1442 | 2052.0426 | 13.404 | 25503.1009 | 165.8412 | 0 | 80975.9496 | 86.88% | 13.12% | 6685.6953 | 0 | 926.1485 | 13.5982 | 370.6825 | 1140.5754 | 1135.271 | 218.3389 | 12523.8671 | 32130.9297 | 335053.8169 | 379708.6137 | 1206802.9447 | 1588798.3243 | 3.244% | 1642074.4688
LOCAUX MEDICAUX #312 | TERTIAIRE | LOCAUX MEDICAUX | 23747.7674 | 2017 | 80703.1511 | 64912.4864 | 2500 | 2 | 23485.9822 | 9455.9213 | 538831.9587 | 822338.6304 | 12 | 702435.5782 | 439218.2759 | 79 | 44908.2062 | 42710.6242 | 2 | 3841.6849 | 2169.4301 | 1 | 126218.46 | 6890.7904 | 894705.7319 | 3869.0463 | 165539.3334 | 1492.0229 | 7771.7213 | 59.7569 | 70488.188 | 633.3008 | 0 | 196185.4668 | 84.62% | 15.38% | 17362.7678 | 0 | 2837.3936 | 34.8695 | 1008.09 | 4316.7792 | 3498.9995 | 620.3871 | 38819.0563 | 68571.0442 | 878299.0852 | 985689.1857 | 3162840.2651 | 4155142.0073 | 1.637% | 4224293.342
LOCAUX MEDICAUX #313 | TERTIAIRE | LOCAUX MEDICAUX | 11924.4647 | 2008 | 31411.7783 | 36082.6859 | 2500 | 2 | 20403.1727 | 4962.8513 | 217488.8727 | 314298.3589 | 5 | 300719.265 | 174749.1791 | 37 | 28673.8497 | 17921.886 | 1 | 1438.7443 | 980.6019 | 1 | 63835.1532 | 2513.7021 | 383021.3993 | 2435.4386 | 91996.9749 | 1049.7773 | 3999.1276 | 18.304 | 41664.2576 | 235.3031 | 0 | 93213.1055 | 71.63% | 28.37% | 9465.6097 | 0 | 1773.8577 | 27.0273 | 483.1105 | 1574.0812 | 2032.4959 | 286.3312 | 13933.3863 | 32171.4059 | 391586.5446 | 437691.3368 | 1410794.5522 | 1851486.0184 | 8.181% | 2016460.1653
LOCAUX MEDICAUX #314 | TERTIAIRE | LOCAUX MEDICAUX | 33285.6625 | 2009 | 68460.8463 | 103448.6277 | 2500 | 4 | 17941.6255 | 10441.4771 | 535844.9483 | 901200.0666 | 13 | 1091032.2278 | 739041.796 | 94 | 51493.9426 | 42670.4496 | 2 | 6131.0921 | 3669.262 | 2 | 178583.1863 | 7988.8087 | 1542496.24 | 6751.3439 | 261231.1685 | 2509.2563 | 9740.8269 | 68.8949 | 106152.6111 | 795.0838 | 0 | 292746.2073 | 80.36% | 19.64% | 39575.8903 | 0 | 4381.204 | 47.7077 | 1343.918 | 4939.8032 | 5630.609 | 854.0562 | 45258.9461 | 96209.0174 | 1348728.4467 | 1490196.4102 | 4618753.9405 | 6118233.0886 | 3.275% | 6325361.8093
LOCAUX MEDICAUX #315 | TERTIAIRE | LOCAUX MEDICAUX | 31045.3885 | 2016 | 83418.4622 | 82176.0333 | 2500 | 2 | 19046.4949 | 11003.9186 | 602970.0294 | 791230.5891 | 16 | 893680.773 | 718927.6228 | 78 | 67490.881 | 65630.6903 | 2 | 4675.8834 | 3227.357 | 1 | 145328.15 | 7025.9841 | 1208070.8192 | 5170.6667 | 279006.0416 | 3040.9108 | 9525.8123 | 57.1441 | 138566.8309 | 596.584 | 0 | 277296.6342 | 71.58% | 28.42% | 31179.6761 | 0 | 4299.0215 | 72.2126 | 1394.6305 | 4794.6105 | 5149.5178 | 759.5801 | 41358.5526 | 93786.0255 | 1310545.304 | 1445689.8822 | 4134777.6286 | 5589521.9316 | 6.036% | 5948593.0252
LOCAUX MEDICAUX #316 | TERTIAIRE | LOCAUX MEDICAUX | 25691.6075 | 2015 | 86735.1453 | 87648.9107 | 2500 | 2 | 20623.7132 | 8937.6632 | 673782.5686 | 777538.4696 | 13 | 681271.6254 | 674520.6107 | 76 | 57575.2114 | 43872.125 | 1 | 5638.4434 | 2630.3375 | 1 | 131977.2866 | 6382.2708 | 1353188.402 | 3893.2878 | 162033.2011 | 2266.0537 | 7519.516 | 61.3979 | 104334.3776 | 584.2219 | 0 | 216699.0255 | 71.65% | 28.35% | 31087.5907 | 0 | 3052.1974 | 54.9488 | 955.4593 | 3249.7714 | 4336.5451 | 517.3778 | 32497.9786 | 67849.0186 | 880732.2955 | 981079.2927 | 3859741.4306 | 4846596.0847 | 9.269% | 5341709.0611
LOCAUX MEDICAUX #317 | TERTIAIRE | LOCAUX MEDICAUX | 12843.5528 | 2019 | 33103.9663 | 39999.8598 | 2500 | 2 | 19041.9809 | 5739.0734 | 299709.1049 | 469881.6758 | 5 | 482018.0204 | 259895.0269 | 48 | 35613.4672 | 20333.0946 | 1 | 3181.2152 | 1825.8302 | 1 | 66059.6561 | 4192.7777 | 706392.2271 | 1966.2776 | 125534.9316 | 1203.5477 | 3496.1095 | 20.9664 | 60856.3171 | 290.5408 | 0 | 132649.792 | 87.08% | 12.92% | 9672.5704 | 0 | 1707.9687 | 27.442 | 558.9197 | 1949.5936 | 1567.2766 | 316.5239 | 14769.18 | 44596.2004 | 453648.6384 | 513014.0188 | 2157230.9412 | 2674527.6068 | 7.878% | 2903255.7123
LOCAUX MEDICAUX #318 | TERTIAIRE | LOCAUX MEDICAUX | 27096.8104 | 2017 | 105326.1562 | 98451.2434 | 2500 | 4 | 21299.8851 | 9342.3534 | 524888.1806 | 832882.9623 | 11 | 1148268.5249 | 634992.9813 | 106 | 69092.6707 | 64347.903 | 2 | 5254.5655 | 3184.9011 | 1 | 184564.853 | 6916.4178 | 1141776.5482 | 5513.7755 | 167310.1383 | 1908.7532 | 7569.0982 | 44.9717 | 91434.7567 | 523.2161 | 0 | 356120.1361 | 83.76% | 16.24% | 25614.4102 | 0 | 2689.0231 | 44.211 | 1155.6587 | 3101.7624 | 4957.4899 | 681.3614 | 38332.0353 | 83863.216 | 1144618.9065 | 1266814.1578 | 4232769.6923 | 5506767.7027 | 3.29% | 5694117.4703
LOCAUX MEDICAUX #319 | TERTIAIRE | LOCAUX MEDICAUX | 29874.3044 | 2009 | 85348.0982 | 91495.9585 | 2500 | 2 | 21250.5338 | 8591.6654 | 723506.4105 | 938007.8532 | 10 | 952273.4315 | 495878.2035 | 77 | 54093.1979 | 50391.0969 | 2 | 4299.7157 | 2870.6015 | 2 | 127821.521 | 8849.2551 | 1083434.1638 | 7204.8298 | 244788.1151 | 2094.036 | 8428.6067 | 46.1895 | 107775.6796 | 634.6481 | 0 | 223806.112 | 84.81% | 15.19% | 31089.8909 | 0 | 3796.4459 | 57.0381 | 1181.8061 | 4601.4732 | 3810.814 | 596.9976 | 33376.6356 | 90309.7837 | 1335288.2357 | 1458974.655 | 4029345.5286 | 5494871.6271 | 3.708% | 5706476.6202
LOCAUX MEDICAUX #320 | TERTIAIRE | LOCAUX MEDICAUX | 24037.6074 | 2018 | 85592.1845 | 72544.1645 | 2500 | 2 | 23357.8958 | 13215.3865 | 626271.2407 | 591781.4553 | 9 | 1051178.1353 | 474385.5095 | 67 | 55842.5245 | 47177.3905 | 1 | 3701.9608 | 2416.0132 | 1 | 110368.1652 | 5756.4293 | 1202985.7588 | 4458.3334 | 235320.4681 | 1786.1961 | 5549.4455 | 52.3799 | 102945.668 | 550.2217 | 0 | 325410.2971 | 78.49% | 21.51% | 20867.1952 | 0 | 3339.0876 | 36.7227 | 1162.368 | 4323.1171 | 3090.6985 | 428.9687 | 31346.0286 | 75734.6528 | 744142.2463 | 851222.9277 | 4198324.5544 | 5055495.1844 | 4.279% | 5281497.1148
LOCAUX MEDICAUX #321 | TERTIAIRE | LOCAUX MEDICAUX | 30198.0564 | 2019 | 102756.6172 | 113175.6426 | 2500 | 4 | 24922.5154 | 16945.8326 | 753740.8891 | 907263.7857 | 11 | 1031789.9242 | 532315.2428 | 113 | 58611.0343 | 48525.0092 | 2 | 5108.8467 | 3166.733 | 1 | 203968.0804 | 9515.0938 | 1558427.5616 | 6381.0444 | 292882.4773 | 1882.8443 | 9024.5615 | 58.2217 | 94197.6552 | 612.9654 | 0 | 336492.7129 | 81.92% | 18.08% | 22396.3892 | 0 | 3227.8765 | 59.9373 | 1521.0257 | 4089.4755 | 5008.4839 | 635.3782 | 41334.4577 | 78296.4835 | 861408.5342 | 981039.4754 | 4931933.2761 | 5922323.8469 | 7.047% | 6371298.4943
LOCAUX MEDICAUX #322 | TERTIAIRE | LOCAUX MEDICAUX | 31485.6617 | 2008 | 68099.7799 | 86091.8201 | 2500 | 2 | 21502.5871 | 14061.7916 | 673833.8267 | 703292.7377 | 13 | 1160024.927 | 663541.7148 | 80 | 50232.7055 | 47289.1108 | 2 | 4767.3597 | 2178.3908 | 2 | 121298.3245 | 7511.3131 | 943535.3514 | 5368.2437 | 238519.9089 | 2621.5305 | 8932.1141 | 65.0389 | 90844.2702 | 753.778 | 0 | 267051.0978 | 66.9% | 33.1% | 35147.2849 | 0 | 3415.9277 | 64.8884 | 1679.5085 | 3521.2173 | 3892.8195 | 601.9228 | 31613.4666 | 94934.1086 | 1007031.2255 | 1133578.8007 | 4044682.1823 | 5185430.5134 | 8.497% | 5666928.219
LOCAUX MEDICAUX #323 | TERTIAIRE | LOCAUX MEDICAUX | 7214.2584 | 2021 | 25759.4942 | 22859.4978 | 1600 | 2 | 13544.7643 | 3509.4732 | 218903.043 | 254293.7158 | 2 | 294676.3461 | 139572.9159 | 28 | 14656.4612 | 17977.1734 | 0 | 1261.3006 | 849.8898 | 0 | 47810.25 | 2035.0604 | 296566.0842 | 1640.0802 | 54291.673 | 560.1366 | 1750.6094 | 13.196 | 28803.3281 | 226.8208 | 0 | 90714.3388 | 90.57% | 9.433% | 7814.9866 | 0 | 859.9222 | 15.7305 | 285.8282 | 1015.169 | 871.8474 | 147.9417 | 9606.1848 | 27207.3737 | 262724.7434 | 299538.3018 | 1196238.9085 | 1498427.5125 | 0.698% | 1508960.611
LOCAUX MEDICAUX #324 | TERTIAIRE | LOCAUX MEDICAUX | 27639.4304 | 2009 | 89931.4527 | 67052.6472 | 2500 | 2 | 19623.6398 | 8044.1109 | 572257.6976 | 795704.0255 | 9 | 706861.4807 | 487540.0733 | 101 | 43229.1597 | 53532.5972 | 1 | 4641.7667 | 2697.6952 | 1 | 104700.6773 | 8337.8252 | 940629.5518 | 4370.4835 | 163569.7318 | 2030.1005 | 8629.0675 | 65.1516 | 77148.1946 | 749.6705 | 0 | 237088.8413 | 87.04% | 12.96% | 21319.5251 | 0 | 3172.2252 | 44.9857 | 1008.1731 | 3171.331 | 4409.2138 | 471.2227 | 27266.7417 | 87578.2805 | 1065041.9435 | 1179886.9657 | 3292546.8446 | 4478192.3756 | 8.853% | 4913130.6238
LOCAUX MEDICAUX #325 | TERTIAIRE | LOCAUX MEDICAUX | 10210.2653 | 2012 | 23156.7156 | 23635.1679 | 2500 | 2 | 24446.7959 | 3535.7219 | 221426.4154 | 290439.8391 | 4 | 283467.6681 | 212560.4168 | 29 | 26676.6501 | 14686.8782 | 1 | 2204.3556 | 1253.4162 | 1 | 48868.5998 | 2313.0168 | 451574.3953 | 1736.4103 | 77210.1859 | 737.7612 | 3378.7961 | 19.3412 | 35253.8296 | 237.744 | 0 | 90603.9682 | 78.98% | 21.02% | 8344.5781 | 0 | 1366.9157 | 16.5756 | 494.0266 | 1637.7099 | 1705.596 | 248.229 | 10039.3737 | 35610.3127 | 381579.9318 | 427229.6182 | 1402103.4325 | 1831406.2934 | 1.027% | 1850402.9187
LOCAUX MEDICAUX #326 | TERTIAIRE | LOCAUX MEDICAUX | 26862.3817 | 2014 | 74003.7442 | 62409.7332 | 2500 | 2 | 22280.1591 | 13168.0929 | 791822.7255 | 758268.7855 | 9 | 948229.1378 | 531888.2963 | 101 | 56144.5896 | 37205.3292 | 2 | 4916.5107 | 2527.3482 | 1 | 123382.73 | 7808.7082 | 1476815.0753 | 6377.6216 | 234277.7743 | 2489.2111 | 9291.7085 | 61.8621 | 89967.5194 | 540.4528 | 0 | 327394.1525 | 84.71% | 15.29% | 32604.4733 | 0 | 3531.4286 | 47.9559 | 1062.1256 | 3862.7552 | 3963.1911 | 501.2876 | 35306.7528 | 84275.4011 | 981528.9778 | 1101111.1316 | 4543853.003 | 5650329.2458 | 8.896% | 6202051.627
LOCAUX MEDICAUX #327 | TERTIAIRE | LOCAUX MEDICAUX | 14159.9768 | 2014 | 37147.6608 | 37960.7334 | 2500 | 2 | 24681.954 | 6560.26 | 399712.0894 | 432076.3549 | 7 | 492832.5957 | 324840.8155 | 55 | 29638.6954 | 21240.5164 | 1 | 3177.0635 | 1769.7667 | 1 | 71352.0494 | 3133.5649 | 690443.6456 | 2756.1785 | 124473.0148 | 1022.9756 | 4321.6315 | 33.2969 | 41951.0639 | 437.3746 | 0 | 128384.5156 | 84.73% | 15.27% | 13753.8977 | 0 | 1486.5497 | 29.2985 | 497.2155 | 2221.1712 | 2454.3033 | 379.0491 | 15021.9027 | 45357.3224 | 467159.3892 | 527538.6143 | 2234906.2493 | 2766914.3932 | 9.109% | 3044201.6313
LOCAUX MEDICAUX #328 | TERTIAIRE | LOCAUX MEDICAUX | 23081.1478 | 2017 | 86162.1637 | 63176.0746 | 2500 | 2 | 22701.1093 | 12205.5684 | 638235.5994 | 575297.341 | 12 | 681626.326 | 583500.6583 | 78 | 58533.7225 | 53441.4599 | 2 | 3464.3551 | 1917.762 | 1 | 117828.7855 | 6470.3521 | 887865.2409 | 3496.3687 | 140375.1824 | 1378.5303 | 7469.1912 | 36.0286 | 70868.3106 | 599.3496 | 0 | 236445.8324 | 78.64% | 21.36% | 20186.9834 | 0 | 2537.7712 | 34.4616 | 941.7793 | 3855.282 | 3847.7812 | 433.0273 | 33899.4018 | 70057.2767 | 680961.1395 | 784917.818 | 3262313.3969 | 4053452.5148 | 3.628% | 4206027.7739
LOCAUX MEDICAUX #329 | TERTIAIRE | LOCAUX MEDICAUX | 19432.1057 | 2011 | 49231.6012 | 57133.3182 | 2500 | 2 | 23365.3727 | 6961.5611 | 502713.5355 | 601637.7502 | 10 | 618196.6335 | 452553.831 | 53 | 33427.2231 | 25560.0896 | 1 | 3310.9689 | 1477.9641 | 1 | 107218.5751 | 4472.3543 | 677353.0111 | 3259.6536 | 155701.7876 | 1313.1164 | 4671.5986 | 31.0626 | 79404.8152 | 514.7258 | 0 | 168873.031 | 76.41% | 23.59% | 22591.2272 | 0 | 1947.1664 | 33.0522 | 672.9182 | 2334.6639 | 2189.4756 | 405.5096 | 25265.2319 | 51955.6991 | 861661.7753 | 938882.7063 | 2669678.3098 | 3614364.7947 | 9.002% | 3971936.2786
LOCAUX MEDICAUX #330 | TERTIAIRE | LOCAUX MEDICAUX | 20595.7829 | 2006 | 56376.712 | 42435.9924 | 2500 | 2 | 20368.891 | 6345.8314 | 338401.252 | 567685.6795 | 9 | 598048.3828 | 350196.7758 | 55 | 39995.7568 | 26129.0441 | 1 | 3037.4718 | 2188.4158 | 1 | 102230.6918 | 4728.3437 | 891374.0984 | 3654.9897 | 134223.7478 | 1898.6364 | 6361.2595 | 45.0055 | 59926.4459 | 618.4904 | 0 | 196361.643 | 84.34% | 15.66% | 23679.095 | 0 | 2281.4708 | 33.514 | 845.2373 | 3684.9 | 3738.0642 | 425.5633 | 17517.5634 | 60155.6032 | 761283.681 | 838956.8476 | 2677471.4858 | 3519969.9843 | 5.119% | 3709882.4419
LOCAUX MEDICAUX #331 | TERTIAIRE | LOCAUX MEDICAUX | 17707.2553 | 2020 | 57017.1309 | 67251.1138 | 2500 | 2 | 19168.4884 | 10209.3095 | 412943.904 | 562763.3045 | 8 | 649343.2437 | 353657.2784 | 63 | 35229.2301 | 42146.7161 | 1 | 3852.8499 | 2251.7407 | 1 | 104572.1192 | 3747.8902 | 936498.8691 | 3844.2365 | 155906.7547 | 1064.7761 | 4866.8606 | 27.7609 | 81758.1783 | 442.6501 | 0 | 182690.9757 | 93.56% | 6.444% | 14475.7234 | 0 | 2161.09 | 31.1145 | 760.3588 | 2364.0665 | 2746.9116 | 295.6269 | 24950.0849 | 49822.1214 | 736995.5415 | 811767.7478 | 2915435.7293 | 3731763.0485 | 2.892% | 3842914.147
LOCAUX MEDICAUX #332 | TERTIAIRE | LOCAUX MEDICAUX | 16457.6895 | 2006 | 37830.0817 | 41071.6103 | 2500 | 2 | 20636.0571 | 6550.4827 | 363195.9414 | 415353.3488 | 7 | 455560.749 | 348338.4959 | 67 | 24155.7589 | 25856.1753 | 1 | 1900.5907 | 1251.1725 | 1 | 66121.1506 | 3430.6442 | 713202.4956 | 4042.8333 | 94583.8965 | 1594.8817 | 4506.7667 | 27.9029 | 52608.8719 | 485.2198 | 0 | 118524.5316 | 82.58% | 17.42% | 12909.4819 | 0 | 2170.5788 | 31.209 | 657.8947 | 2715.4961 | 2114.4753 | 395.7206 | 19702.606 | 48448.6284 | 738963.1842 | 807114.4186 | 2148482.6067 | 2958313.5412 | 4.31% | 3091553.1334
LOCAUX MEDICAUX #333 | TERTIAIRE | LOCAUX MEDICAUX | 7618.0689 | 2006 | 17457.3704 | 14856.3468 | 1600 | 2 | 11796.6199 | 2903.0872 | 173351.7884 | 195320.556 | 3 | 241951.1361 | 147908.9742 | 22 | 15492.0497 | 13746.0166 | 0 | 1276.3883 | 575.7301 | 0 | 29569.01 | 2221.023 | 294480.0507 | 1319.4428 | 38435.6704 | 533.7509 | 2201.8262 | 13.5401 | 19065.1085 | 152.4462 | 0 | 57264.3626 | 83.87% | 16.13% | 7878.9547 | 0 | 701.1382 | 13.2638 | 378.6317 | 1298.0744 | 1098.4443 | 129.3905 | 10110.296 | 15529.8719 | 234520.5468 | 260160.7147 | 979644.6942 | 1241057.8186 | 3.941% | 1291980.8496
LOCAUX MEDICAUX #334 | TERTIAIRE | LOCAUX MEDICAUX | 32648.2456 | 2010 | 69964.624 | 99257.7968 | 2500 | 2 | 24355.4249 | 15765.4216 | 758323.2126 | 636373.6428 | 17 | 1026241.8872 | 578143.0832 | 86 | 52283.4406 | 49959.2516 | 2 | 4294.0944 | 2404.2623 | 2 | 167151.7075 | 6736.2133 | 1044757.3326 | 5961.3866 | 186573.5972 | 2758.8077 | 10205.3431 | 69.7008 | 108358.4993 | 890.0237 | 0 | 248605.6986 | 72.03% | 27.97% | 30787.6276 | 0 | 4040.2349 | 48.0009 | 1594.5208 | 4361.6094 | 5401.2619 | 695.1832 | 47632.416 | 101380.7602 | 1199849.2111 | 1348862.3873 | 4136084.8041 | 5493485.0879 | 9.966% | 6101577.6193
LOCAUX MEDICAUX #335 | TERTIAIRE | LOCAUX MEDICAUX | 32050.0314 | 2018 | 102315.7908 | 90235.398 | 2500 | 2 | 20942.7941 | 16910.7324 | 868939.3892 | 772013.8789 | 16 | 1232682.3638 | 782494.6181 | 105 | 74829.2266 | 66197.0672 | 2 | 4816.2916 | 3710.4968 | 2 | 163310.9411 | 8428.6938 | 1882768.7133 | 4769.2442 | 193534.7488 | 3093.4145 | 8181.0346 | 73.6468 | 106787.4775 | 740.8189 | 0 | 421040.3029 | 91.47% | 8.533% | 32390.9788 | 0 | 4356 | 48.6865 | 1631.4095 | 4107.7766 | 5605.4945 | 555.6362 | 36429.1711 | 115065.356 | 1184726.0873 | 1336220.6143 | 5582945.6234 | 6926591.4046 | 2.762% | 7123330.5139
LOCAUX MEDICAUX #336 | TERTIAIRE | LOCAUX MEDICAUX | 21199.1794 | 2013 | 61452.2134 | 74111.9779 | 2500 | 2 | 23685 | 6961.5908 | 585149.9905 | 725080.8037 | 11 | 674638.2972 | 515421.8079 | 65 | 57282.3924 | 28494.9315 | 1 | 4293.7096 | 2192.2054 | 1 | 93809.0223 | 6095.116 | 1012733.0572 | 4057.498 | 187426.2524 | 1482.0132 | 7020.5555 | 50.5193 | 88261.3966 | 426.9117 | 0 | 248314.6324 | 75.98% | 24.02% | 21418.1162 | 0 | 2044.8786 | 48.2944 | 976.0779 | 3045.0602 | 3007.0973 | 527.9783 | 32782.0343 | 49007.009 | 700284.5659 | 782073.6091 | 3342163.6629 | 4131026.7083 | 1.291% | 4185054.5511
LOCAUX MEDICAUX #337 | TERTIAIRE | LOCAUX MEDICAUX | 13788.8722 | 2009 | 39947.9923 | 34839.4948 | 2500 | 2 | 17833.2682 | 4770.6186 | 275673.3966 | 344569.5288 | 6 | 330353.5005 | 296054.7959 | 57 | 33998.7142 | 25195.5603 | 1 | 2369.142 | 1220.2075 | 1 | 70497.0452 | 3156.2561 | 428677.3241 | 3190.9334 | 109961.7718 | 1275.4935 | 4467.4766 | 23.5054 | 47342.9783 | 402.4311 | 0 | 117111.4605 | 83.88% | 16.12% | 14942.7598 | 0 | 1905.1346 | 22.5264 | 757.8567 | 2332.687 | 2011.661 | 319.2504 | 15116.7785 | 39249.1209 | 524053.7341 | 578419.6335 | 1631614.3873 | 2214043.1466 | 4.072% | 2308023.758
LOCAUX MEDICAUX #338 | TERTIAIRE | LOCAUX MEDICAUX | 31888.5889 | 2015 | 80043.9807 | 99417.9477 | 2500 | 4 | 18036.2844 | 10772.25 | 647331.5993 | 716325.9438 | 15 | 1260779.4082 | 768811.5027 | 121 | 80455.2269 | 59316.407 | 2 | 4744.9868 | 3775.5442 | 2 | 150339.343 | 10584.7326 | 1733333.1686 | 5683.093 | 241754.2357 | 2135.1273 | 9927.4949 | 65.6507 | 115970.4263 | 838.657 | 0 | 331668.3899 | 77.49% | 22.51% | 37178.2033 | 0 | 4658.6379 | 55.6282 | 1386.9901 | 4223.1987 | 4070.6743 | 550.6265 | 33868.9311 | 99197.5649 | 1064876.4221 | 1197942.9181 | 5143520.6613 | 6350377.2264 | 8.49% | 6939552.4354
LOCAUX MEDICAUX #339 | TERTIAIRE | LOCAUX MEDICAUX | 30898.6079 | 2019 | 119657.0684 | 108403.8049 | 2500 | 4 | 17972.9193 | 17368.8028 | 796376.1804 | 942599.1588 | 11 | 1359058.6875 | 612830.7678 | 117 | 73968.0531 | 55635.5676 | 1 | 7237.8521 | 3440.0504 | 2 | 201443.2066 | 8226.2877 | 1230670.3598 | 5963.7688 | 229877.9121 | 2533.0032 | 7441.7422 | 77.3298 | 115005.0907 | 813.5129 | 0 | 368780.3584 | 93.14% | 6.857% | 30562.9532 | 0 | 3451.1255 | 64.0078 | 1260.6587 | 4466.9264 | 4436.0108 | 738.7854 | 49066.03 | 107100.8046 | 1334812.5003 | 1490979.3348 | 5033930.1752 | 6535114.5131 | 10.08% | 7267803.6077
LOCAUX MEDICAUX #340 | TERTIAIRE | LOCAUX MEDICAUX | 13803.0869 | 2006 | 33557.3516 | 29132.6099 | 2500 | 2 | 17837.1832 | 5417.226 | 275654.2838 | 286828.4195 | 5 | 452884.5112 | 209518.0916 | 55 | 25759.0858 | 16006.3367 | 1 | 1762.7937 | 1299.4885 | 1 | 56340.0341 | 4592.0827 | 590717.9908 | 2819.3926 | 86450.0603 | 1071.0471 | 3424.9768 | 23.0517 | 37262.595 | 312.6439 | 0 | 115149.7909 | 75.05% | 24.95% | 12900.4804 | 0 | 1736.7413 | 29.8526 | 610.0242 | 2211.8855 | 1619.0005 | 277.8504 | 12642.5027 | 33595.4946 | 578889.329 | 625127.3263 | 1846718.5458 | 2474299.1089 | 1.365% | 2508536.5505
LOCAUX MEDICAUX #341 | TERTIAIRE | LOCAUX MEDICAUX | 10370.012 | 2016 | 32812.5374 | 27507.5142 | 2500 | 2 | 24333.3591 | 5070.3588 | 210757.9683 | 315223.083 | 5 | 413294.8431 | 269920.7497 | 27 | 25251.8328 | 19173.9637 | 0 | 1904.0686 | 1386.8677 | 1 | 47428.2436 | 3267.8606 | 576966.9827 | 1693.2295 | 97674.0596 | 980.4819 | 3292.4521 | 23.4765 | 34443.3019 | 248.138 | 0 | 133699.1973 | 86.07% | 13.93% | 10934.4822 | 0 | 961.1154 | 19.4851 | 472.0339 | 1538.1768 | 1660.1168 | 227.5968 | 14361.1921 | 38994.7076 | 365611.9593 | 418967.859 | 1746382.8497 | 2168405.6622 | 9.468% | 2395180.7371
LOCAUX MEDICAUX #342 | TERTIAIRE | LOCAUX MEDICAUX | 13797.047 | 2012 | 42508.4415 | 29654.9846 | 2500 | 2 | 17623.4356 | 6757.4352 | 360358.1392 | 436684.1766 | 4 | 439012.8004 | 220358.4869 | 38 | 29159.2275 | 26225.8959 | 1 | 1872.3857 | 1265.2261 | 1 | 67616.2301 | 3148.9259 | 693494.8882 | 2877.7403 | 79070.7802 | 1286.7036 | 3456.5683 | 27.831 | 47922.6612 | 421.3706 | 0 | 166544.9709 | 79.44% | 20.56% | 15976.8216 | 0 | 1996.3398 | 27.514 | 483.359 | 1656.9831 | 1875.1557 | 260.5589 | 14173.3254 | 31030.4574 | 594879.6155 | 640083.3984 | 2113858.1022 | 2757962.9655 | 0.8611% | 2781918.2899
LOCAUX MEDICAUX #343 | TERTIAIRE | LOCAUX MEDICAUX | 10476.8389 | 2013 | 23899.3884 | 32919.2377 | 2500 | 2 | 19190.0161 | 5423.492 | 292870.6667 | 329295.6585 | 5 | 374825.6816 | 186327.4181 | 27 | 24700.8325 | 21997.8661 | 1 | 1493.9345 | 967.7375 | 1 | 44935.8013 | 2313.3282 | 510984.4772 | 1559.1158 | 78969.3208 | 934.3627 | 2703.0634 | 17.6974 | 29642.6735 | 210.4418 | 0 | 88016.7233 | 76.17% | 23.83% | 12348.3469 | 0 | 1073.3606 | 15.9598 | 419.0278 | 1263.9222 | 1573.2221 | 182.9559 | 11057.8097 | 30515.7315 | 461745.8719 | 503319.4131 | 1630750.0741 | 2136909.0251 | 4.807% | 2244812.5901
LOCAUX MEDICAUX #344 | TERTIAIRE | LOCAUX MEDICAUX | 12974.766 | 2006 | 39423.6947 | 24685.9446 | 2500 | 2 | 19581.6202 | 5480.7926 | 317451.346 | 237927.638 | 5 | 392891.2961 | 236727.4573 | 44 | 26477.1108 | 20853.3845 | 1 | 2102.2838 | 1320.2135 | 1 | 68203.9131 | 4314.4525 | 403153.3027 | 2671.0491 | 71248.7895 | 916.536 | 3398.0056 | 28.2457 | 37386.2458 | 293.7131 | 0 | 125328.8636 | 80.33% | 19.67% | 14484.3983 | 0 | 1884.923 | 20.3666 | 718.0652 | 2256.7348 | 2267.1526 | 306.4656 | 14323.3115 | 29704.953 | 483563.863 | 527592.1275 | 1638833.1058 | 2169356.8195 | 9.94% | 2408795.9292
LOCAUX MEDICAUX #345 | TERTIAIRE | LOCAUX MEDICAUX | 33427.764 | 2017 | 82929.2171 | 114195.4286 | 2500 | 4 | 22246.9087 | 18501.9935 | 684559.1248 | 1095274.1291 | 14 | 923327.9161 | 784369.5463 | 102 | 91401.0724 | 57404.444 | 2 | 5052.812 | 3517.4035 | 2 | 208707.228 | 9238.1769 | 1232831.0952 | 6998.4632 | 294736.441 | 3271.4231 | 7748.0416 | 56.7739 | 154065.9709 | 836.2734 | 0 | 283086.7079 | 85.54% | 14.46% | 28851.8245 | 0 | 3510.7264 | 76.2443 | 1860.9332 | 4514.0918 | 5463.5038 | 841.8065 | 39511.5954 | 88214.966 | 1264833.2297 | 1392559.7912 | 4441704.1571 | 5843336.8145 | 2.948% | 6020811.0893
LOCAUX MEDICAUX #346 | TERTIAIRE | LOCAUX MEDICAUX | 9160.1794 | 2015 | 21439.7424 | 21905.0945 | 1600 | 2 | 12855.4551 | 3732.3837 | 233322.5368 | 297234.8377 | 4 | 243919.382 | 211679.9778 | 26 | 24986.2875 | 17193.9895 | 0 | 1987.913 | 860.8876 | 1 | 60074.9687 | 3095.151 | 509424.6818 | 1850.5152 | 62791.7984 | 568.6207 | 2138.7757 | 15.7967 | 27567.0693 | 279.3426 | 0 | 81845.4309 | 92.77% | 7.235% | 8005.5975 | 0 | 1360.1763 | 15.3803 | 335.5989 | 1417.3245 | 1324.6472 | 155.3875 | 13516.124 | 24953.2188 | 295275.5198 | 333744.8626 | 1400411.3619 | 1736414.6992 | 6.993% | 1866964.2667
LOCAUX MEDICAUX #347 | TERTIAIRE | LOCAUX MEDICAUX | 28766.0672 | 2013 | 89235.1597 | 91098.0448 | 2500 | 2 | 24682.424 | 13885.4035 | 540727.0172 | 874182.0634 | 10 | 805555.7092 | 536909.54 | 81 | 77266.6931 | 59454.6481 | 2 | 5053.5836 | 3195.0399 | 1 | 175163.5115 | 8380.6218 | 1135123.4713 | 5296.4093 | 230842.1554 | 1850.0067 | 6642.8088 | 47.5536 | 100120.2308 | 564.1812 | 0 | 230936.8932 | 70.57% | 29.43% | 31643.2955 | 0 | 4192.6941 | 56.5579 | 1173.2686 | 4746.388 | 5169.1052 | 641.9582 | 28397.339 | 85095.1891 | 857391.9717 | 970884.4999 | 3796930.6417 | 4775439.1606 | 4.779% | 5015100.4869
LOCAUX MEDICAUX #348 | TERTIAIRE | LOCAUX MEDICAUX | 27291.2008 | 2013 | 94858.7152 | 71653.9036 | 2500 | 2 | 22346.6623 | 11835.9948 | 531388.1532 | 647471.4558 | 14 | 764898.3916 | 673250.0322 | 72 | 59756.885 | 39510.3493 | 2 | 4459.4883 | 2273.9795 | 1 | 149562.3892 | 6936.1391 | 1074421.8916 | 4856.0832 | 212942.7878 | 1954.6026 | 7487.025 | 49.6101 | 89898.3057 | 805.9099 | 0 | 217848.2276 | 75.38% | 24.62% | 23036.6081 | 0 | 2805.6637 | 49.1859 | 1148.1324 | 3992.8404 | 3277.1752 | 566.3559 | 28809.239 | 74661.4239 | 974176.5407 | 1077647.2035 | 3564919.2579 | 4650731.8629 | 10.13% | 5175065.1641
LOCAUX MEDICAUX #349 | TERTIAIRE | LOCAUX MEDICAUX | 17855.8417 | 2012 | 57072.3804 | 58884.9132 | 2500 | 2 | 22149.2432 | 6972.7216 | 370588.894 | 520708.9584 | 7 | 594912.1575 | 349958.095 | 54 | 45379.6162 | 32294.813 | 1 | 2977.3233 | 1487.266 | 1 | 77203.0925 | 3750.5362 | 649861.4138 | 3912.1558 | 101748.7996 | 1723.8429 | 4227.7245 | 36.7328 | 73168.6215 | 487.8984 | 0 | 163257.0873 | 79.22% | 20.78% | 13475.3798 | 0 | 2387.4395 | 26.0137 | 969.6365 | 3222.5353 | 2384.3969 | 392.8061 | 20953.2701 | 39488.2588 | 807160.4051 | 867601.934 | 2379405.8178 | 3250639.9809 | 2.856% | 3346214.5662
LOCAUX MEDICAUX #350 | TERTIAIRE | LOCAUX MEDICAUX | 11976.8239 | 2017 | 41800.1319 | 31960.778 | 2500 | 2 | 24428.9386 | 4493.7348 | 359319.9505 | 304604.9102 | 5 | 376643.3448 | 214498.0886 | 46 | 27068.4043 | 24572.1821 | 1 | 2712.4043 | 1109.5762 | 1 | 61282.8033 | 2887.0253 | 452945.9357 | 2832.5357 | 110067.8506 | 947.579 | 2712.7076 | 28.8543 | 38861.0546 | 230.2409 | 0 | 114708.1225 | 80.74% | 19.26% | 12199.9606 | 0 | 1177.7089 | 26.3953 | 452.4826 | 1413.8267 | 2227.8577 | 251.7472 | 12868.163 | 30416.7958 | 564822.1032 | 608107.0619 | 1751546.9163 | 2362644.4245 | 8.047% | 2569402.1256
LOCAUX MEDICAUX #351 | TERTIAIRE | LOCAUX MEDICAUX | 7147.8475 | 2007 | 16541.3621 | 13742.4205 | 1600 | 2 | 14667.3086 | 2432.0575 | 140920.5548 | 141153.7152 | 4 | 197808.0041 | 116959.8673 | 20 | 10373.3556 | 12110.0255 | 0 | 1187.3184 | 718.4986 | 0 | 27928.1834 | 2360.5988 | 317970.0752 | 1417.1834 | 43468.3914 | 692.0523 | 2178.0297 | 12.7344 | 23091.3815 | 185.9248 | 0 | 48035.1476 | 84.45% | 15.55% | 7672.6894 | 0 | 976.0721 | 16.5227 | 288.3037 | 1063.1106 | 937.7796 | 159.7202 | 6895.7481 | 16788.8569 | 327659.6371 | 351344.2422 | 912537.3995 | 1265782.0222 | 7.467% | 1367930.2111
LOCAUX MEDICAUX #352 | TERTIAIRE | LOCAUX MEDICAUX | 26936.9027 | 2011 | 59571.5644 | 75087.0533 | 2500 | 2 | 17751.9629 | 12580.9526 | 455530.8389 | 679521.2751 | 11 | 666263.2698 | 434834.6497 | 99 | 66255.8348 | 42312.2287 | 1 | 3729.6239 | 2581.5909 | 2 | 126865.8579 | 8087.7187 | 1050191.881 | 4139.6659 | 223177.2601 | 2196.6663 | 9278.173 | 42.7131 | 76082.4296 | 522.6714 | 0 | 242868.7193 | 67.94% | 32.06% | 26631.924 | 0 | 3013.0061 | 51.3923 | 1374.7253 | 3127.9466 | 4491.6236 | 656.254 | 25413.6675 | 71613.2639 | 793851.8335 | 890878.7649 | 3319736.5672 | 4217036.9886 | 2.667% | 4332606.105
LOCAUX MEDICAUX #353 | TERTIAIRE | LOCAUX MEDICAUX | 12584.279 | 2012 | 31932.9699 | 26775.5149 | 2500 | 2 | 21946.0183 | 5239.0991 | 251804.1853 | 372048.063 | 4 | 443411.9674 | 306965.3581 | 49 | 27790.1821 | 23424.8858 | 1 | 2665.5806 | 1507.286 | 1 | 51119.3206 | 2617.2374 | 600530.2665 | 3085.5423 | 75533.9951 | 885.279 | 4194.153 | 28.1436 | 37281.2511 | 293.7354 | 0 | 121111.8627 | 91.46% | 8.542% | 12151.4599 | 0 | 1414.066 | 25.007 | 689.1876 | 2328.2532 | 1496.7021 | 242.48 | 18814.1372 | 35906.7515 | 385020.5407 | 439741.4294 | 1820418.8861 | 2263975.5039 | 4.104% | 2360853.2501
LOCAUX MEDICAUX #354 | TERTIAIRE | LOCAUX MEDICAUX | 28036.9008 | 2007 | 70537.6871 | 61591.2249 | 2500 | 2 | 22599.4207 | 7674.0485 | 598262.6509 | 758106.4234 | 11 | 831484.6717 | 383925.8711 | 108 | 66566.0496 | 32219.9978 | 2 | 4507.3551 | 1959.9756 | 2 | 98708.2942 | 7572.4991 | 1231607.5129 | 6929.6309 | 181478.2507 | 2572.3154 | 7727.4564 | 44.9671 | 72890.2619 | 744.4778 | 0 | 215192.3953 | 77.81% | 22.19% | 29334.464 | 0 | 3200.8303 | 55.9133 | 1298.8719 | 4157.9874 | 5124.8354 | 749.105 | 24351.4786 | 66954.9974 | 1138070.4954 | 1229376.9714 | 3714644.5451 | 4949971.3472 | 8.979% | 5438286.2615
LOCAUX MEDICAUX #355 | TERTIAIRE | LOCAUX MEDICAUX | 22848.0729 | 2007 | 43333.3516 | 63343.0998 | 2500 | 2 | 21991.2618 | 9447.8175 | 418692.2138 | 555050.5377 | 9 | 678893.3973 | 493176.1057 | 71 | 36292.3631 | 31889.8852 | 2 | 3472.3895 | 2265.584 | 1 | 83037.7171 | 4982.4334 | 969991.6545 | 4266.3496 | 119359.2154 | 1825.6732 | 5404.1891 | 52.8226 | 78879.8592 | 509.3297 | 0 | 155239.7736 | 81.32% | 18.68% | 25340.0496 | 0 | 2935.711 | 47.6002 | 1140.6863 | 4249.3976 | 3879.6418 | 596.4869 | 25722.3489 | 44657.1147 | 912034.3479 | 982413.8115 | 2872454.0494 | 3860176.0681 | 3.51% | 4000598.5774
LOCAUX MEDICAUX #356 | TERTIAIRE | LOCAUX MEDICAUX | 8912.2989 | 2012 | 26080.4698 | 25414.711 | 1600 | 2 | 14138.08 | 3877.9878 | 196452.0137 | 287443.7559 | 4 | 254579.2198 | 212145.2135 | 28 | 22648.9545 | 14570.2623 | 1 | 1626.7752 | 751.1658 | 1 | 47746.4698 | 1987.5141 | 321571.1632 | 1638.0959 | 55690.9401 | 645.9395 | 2956.9419 | 16.3533 | 32603.1814 | 242.9994 | 0 | 85524.3939 | 73.93% | 26.07% | 6945.0006 | 0 | 1278.2107 | 13.9037 | 432.7678 | 1226.5589 | 1507.5123 | 176.3341 | 9916.54 | 26465.101 | 276672.1958 | 313053.8368 | 1168368.4373 | 1483956.198 | 2.589% | 1523398.3229
LOCAUX MEDICAUX #357 | TERTIAIRE | LOCAUX MEDICAUX | 16850.7867 | 2018 | 44861.859 | 52737.4115 | 2500 | 2 | 18377.6092 | 8029.4278 | 366489.1164 | 562865.1285 | 8 | 596795.9508 | 282732.1018 | 54 | 50492.7424 | 37007.3835 | 1 | 2736.6191 | 1538.4266 | 1 | 86390.4879 | 4139.1174 | 654698.4668 | 3156.8593 | 123026.7898 | 1105.9221 | 5625.9333 | 30.7769 | 52932.0524 | 492.19 | 0 | 185961.2892 | 68.25% | 31.75% | 20346.9918 | 0 | 1884.6658 | 34.9398 | 591.4762 | 2309.2306 | 2374.575 | 443.7143 | 24434.599 | 52993.1977 | 632430.4068 | 709858.2035 | 2421789.5057 | 3135533.8953 | 5.027% | 3301483.1973
LOCAUX MEDICAUX #358 | TERTIAIRE | LOCAUX MEDICAUX | 33261.4657 | 2013 | 104818.4147 | 80636.3773 | 2500 | 2 | 18364.4218 | 13318.7267 | 786885.4314 | 1012518.2773 | 15 | 1387656.104 | 610467.071 | 113 | 65168.0441 | 68694.7202 | 2 | 5506.0053 | 4096.6324 | 2 | 214296.9253 | 7103.3371 | 1302562.6714 | 5069.0461 | 255454.7284 | 2541.8068 | 7984.6038 | 75.6546 | 106105.2356 | 903.9048 | 0 | 400332.312 | 92.42% | 7.584% | 33291.6759 | 0 | 4890.1458 | 50.3566 | 1354.3504 | 4696.7214 | 4332.0543 | 750.0037 | 41557.2405 | 115965.269 | 1567654.6844 | 1725177.194 | 5131843.1315 | 6864226.4886 | 5.877% | 7292839.9454
LOCAUX MEDICAUX #359 | TERTIAIRE | LOCAUX MEDICAUX | 29483.4802 | 2022 | 112382.8944 | 79834.7265 | 2500 | 2 | 20772.9958 | 12381.3781 | 838497.014 | 1022620.1294 | 13 | 1310626.0116 | 860913.8385 | 122 | 85243.6747 | 71179.6788 | 1 | 7559.4154 | 3235.0113 | 2 | 146753.6911 | 6030.7786 | 1274250.3154 | 4988.1358 | 193143.1532 | 2873.3822 | 10002.7545 | 73.9326 | 146767.167 | 592.7326 | 0 | 423641.9424 | 79.14% | 20.86% | 32299.9658 | 0 | 3038.7597 | 49.2911 | 1421.9098 | 4995.0161 | 3329.9543 | 485.0855 | 50874.0729 | 128616.2731 | 887845.2569 | 1067335.6029 | 5062690.87 | 6141065.0954 | 8.384% | 6703044.9268
LOCAUX MEDICAUX #360 | TERTIAIRE | LOCAUX MEDICAUX | 15437.4467 | 2011 | 45528.255 | 52090.9213 | 2500 | 2 | 23435.7358 | 7236.55 | 349118.3119 | 376322.0779 | 6 | 520206.5795 | 304214.9806 | 57 | 37474.1817 | 29371.0116 | 1 | 1993.2189 | 1470.0162 | 1 | 74050.822 | 3924.2935 | 500931.9421 | 3410.403 | 88904.5022 | 1154.1201 | 5069.7174 | 24.7017 | 42371.2364 | 312.2579 | 0 | 171384.1022 | 76.22% | 23.78% | 14798.9756 | 0 | 1585.4822 | 26.2673 | 634.0638 | 2397.1351 | 2079.7344 | 333.0525 | 17079.5981 | 34759.5294 | 625418.2131 | 677257.3406 | 2044439.4324 | 2725652.1959 | 6.692% | 2921134.5273
LOCAUX MEDICAUX #361 | TERTIAIRE | LOCAUX MEDICAUX | 33167.184 | 2019 | 83253.8791 | 108860.8748 | 2500 | 4 | 21191.6249 | 13134.7573 | 702096.6875 | 804421.2423 | 11 | 1299975.6684 | 814009.4898 | 121 | 72465.3396 | 50619.306 | 2 | 6681.4505 | 3019.6796 | 2 | 151074.9341 | 7768.8583 | 1775477.883 | 5499.7869 | 219331.7946 | 3001.889 | 9352.4925 | 69.2156 | 159733.8861 | 1001.8072 | 0 | 348328.8563 | 85.39% | 14.61% | 24309.814 | 0 | 3039.8195 | 72.4542 | 1699.3873 | 4327.9571 | 5919.9499 | 769.0124 | 54811.0735 | 135953.6129 | 1057834.7925 | 1248599.4789 | 5395541.894 | 6651572.0029 | 6.146% | 7087172.7148
LOCAUX MEDICAUX #362 | TERTIAIRE | LOCAUX MEDICAUX | 24170.8513 | 2007 | 61054.5914 | 56878.0156 | 2500 | 2 | 18785.6937 | 8435.5169 | 406765.2121 | 642395.3084 | 9 | 848408.751 | 406040.3731 | 78 | 50313.2539 | 29266.425 | 1 | 4475.7908 | 2461.4448 | 2 | 105262.0861 | 5524.8293 | 685055.7808 | 3688.7138 | 117173.9139 | 2282.0163 | 6864.2362 | 45.2723 | 82467.7544 | 657.1166 | 0 | 236808.6091 | 80.51% | 19.49% | 22405.7822 | 0 | 3280.6664 | 51.2323 | 1292.2052 | 3729.8766 | 3661.3344 | 403.2822 | 31330.4015 | 71932.8269 | 798834.9218 | 902098.1501 | 2911050.299 | 3819214.801 | 1.105% | 3861904.3013
LOCAUX MEDICAUX #363 | TERTIAIRE | LOCAUX MEDICAUX | 31833.1047 | 2020 | 97913.1166 | 90529.8547 | 2500 | 2 | 20255.5404 | 14835.1801 | 1049828.5175 | 900824.7104 | 12 | 982158.6568 | 666136.5742 | 116 | 78368.7501 | 49094.4011 | 2 | 8101.7403 | 3650.7837 | 2 | 215596.2449 | 6584.5251 | 1276042.7207 | 5398.7706 | 258964.6423 | 2846.8424 | 7616.6179 | 56.4655 | 150517.3643 | 688.4921 | 0 | 386241.1365 | 84.11% | 15.89% | 35681.7766 | 0 | 4422.2971 | 46.4325 | 1680.0863 | 4611.8561 | 4158.5223 | 781.5524 | 51585.5663 | 123313.556 | 1213366.8675 | 1388265.9899 | 5033802.7124 | 6432169.4763 | 8.581% | 7035943.8809
LOCAUX MEDICAUX #364 | TERTIAIRE | LOCAUX MEDICAUX | 13741.3168 | 2013 | 40677.5156 | 46416.9983 | 2500 | 2 | 19296.6148 | 6700.3356 | 241103.4998 | 312826.3065 | 4 | 478772.4372 | 216396.3457 | 36 | 36064.9028 | 30227.8904 | 1 | 2633.9094 | 1474.8461 | 1 | 72508.8006 | 3131.4842 | 564973.5965 | 3206.1876 | 93797.0721 | 1181.8676 | 3279.0778 | 31.2251 | 48863.6659 | 384.3739 | 0 | 165853.4643 | 87.35% | 12.65% | 14412.1526 | 0 | 1439.6102 | 30.3155 | 652.3261 | 1727.7049 | 2422.6037 | 326.8581 | 13339.4245 | 50839.0057 | 436654.021 | 500832.4513 | 1958693.841 | 2462404.3696 | 10.17% | 2741054.3822
LOCAUX MEDICAUX #365 | TERTIAIRE | LOCAUX MEDICAUX | 12538.883 | 2019 | 37158.4184 | 47649.6906 | 2500 | 2 | 24093.5231 | 5415.41 | 378116.9645 | 403832.8302 | 6 | 558727.7174 | 293672.5982 | 39 | 28667.4186 | 24059.5875 | 1 | 2311.5251 | 1471.1967 | 1 | 79507.3014 | 2825.6055 | 513942.5038 | 2084.2573 | 118458.5068 | 959.6775 | 4196.1279 | 21.788 | 44609.7976 | 242.0738 | 0 | 140552.3866 | 85.92% | 14.08% | 10535.2348 | 0 | 1390.9002 | 24.9367 | 455.6806 | 1652.3022 | 1421.1969 | 250.5601 | 17005.2627 | 50607.847 | 426686.0125 | 494299.1222 | 2127074.1412 | 2624427.4093 | 2.577% | 2693837.2844
LOCAUX MEDICAUX #366 | TERTIAIRE | LOCAUX MEDICAUX | 10484.0056 | 2021 | 38509.0921 | 33974.3888 | 2500 | 2 | 19391.7077 | 4894.9661 | 276895.4364 | 397452.8252 | 4 | 423201.7787 | 195807.4503 | 32 | 26414.5884 | 18620.5734 | 1 | 2326.9157 | 1431.3197 | 1 | 60158.6793 | 3335.0588 | 406965.852 | 1744.3815 | 103735.6953 | 662.9711 | 2442.9973 | 17.5577 | 43296.6495 | 221.051 | 0 | 96318.9336 | 84.76% | 15.24% | 12718.2501 | 0 | 993.5385 | 21.0705 | 450.1748 | 1664.2749 | 1377.9227 | 214.027 | 11775.7638 | 41060.7684 | 468803.4617 | 521639.9939 | 1650909.7709 | 2175315.2766 | 4.936% | 2288269.409
LOCAUX MEDICAUX #367 | TERTIAIRE | LOCAUX MEDICAUX | 17214.6641 | 2010 | 42895.3833 | 49328.4098 | 2500 | 2 | 23279.8376 | 8042.0963 | 368085.1412 | 471587.6503 | 6 | 584705.882 | 343471.2057 | 55 | 37826.172 | 21484.9561 | 1 | 2839.7397 | 1979.8562 | 1 | 94391.3306 | 5802.3336 | 548182.1436 | 3697.0353 | 100507.4026 | 1651.611 | 6073.5262 | 35.5529 | 65241.8732 | 491.5281 | 0 | 180965.259 | 80.05% | 19.95% | 17725.8817 | 0 | 2132.6301 | 37.9889 | 829.7096 | 2696.2627 | 3192.6763 | 450.2057 | 17686.7689 | 60012.0521 | 738029.9503 | 815728.7713 | 2272938.9597 | 3092661.8477 | 3.002% | 3188365.3245
LOCAUX MEDICAUX #368 | TERTIAIRE | LOCAUX MEDICAUX | 7859.6589 | 2008 | 17563.8893 | 18876.008 | 1600 | 2 | 13513.7927 | 2910.9156 | 163378.9673 | 223247.0503 | 3 | 251380.6803 | 128836.3987 | 25 | 18439.6071 | 9997.2754 | 0 | 1466.8611 | 722.8342 | 0 | 44206.7908 | 1918.8334 | 342669.7514 | 1712.0969 | 51294.1766 | 767.2944 | 2084.9011 | 15.8321 | 21057.0333 | 203.1394 | 0 | 82224.5777 | 93.65% | 6.351% | 6562.6419 | 0 | 983.0329 | 11.707 | 308.5633 | 1048.6727 | 1055.04 | 131.3151 | 7641.9432 | 20928.2479 | 239066.0242 | 267636.2154 | 1097964.3026 | 1367241.3566 | 4.711% | 1434829.6907
LOCAUX MEDICAUX #369 | TERTIAIRE | LOCAUX MEDICAUX | 15876.1781 | 2018 | 43962.6132 | 58097.1738 | 2500 | 2 | 24083.3697 | 7648.902 | 384305.251 | 447602.3201 | 6 | 494708.9488 | 310091.1338 | 49 | 37363.955 | 29816.4223 | 1 | 2940.7937 | 2008.2534 | 1 | 104052.6627 | 5019.6649 | 828775.7557 | 3068.1766 | 96641.0489 | 1360.4495 | 4967.3542 | 32.8032 | 53593.9856 | 388.1677 | 0 | 134449.6712 | 75.42% | 24.58% | 12856.3351 | 0 | 2343.8676 | 34.2547 | 574.2839 | 2741.4432 | 1818.262 | 417.5539 | 18235.0806 | 55233.7585 | 642812.2054 | 716281.0445 | 2440452.6521 | 3160964.717 | 3.173% | 3264548.6872
LOCAUX MEDICAUX #370 | TERTIAIRE | LOCAUX MEDICAUX | 7915.8596 | 2021 | 23924.2555 | 30039.6676 | 1600 | 2 | 12902.1528 | 4026.9717 | 224447.0381 | 285853.9837 | 4 | 280325.2147 | 233427.9033 | 30 | 19563.9577 | 15520.0094 | 0 | 1560.5627 | 1071.5502 | 1 | 36928.7943 | 2427.982 | 379385.1954 | 1803.1139 | 67775.9786 | 688.5758 | 2210.1388 | 19.6711 | 27595.3842 | 213.1201 | 0 | 113109.3351 | 79.79% | 20.21% | 8083.8897 | 0 | 985.108 | 17.089 | 408.7222 | 1033.1473 | 910.7079 | 136.8358 | 9350.1535 | 31346.6865 | 260921.6562 | 301618.4962 | 1314588.6686 | 1618817.1774 | 3.479% | 1677159.9301
LOCAUX MEDICAUX #371 | TERTIAIRE | LOCAUX MEDICAUX | 13814.8112 | 2021 | 55715.0725 | 37037.2961 | 2500 | 2 | 18724.7975 | 5238.3337 | 449607.4187 | 409886.0326 | 7 | 411033.5365 | 319775.2225 | 39 | 28154.5978 | 30962.0353 | 1 | 2725.0354 | 1423.4886 | 1 | 90663.3402 | 4680.2446 | 837809.4939 | 3385.5127 | 133520.43 | 1015.201 | 3129.4665 | 28.0283 | 63482.6739 | 325.6548 | 0 | 148689.3447 | 92.92% | 7.084% | 10651.8814 | 0 | 1359.1514 | 31.5319 | 493.994 | 2053.5546 | 1940.4285 | 320.0249 | 17930.2651 | 58788.452 | 555965.1653 | 632683.8825 | 2462392.0635 | 3099815.954 | 4.969% | 3261913.4843
LOCAUX MEDICAUX #372 | TERTIAIRE | LOCAUX MEDICAUX | 22011.14 | 2017 | 67459.5623 | 67893.5966 | 2500 | 2 | 22483.7375 | 9079.5562 | 628681.9753 | 535792.1598 | 10 | 792694.1669 | 513007.9355 | 57 | 60891.0488 | 49557.895 | 2 | 4421.3524 | 2972.6439 | 1 | 150449.7301 | 7362.6113 | 801948.4279 | 3937.0494 | 193614.6811 | 1379.609 | 5138.0973 | 45.5391 | 66179.8443 | 544.7053 | 0 | 246974.1867 | 85.34% | 14.66% | 16910.6792 | 0 | 2905.6354 | 32.7457 | 1104.6562 | 3229.1022 | 3242.4387 | 360.2898 | 36395.6243 | 61581.4756 | 853818.9097 | 951796.0096 | 3352552.927 | 4308991.2575 | 9.276% | 4749570.6724
LOCAUX MEDICAUX #373 | TERTIAIRE | LOCAUX MEDICAUX | 26902.6527 | 2013 | 78401.0487 | 90467.7007 | 2500 | 2 | 20873.0951 | 13469.6605 | 537472.9427 | 776728.8855 | 12 | 710285.959 | 432154.8327 | 93 | 69959.7356 | 44651.7016 | 1 | 4113.582 | 2201.8676 | 2 | 117868.9285 | 8769.7375 | 1173121.3492 | 4169.5259 | 173990.7337 | 2392.6999 | 6121.277 | 54.3228 | 70165.2031 | 687.4 | 0 | 295680.5131 | 82.66% | 17.34% | 30369.7907 | 0 | 3823.9369 | 56.4967 | 1465.8584 | 3188.0476 | 3540.4443 | 477.6411 | 29019.9993 | 95106.539 | 1018510.2717 | 1142636.81 | 3637756.6679 | 4785799.7427 | 8.711% | 5242481.1064
LOCAUX MEDICAUX #374 | TERTIAIRE | LOCAUX MEDICAUX | 10138.6172 | 2015 | 25474.6586 | 26321.1966 | 2500 | 2 | 24286.3408 | 4690.5161 | 295244.8302 | 239051.1337 | 5 | 398059.7653 | 210389.6436 | 35 | 27187.3764 | 19401.2635 | 1 | 2067.9885 | 885.12 | 0 | 62538.5249 | 2953.5416 | 358732.7173 | 1709.0195 | 60829.3326 | 725.1775 | 3130.3593 | 18.0946 | 31681.9421 | 266.2743 | 0 | 114996.5139 | 89.03% | 10.97% | 8512.7146 | 0 | 1451.5067 | 22.3316 | 496.2524 | 1325.355 | 1623.0172 | 234.2719 | 10807.9862 | 36345.6218 | 467430.4091 | 514584.0171 | 1530774.7686 | 2048260.547 | 0.7024% | 2062749.7298
LOCAUX MEDICAUX #375 | TERTIAIRE | LOCAUX MEDICAUX | 9684.5432 | 2012 | 22737.1455 | 22844.2994 | 1600 | 2 | 12037.6511 | 3357.6776 | 198835.6209 | 282917.6704 | 4 | 351311.6618 | 197355.3412 | 26 | 20086.2931 | 15393.3557 | 1 | 1492.2064 | 899.228 | 1 | 39762.0046 | 3241.4711 | 358502.1355 | 1601.4994 | 74548.8994 | 931.8573 | 2322.6455 | 20.6642 | 30905.8982 | 257.057 | 0 | 81244.6324 | 90.82% | 9.183% | 9771.7423 | 0 | 933.2074 | 21.7601 | 359.7981 | 1318.1545 | 1272.3036 | 246.986 | 13470.0788 | 30369.1665 | 374697.7656 | 418537.0109 | 1314837.6038 | 1736133.1839 | 5.582% | 1838777.5206
LOCAUX MEDICAUX #376 | TERTIAIRE | LOCAUX MEDICAUX | 12550.8171 | 2020 | 35833.4261 | 39215.58 | 2500 | 2 | 23370.3448 | 6333.4012 | 383055.6717 | 373690.0034 | 6 | 478339.5914 | 274179.9564 | 44 | 30239.3386 | 28825.6699 | 1 | 1950.3117 | 1492.2119 | 1 | 65808.6602 | 4266.2896 | 753358.5862 | 1864.4926 | 79795.3864 | 797.8924 | 3323.5997 | 23.725 | 40504.5518 | 321.8789 | 0 | 167789.2001 | 83.99% | 16.01% | 11039.4241 | 0 | 1243.5384 | 18.5213 | 642.3405 | 1803.4891 | 2058.5182 | 318.7962 | 18577.1011 | 47973.7872 | 367388.685 | 433939.5733 | 2260134.2039 | 2697807.9491 | 3.733% | 2802427.4906
LOCAUX MEDICAUX #377 | TERTIAIRE | LOCAUX MEDICAUX | 30559.456 | 2020 | 93718.4515 | 120198.9046 | 2500 | 4 | 20546.5232 | 11111.0007 | 845469.8798 | 1040934.7851 | 15 | 1476176.0229 | 805206.037 | 126 | 74694.9804 | 63220.1679 | 2 | 5361.8314 | 4015.0674 | 2 | 178448.9769 | 8281.0971 | 1793511.681 | 5208.7468 | 241612.9277 | 2853.1587 | 8545.6757 | 71.9326 | 97534.283 | 670.6876 | 0 | 400902.2772 | 93.02% | 6.978% | 35569.8774 | 0 | 4447.5669 | 67.2869 | 1118.6369 | 5281.8965 | 3994.1084 | 550.6198 | 46561.0685 | 125164.6018 | 1064002.2088 | 1235727.8791 | 5797727.3178 | 7044633.3741 | 3.311% | 7285864.6239
LOCAUX MEDICAUX #378 | TERTIAIRE | LOCAUX MEDICAUX | 31941.4833 | 2012 | 82729.7978 | 67835.3388 | 2500 | 2 | 19695.1416 | 11506.3625 | 840082.0554 | 710278.7452 | 16 | 1185891.5598 | 558295.8576 | 107 | 82314.6705 | 45413.9048 | 2 | 4538.6754 | 3029.476 | 2 | 202619.4372 | 10045.975 | 1122981.1306 | 5797.7036 | 237179.8242 | 2502.8529 | 10474.3281 | 50.8342 | 87118.4161 | 863.454 | 0 | 357202.9705 | 83.16% | 16.84% | 29730.9871 | 0 | 2934.695 | 57.9719 | 1257.1554 | 4749.0989 | 4950.2362 | 643.9431 | 46942.8869 | 94957.441 | 1379168.6348 | 1521068.9627 | 4652011.4847 | 6179667.009 | 8.698% | 6768387.9226
LOCAUX MEDICAUX #379 | TERTIAIRE | LOCAUX MEDICAUX | 29562.0454 | 2013 | 106305.8711 | 93791.3132 | 2500 | 4 | 18807.7535 | 14885.5479 | 661238.1007 | 860407.0062 | 15 | 830389.4605 | 456800.6222 | 109 | 74385.476 | 55898.5252 | 2 | 5996.1458 | 2803.0477 | 2 | 136510.6667 | 6733.5958 | 1296101.0398 | 4813.7627 | 191251.6156 | 1775.5895 | 8746.9103 | 52.3554 | 88488.5661 | 827.2416 | 0 | 277978.6038 | 76.48% | 23.52% | 34735.8508 | 0 | 2734.7397 | 46.822 | 1574.536 | 4480.5779 | 3805.4573 | 569.3927 | 32192.1019 | 66721.3869 | 1280216.65 | 1379130.1388 | 4076560.6665 | 5461893.6393 | 6.895% | 5866404.2462
LOCAUX MEDICAUX #380 | TERTIAIRE | LOCAUX MEDICAUX | 16174.9588 | 2017 | 49300.5617 | 48574.143 | 2500 | 2 | 21498.1714 | 9057.9593 | 361765.2117 | 581139.575 | 5 | 558774.6813 | 293621.1049 | 44 | 46016.7291 | 31181.5332 | 1 | 2616.7115 | 1818.6459 | 1 | 113291.5084 | 4484.7411 | 919371.7978 | 3765.2985 | 142159.6191 | 1014.0422 | 3564.8328 | 34.5513 | 71856.5651 | 391.1047 | 0 | 212794.4956 | 87.84% | 12.16% | 15883.1195 | 0 | 1988.5236 | 38.2435 | 696.2718 | 2819.3984 | 2083.8466 | 355.036 | 18278.2641 | 60240.6928 | 502195.4212 | 580714.3781 | 2750101.2299 | 3335860.6959 | 6.67% | 3574246.4119
LOCAUX MEDICAUX #381 | TERTIAIRE | LOCAUX MEDICAUX | 27779.0304 | 2009 | 56501.6603 | 62092.2029 | 2500 | 2 | 23353.1068 | 12619.0214 | 442724.0728 | 649228.4426 | 10 | 1034358.3813 | 438742.5678 | 112 | 49226.6424 | 46680.484 | 2 | 4307.0599 | 2654.1437 | 2 | 110228.9422 | 9211.9746 | 1253171.8309 | 4748.9823 | 182150.0743 | 1725.5419 | 8603.9889 | 67.7739 | 90474.5487 | 839.1436 | 0 | 234187.7477 | 78.39% | 21.61% | 29977.5943 | 0 | 2863.3758 | 45.8968 | 1375.5168 | 4383.1226 | 4990.5057 | 549.1138 | 31294.5422 | 78069.1102 | 1302803.9522 | 1412167.6045 | 3828854.1781 | 5246143.7344 | 6.797% | 5628711.5231
LOCAUX MEDICAUX #382 | TERTIAIRE | LOCAUX MEDICAUX | 29490.773 | 2021 | 100820.3139 | 109175.0662 | 2500 | 2 | 24872.0055 | 13476.3539 | 709179.614 | 953258.505 | 11 | 1004650.7604 | 663607.3585 | 97 | 79627.1288 | 60263.7005 | 2 | 5271.214 | 4238.6229 | 1 | 139303.559 | 6104.6419 | 1491788.6629 | 7259.8701 | 298659.6831 | 2908.884 | 9650.5396 | 65.4205 | 146535.1115 | 767.882 | 0 | 334869.5249 | 90.97% | 9.026% | 24411.8379 | 0 | 4332.4297 | 65.1808 | 1110.4949 | 5345.3984 | 3972.5939 | 724.5738 | 41054.4688 | 100580.2423 | 890590.4042 | 1032225.1153 | 4811197.3057 | 5850523.3893 | 8.28% | 6378688.2813
LOCAUX MEDICAUX #383 | TERTIAIRE | LOCAUX MEDICAUX | 13751.9 | 2021 | 55934.1488 | 52048.2609 | 2500 | 2 | 24992.7731 | 8074.8925 | 443569.5622 | 407206.5568 | 6 | 411716.7391 | 297632.5506 | 41 | 39463.3868 | 25743.0127 | 1 | 2235.5561 | 1234.4582 | 1 | 75082.7849 | 3395.6156 | 706057.2144 | 3271.5696 | 89308.6312 | 1168.764 | 3952.5914 | 31.6348 | 64990.4079 | 285.5844 | 0 | 165558.2773 | 90.55% | 9.448% | 13314.2198 | 0 | 1897.2349 | 32.7394 | 521.5455 | 1815.3411 | 2559.6544 | 305.3031 | 21694.8467 | 53842.948 | 465144.2695 | 540682.0642 | 2302831.4867 | 2847108.7384 | 3.933% | 2963664.9498
LOCAUX MEDICAUX #384 | TERTIAIRE | LOCAUX MEDICAUX | 12394.8232 | 2016 | 30904.1254 | 34865.7043 | 2500 | 2 | 19115.9362 | 6825.9563 | 383257.5117 | 446776.296 | 4 | 526879.9643 | 310262.1788 | 49 | 30576.3425 | 27087.2722 | 1 | 2764.2687 | 1343.31 | 1 | 70940.7432 | 3305.4995 | 513209.284 | 2480.0954 | 110687.8824 | 1163.3985 | 3078.7541 | 26.9081 | 52365.6824 | 333.8179 | 0 | 119359.681 | 82.59% | 17.41% | 9467.581 | 0 | 1151.945 | 25.9274 | 482.2226 | 1887.5928 | 1523.1045 | 285.0864 | 15279.7725 | 44999.1362 | 519349.2414 | 579628.1501 | 2043819.5517 | 2627026.4579 | 4.185% | 2741783.0307
LOCAUX MEDICAUX #385 | TERTIAIRE | LOCAUX MEDICAUX | 9762.3298 | 2021 | 29785.2109 | 25120.1251 | 1600 | 2 | 15416.1095 | 5402.802 | 331161.0991 | 384513.0834 | 5 | 468409.1393 | 183341.9617 | 32 | 20256.4815 | 18484.8798 | 1 | 2238.6959 | 953.5745 | 1 | 58174.2986 | 2503.0644 | 607829.6534 | 1449.7762 | 64236.081 | 962.8561 | 2791.9716 | 23.4 | 31913.6057 | 250.3424 | 0 | 115344.6728 | 94.29% | 5.706% | 9326.1303 | 0 | 1363.2734 | 20.471 | 338.453 | 1363.6594 | 1219.0806 | 194.8277 | 17679.3695 | 34802.7574 | 422861.6226 | 475343.7495 | 1906541.4317 | 2385284.9334 | 1.578% | 2423530.0421
LOCAUX MEDICAUX #386 | TERTIAIRE | LOCAUX MEDICAUX | 32496.0371 | 2010 | 79851.4499 | 88454.282 | 2500 | 4 | 18538.0561 | 10664.667 | 651259.7714 | 999364.6648 | 13 | 1198960.2505 | 642177.0493 | 109 | 65462.2633 | 43177.3636 | 1 | 6560.7105 | 3178.9858 | 2 | 195115.0847 | 8049.6695 | 1193264.2822 | 7718.8203 | 264897.2838 | 2417.7602 | 10953.4113 | 76.4039 | 126647.5538 | 775.1196 | 0 | 333402.2454 | 69.99% | 30.01% | 36827.5252 | 0 | 3569.0474 | 73.8134 | 1091.1582 | 4462.4153 | 4597.1897 | 761.4859 | 35458.8233 | 91428.7724 | 945223.3484 | 1072110.9441 | 4566418.5991 | 5646072.1977 | 1.257% | 5717971.6415
LOCAUX MEDICAUX #387 | TERTIAIRE | LOCAUX MEDICAUX | 20602.9478 | 2011 | 43294.4129 | 54564.4575 | 2500 | 2 | 18900.425 | 6867.1285 | 563800.999 | 543960.3773 | 7 | 620536.9902 | 432535.4058 | 55 | 48905.2853 | 38494.0319 | 1 | 3492.4912 | 2228.7352 | 1 | 79743.9743 | 4499.9599 | 864177.4066 | 3513.3569 | 133030.1133 | 1249.1092 | 5385.256 | 33.8825 | 63105.562 | 630.8147 | 0 | 238343.995 | 82.09% | 17.91% | 17478.6472 | 0 | 2764.486 | 45.2214 | 842.8844 | 3484.7917 | 2603.0485 | 446.7642 | 27608.0389 | 71916.3067 | 702675.1806 | 802199.5262 | 2965861.0555 | 3773302.9971 | 1.564% | 3833248.6509
LOCAUX MEDICAUX #388 | TERTIAIRE | LOCAUX MEDICAUX | 23480.6721 | 2007 | 68448.79 | 46938.2632 | 2500 | 2 | 19451.7558 | 8369.905 | 449436.0095 | 553725.9373 | 9 | 761324.1979 | 325730.9516 | 72 | 47073.0497 | 43404.8383 | 1 | 4143.4088 | 2508.2689 | 2 | 109276.8841 | 6201.5949 | 860036.4191 | 5167.7077 | 131903.9078 | 1993.8427 | 8221.1791 | 56.0675 | 79253.7562 | 474.7337 | 0 | 192637.7672 | 86.62% | 13.38% | 26873.4123 | 0 | 2650.2027 | 51.9475 | 949.9051 | 3658.3571 | 2677.3496 | 431.0371 | 21957.4232 | 61887.4797 | 1035291.6188 | 1119136.5217 | 2990628.0612 | 4115294.5228 | 7.474% | 4447720.1853
LOCAUX MEDICAUX #389 | TERTIAIRE | LOCAUX MEDICAUX | 10538.1202 | 2022 | 37171.0013 | 44260.5894 | 2500 | 2 | 22896.3499 | 4520.3757 | 242130.3811 | 264945.2714 | 5 | 375546.0787 | 297499.1128 | 35 | 22815.9759 | 16836.6188 | 1 | 2438.0085 | 1373.9836 | 1 | 61724.7584 | 2368.9936 | 653299.3781 | 2094.6545 | 107529.4453 | 783.8342 | 3569.2626 | 20.634 | 50548.3995 | 269.8231 | 0 | 114702.6397 | 82.15% | 17.85% | 8647.6794 | 0 | 1308.2222 | 16.0058 | 394.595 | 1650.651 | 1948.1841 | 246.5099 | 15491.8659 | 32692.0372 | 368577.7872 | 416761.6903 | 1855903.3041 | 2275321.0158 | 6.297% | 2428235.2836
LOCAUX MEDICAUX #390 | TERTIAIRE | LOCAUX MEDICAUX | 27068.3583 | 2020 | 91346.7751 | 105628.9137 | 2500 | 4 | 18791.2469 | 15204.0189 | 874349.7411 | 666955.2367 | 12 | 1114044.9177 | 738794.4733 | 70 | 77853.936 | 68176.0045 | 2 | 5491.63 | 3169.9948 | 1 | 171237.8502 | 6165.4668 | 1405987.8895 | 6613.7696 | 185734.6364 | 1917.6974 | 8065.9178 | 67.8359 | 116203.5028 | 568.8768 | 0 | 311337.9566 | 86.3% | 13.7% | 24099.9123 | 0 | 4034.2538 | 56.645 | 1462.9991 | 3678.6503 | 4352.8036 | 659.5391 | 40596.7917 | 97004.875 | 898015.5562 | 1035617.2228 | 4852283.8683 | 5897100.3881 | 5.805% | 6260503.2318
LOCAUX MEDICAUX #391 | TERTIAIRE | LOCAUX MEDICAUX | 29411.8353 | 2021 | 93311.1184 | 81521.6668 | 2500 | 2 | 18404.5004 | 12328.512 | 790306.9864 | 954553.8868 | 14 | 1300203.2446 | 862358.9765 | 89 | 89747.2398 | 68038.9506 | 2 | 5746.1865 | 3463.873 | 2 | 218453.0737 | 7643.0956 | 1681400.5122 | 5158.1586 | 293118.3283 | 2598.1416 | 9525.9512 | 62.3706 | 146084.8386 | 665.0363 | 0 | 370467.4294 | 77.24% | 22.76% | 34522.2333 | 0 | 4253.6621 | 46.4756 | 1365.1008 | 3933.2495 | 3748.8684 | 569.5798 | 43546.6557 | 77951.3177 | 1067954.1408 | 1189452.1143 | 5471421.9889 | 6667565.0776 | 2.438% | 6834210.3891
LOCAUX MEDICAUX #392 | TERTIAIRE | LOCAUX MEDICAUX | 24688.1264 | 2016 | 77992.6194 | 89054.3789 | 2500 | 2 | 22747.8313 | 12800.9921 | 676546.7847 | 618492.5768 | 12 | 928382.8636 | 565850.0376 | 96 | 63470.0972 | 53642.8488 | 1 | 4007.3344 | 2505.2175 | 2 | 146105.0107 | 6053.7681 | 932818.97 | 5301.9663 | 201589.0182 | 1888.2903 | 5985.2897 | 47.5315 | 91641.9711 | 768.461 | 0 | 203403.1774 | 86.71% | 13.29% | 25660.4546 | 0 | 3011.7331 | 56.3948 | 1236.2154 | 3915.1316 | 2837.5729 | 496.9271 | 25841.7643 | 94326.3607 | 743248.9642 | 863417.0892 | 3734061.4303 | 4605746.1583 | 4.154% | 4805359.7857
LOCAUX MEDICAUX #393 | TERTIAIRE | LOCAUX MEDICAUX | 20166.7713 | 2018 | 80417.311 | 71736.3037 | 2500 | 2 | 18654.3876 | 9440.7872 | 572064.2672 | 640941.9242 | 8 | 832636.4823 | 497904.548 | 71 | 43093.2633 | 35873.1903 | 1 | 3832.3701 | 2369.2383 | 1 | 116684.8086 | 5869.6832 | 1189714.861 | 4183.2554 | 192444.7437 | 1492.8849 | 5072.9154 | 47.6681 | 72511.6656 | 546.1063 | 0 | 272699.6343 | 91.58% | 8.418% | 15222.6054 | 0 | 1877.2281 | 41.3147 | 1013.2036 | 2509.3888 | 2333.8563 | 382.7597 | 23794.2776 | 77760.1794 | 813736.4805 | 915290.9374 | 3741322.1273 | 4660946.0404 | 7.556% | 5041921.2307
LOCAUX MEDICAUX #394 | TERTIAIRE | LOCAUX MEDICAUX | 18127.5484 | 2016 | 49634.1816 | 60126.6577 | 2500 | 2 | 24855.8784 | 6224.247 | 441803.714 | 611533.9208 | 7 | 668382.8281 | 480830.1158 | 65 | 44870.106 | 25684.5486 | 1 | 3816.2476 | 2119.853 | 1 | 119000.6769 | 5266.1737 | 723557.9898 | 4281.0248 | 115331.0543 | 1121.4582 | 5375.935 | 28.064 | 60099.2059 | 384.589 | 0 | 202999.0221 | 80.02% | 19.98% | 15367.9395 | 0 | 2039.3378 | 26.2838 | 720.0316 | 3056.0467 | 2306.6334 | 465.5707 | 19063.1511 | 57938.9018 | 696166.8583 | 773168.9111 | 2705706.9421 | 3482891.6237 | 1.406% | 3532549.1253
LOCAUX MEDICAUX #395 | TERTIAIRE | LOCAUX MEDICAUX | 31145.5274 | 2010 | 64402.242 | 72050.7271 | 2500 | 2 | 24171.3562 | 13649.4532 | 533805.5391 | 1002605.518 | 13 | 1017695.5511 | 453312.777 | 124 | 77243.6031 | 39021.8792 | 2 | 5409.8989 | 3084.8673 | 2 | 181176.7854 | 9535.6099 | 1171965.3308 | 5431.0315 | 202233.6416 | 1912.8038 | 9624.407 | 75.0783 | 122191.8724 | 618.6621 | 0 | 243728.9548 | 76.51% | 23.49% | 29301.8731 | 0 | 3428.6019 | 72.0865 | 1088.4822 | 5213.961 | 4571.7966 | 575.3542 | 29818.9209 | 104405.7556 | 1227172.2447 | 1361396.9212 | 4038785.0197 | 5406865.5887 | 2.968% | 5572222.8927
LOCAUX MEDICAUX #396 | TERTIAIRE | LOCAUX MEDICAUX | 17284.5382 | 2008 | 41323.3703 | 33568.2783 | 2500 | 2 | 20685.3892 | 7991.4835 | 331730.0907 | 498127.5218 | 8 | 559215.5823 | 252998.9012 | 46 | 26828.9231 | 32997.9382 | 1 | 3357.2282 | 1288.6258 | 1 | 78024.2223 | 5457.8455 | 674144.4612 | 4261.8428 | 134988.8231 | 1479.4824 | 4537.8346 | 31.0484 | 57670.2924 | 534.8401 | 0 | 148405.6296 | 73.24% | 26.76% | 17419.2645 | 0 | 2502.7425 | 37.8469 | 643.331 | 2010.2016 | 3042.7255 | 397.2343 | 16288.683 | 40872.6419 | 583245.9066 | 640407.2314 | 2266614.0324 | 2911291.5847 | 8.823% | 3193009.2126
LOCAUX MEDICAUX #397 | TERTIAIRE | LOCAUX MEDICAUX | 31420.348 | 2019 | 96092.2426 | 114738.0597 | 2500 | 4 | 21015.6823 | 13965.7944 | 961239.3675 | 1204965.0452 | 11 | 1083669.5148 | 548318.8512 | 108 | 96480.5047 | 69767.734 | 2 | 4819.687 | 3281.249 | 2 | 208242.828 | 9375.1569 | 1445963.0859 | 7361.9731 | 242447.704 | 2723.8376 | 7218.1762 | 55.123 | 112778.8954 | 668.7474 | 0 | 387164.2215 | 81.79% | 18.21% | 27761.9342 | 0 | 2983.5167 | 62.4717 | 1306.1927 | 4560.165 | 5818.1871 | 669.9938 | 54453.8528 | 102701.53 | 1405645.8682 | 1562801.2511 | 5181960.564 | 6755205.0636 | 9.088% | 7430527.1152
LOCAUX MEDICAUX #398 | TERTIAIRE | LOCAUX MEDICAUX | 12569.4815 | 2017 | 34914.9653 | 42516.0976 | 2500 | 2 | 23814.9243 | 5706.9824 | 301770.7954 | 375722.2936 | 5 | 572592.7839 | 318695.6229 | 45 | 34193.9429 | 22245.9279 | 1 | 2499.0674 | 1146.4027 | 1 | 60756.5902 | 4078.0124 | 532349.3276 | 2395.4571 | 107152.6736 | 1115.4147 | 4340.3012 | 29.4279 | 38159.7386 | 240.1863 | 0 | 121116.7285 | 91.55% | 8.451% | 9786.0979 | 0 | 1617.9714 | 21.4287 | 637.9601 | 1884.5223 | 1633.1436 | 271.315 | 13629.6449 | 50648.0765 | 488716.9298 | 552994.6513 | 2017159.1965 | 2573250.4296 | 5.551% | 2724493.706
LOCAUX MEDICAUX #399 | TERTIAIRE | LOCAUX MEDICAUX | 22314.5456 | 2022 | 59530.1622 | 81502.0526 | 2500 | 2 | 22284.1192 | 13771.2835 | 525018.2237 | 619881.7712 | 11 | 1072447.267 | 421025.772 | 73 | 61499.2164 | 52764.8533 | 1 | 5778.7174 | 2549.8097 | 1 | 114569.3456 | 6739.5666 | 1027657.6309 | 4430.3919 | 153908.0755 | 1681.7504 | 5915.8107 | 51.0112 | 87779.7719 | 469.0771 | 0 | 242824.4598 | 89.22% | 10.78% | 25135.6044 | 0 | 2142.5659 | 36.2708 | 973.2682 | 3191.2238 | 2857.6638 | 364.8589 | 28695.1041 | 88735.3537 | 1027357.0154 | 1144787.4732 | 3749235.5702 | 4901006.922 | 7.674% | 5308347.3063
LOCAUX MEDICAUX #400 | TERTIAIRE | LOCAUX MEDICAUX | 12910.5364 | 2022 | 52681.4681 | 52419.1706 | 2500 | 2 | 23208.3497 | 5105.3973 | 446424.1608 | 342585.3823 | 5 | 648688.2823 | 267992.545 | 44 | 34170.1508 | 32447.2707 | 1 | 2368.336 | 1932.204 | 1 | 80975.0897 | 4259.1357 | 608425.4512 | 3113.0017 | 93241.9646 | 1208.826 | 3382.3961 | 32.4254 | 42904.9681 | 390.9033 | 0 | 181885.3002 | 81.14% | 18.86% | 14047.5727 | 0 | 1561.837 | 24.6455 | 643.5655 | 2310.6255 | 2117.115 | 294.9564 | 14955.2942 | 51122.2288 | 451852.4691 | 517929.9921 | 2434479.244 | 2955593.6344 | 1.539% | 3001778.92
LOCAUX MEDICAUX #401 | TERTIAIRE | LOCAUX MEDICAUX | 10916.3718 | 2007 | 25076.8337 | 20826.2706 | 2500 | 2 | 23769.9781 | 4650.185 | 265570.6832 | 252999.6009 | 5 | 333980.3273 | 215106.0436 | 29 | 17569.9702 | 17322.0471 | 1 | 1974.2576 | 1050.3778 | 1 | 41166.4384 | 3602.3672 | 424625.1708 | 2598.3763 | 79289.4948 | 788.8978 | 2766.1241 | 25.884 | 37818.545 | 268.9041 | 0 | 111944.993 | 91.61% | 8.388% | 11352.2251 | 0 | 1394.9218 | 22.4294 | 400.863 | 1432.2858 | 1833.436 | 191.4595 | 10630.9776 | 28008.1719 | 373108.2619 | 411747.4114 | 1475571.8816 | 1889493.5276 | 7.903% | 2051626.4986
LOCAUX MEDICAUX #402 | TERTIAIRE | LOCAUX MEDICAUX | 21882.1036 | 2017 | 79253.8873 | 71396.6116 | 2500 | 2 | 21554.4199 | 10123.0678 | 619853.2 | 598777.6052 | 9 | 723031.6851 | 427124.2094 | 68 | 50191.3444 | 31976.9367 | 1 | 3488.2129 | 2640.6109 | 2 | 104934.3853 | 5277.7104 | 1187871.029 | 4783.5141 | 175341.9473 | 1375.1268 | 4729.6408 | 47.5779 | 61776.7669 | 651.4791 | 0 | 280440.53 | 91.07% | 8.926% | 16733.994 | 0 | 2573.0372 | 50.5957 | 904.6037 | 3555.1721 | 3893.3464 | 379.0627 | 25962.1499 | 88023.1808 | 885752.4124 | 999737.743 | 3661276.7386 | 4666256.7105 | 8.02% | 5073098.1861
LOCAUX MEDICAUX #403 | TERTIAIRE | LOCAUX MEDICAUX | 7586.6512 | 2017 | 21549.806 | 19322.9207 | 1600 | 2 | 11675.8581 | 3918.8383 | 167119.2412 | 262138.7437 | 3 | 221484.8036 | 130857.9223 | 31 | 13895.0588 | 12681.0982 | 0 | 1120.6203 | 640.4897 | 0 | 37556.5165 | 1869.1369 | 363313.0843 | 1710.873 | 45305.5906 | 716.7524 | 1812.1726 | 18.9219 | 25866.2816 | 184.8912 | 0 | 99972.9838 | 77.26% | 22.74% | 9124.551 | 0 | 828.4477 | 15.0142 | 402.8326 | 1055.3659 | 919.9492 | 132.3112 | 9639.0596 | 26332.628 | 282020.0751 | 317991.7626 | 1111160.6497 | 1431003.2171 | 6.516% | 1530751.4751
LOCAUX MEDICAUX #404 | TERTIAIRE | LOCAUX MEDICAUX | 22682.2165 | 2018 | 69198.3928 | 62721.8578 | 2500 | 2 | 24592.065 | 10481.8514 | 650785.4366 | 815267.5837 | 8 | 1049379.5176 | 510504.8964 | 66 | 42851.852 | 39643.1327 | 1 | 4079.9412 | 2610.4291 | 1 | 129730.5 | 6341.4039 | 1138148.2407 | 4596.4727 | 193694.5225 | 1963.4274 | 6980.8323 | 41.766 | 70412.9416 | 593.7475 | 0 | 214673.2848 | 86.79% | 13.21% | 20188.7763 | 0 | 2749.576 | 46.3 | 951.5274 | 3629.0885 | 3074.5153 | 487.1265 | 29463.4399 | 81257.2694 | 767094.1836 | 877814.8929 | 3942391.5977 | 4827986.1068 | 6.575% | 5167772.9295
LOCAUX MEDICAUX #405 | TERTIAIRE | LOCAUX MEDICAUX | 21367.0035 | 2015 | 72436.638 | 73612.1156 | 2500 | 2 | 24604.559 | 7482.1178 | 504381.7661 | 641686.5493 | 10 | 851381.2694 | 450720.5143 | 78 | 60716.6407 | 49221.5896 | 1 | 3923.5675 | 2509.4645 | 1 | 126060.3809 | 5035.4258 | 958069.4622 | 3693.0652 | 130739.4573 | 1349.4147 | 6035.5191 | 52.8996 | 81440.9237 | 596.353 | 0 | 193446.8614 | 85.51% | 14.49% | 15736.4143 | 0 | 2894.6838 | 41.2085 | 1014.1963 | 2892.1403 | 2559.1942 | 430.0002 | 28856.2385 | 58090.8031 | 898236.3711 | 985183.4126 | 3314748.8399 | 4306197.6675 | 1.148% | 4356185.872
LOCAUX MEDICAUX #406 | TERTIAIRE | LOCAUX MEDICAUX | 19466.1934 | 2013 | 56812.6663 | 57825.3248 | 2500 | 2 | 23183.6048 | 6174.2512 | 470232.3179 | 450886.4313 | 8 | 530385.0229 | 484802.9454 | 73 | 39370.9011 | 30915.6786 | 1 | 3854.7144 | 2434.6018 | 1 | 117076.4263 | 4240.7514 | 784434.5927 | 3844.8863 | 167136.6068 | 1828.2779 | 5644.7266 | 44.2361 | 81677.7258 | 552.1495 | 0 | 191576.7392 | 74% | 26% | 17466.7639 | 0 | 1894.3039 | 41.0277 | 715.9327 | 2820.1511 | 3382.7926 | 396.5566 | 28986.1888 | 54845.105 | 840931.2525 | 924762.5464 | 2725395.0069 | 3655383.2624 | 8.773% | 4006921.6063
LOCAUX MEDICAUX #407 | TERTIAIRE | LOCAUX MEDICAUX | 24537.8232 | 2020 | 75566.426 | 90119.1398 | 2500 | 2 | 22028.2366 | 11215.5462 | 543990.6322 | 594988.066 | 11 | 1088129.0734 | 488664.2971 | 94 | 57287.5749 | 46021.3934 | 2 | 5692.5612 | 3131.8962 | 1 | 123775.2224 | 7890.5026 | 1399664.8899 | 5084.7557 | 162482.7077 | 2342.2614 | 5846.5749 | 56.7972 | 84142.8711 | 466.4927 | 0 | 343208.9494 | 93.1% | 6.902% | 20632.1692 | 0 | 3173.4693 | 36.8955 | 1339.8519 | 3314.9557 | 3615.4743 | 465.2875 | 41148.0977 | 69386.5282 | 1107315.6824 | 1217850.3084 | 4308601.6839 | 5534071.9474 | 1.565% | 5622060.2891
LOCAUX MEDICAUX #408 | TERTIAIRE | LOCAUX MEDICAUX | 25912.0445 | 2022 | 100950.5351 | 77249.8621 | 2500 | 2 | 19783.5767 | 11996.6531 | 750175.0656 | 821470.8217 | 9 | 1001010.1789 | 680548.0363 | 77 | 71577.8266 | 63590.2378 | 2 | 5505.909 | 3312.1739 | 2 | 165708.9274 | 8124.4701 | 1454047.6882 | 5898.7751 | 271949.1193 | 2411.2387 | 6885.7047 | 56.237 | 93983.3147 | 773.2784 | 0 | 293331.5137 | 81.15% | 18.85% | 20842.4692 | 0 | 2603.2294 | 59.7083 | 1430.0067 | 4811.165 | 4011.3918 | 624.1484 | 30879.837 | 82917.371 | 836934.6728 | 950731.8808 | 4638657.8055 | 5595875.2232 | 1.838% | 5700642.7913
LOCAUX MEDICAUX #409 | TERTIAIRE | LOCAUX MEDICAUX | 33499.0903 | 2008 | 78262.3837 | 73422.3758 | 2500 | 2 | 21436.8753 | 11199.7195 | 750245.8891 | 628233.9637 | 15 | 1064838.3157 | 459700.6232 | 124 | 54364.5135 | 40825.9319 | 2 | 4392.0604 | 2802.951 | 2 | 122679.4578 | 8412.1239 | 1435169.2815 | 6206.5486 | 199861.7125 | 2900.9925 | 10960.2748 | 69.7319 | 109293.2114 | 764.2289 | 0 | 252385.6195 | 82.97% | 17.03% | 39343.0243 | 0 | 4515.5627 | 64.6237 | 1452.4058 | 6060.2762 | 4928.9751 | 734.6085 | 28788.748 | 95062.8952 | 1285855.955 | 1409707.5982 | 4500673.8963 | 5916771.4025 | 2.383% | 6061229.7194
LOCAUX MEDICAUX #410 | TERTIAIRE | LOCAUX MEDICAUX | 11131.4086 | 2016 | 38089.8766 | 27890.2196 | 2500 | 2 | 18331.4095 | 6163.497 | 243712.3316 | 399427.2788 | 5 | 450944.9565 | 253807.8817 | 41 | 22289.7958 | 20675.4893 | 1 | 1880.8129 | 1244.1465 | 1 | 63872.3706 | 2909.5363 | 564072.6259 | 1842.8928 | 69141.939 | 820.4524 | 2701.8412 | 27.3785 | 48220.0855 | 292.7025 | 0 | 144432.8806 | 92.77% | 7.231% | 10884.304 | 0 | 1072.1475 | 21.1927 | 373.6439 | 2025.7283 | 1426.1234 | 251.3723 | 11668.3223 | 33951.976 | 473887.4261 | 519507.7244 | 1815094.2116 | 2336931.4002 | 6.448% | 2498013.6248
LOCAUX MEDICAUX #411 | TERTIAIRE | LOCAUX MEDICAUX | 17297.84 | 2014 | 55892.1253 | 53119.6253 | 2500 | 2 | 18064.2382 | 8262.7275 | 327657.6555 | 386158.1023 | 6 | 571297.7622 | 289565.2096 | 61 | 33962.7486 | 25442.3574 | 1 | 3200.7372 | 1639.6061 | 1 | 90137.7947 | 5506.6982 | 636384.9968 | 4071.1482 | 129526.2489 | 1534.5881 | 3764.6975 | 42.2387 | 55200.9146 | 509.4926 | 0 | 176042.4597 | 86.42% | 13.58% | 12947.8683 | 0 | 1679.4196 | 40.8632 | 633.4752 | 2794.1886 | 3116.4821 | 416.9535 | 27523.8684 | 60194.0622 | 776618.1414 | 864336.072 | 2345746.0822 | 3215722.3151 | 9.575% | 3556219.3389
LOCAUX MEDICAUX #412 | TERTIAIRE | LOCAUX MEDICAUX | 31325.6712 | 2018 | 109611.9825 | 78250.8328 | 2500 | 2 | 22722.8318 | 18122.2709 | 990995.0433 | 811899.9748 | 14 | 1105616.8214 | 632821.3287 | 120 | 68769.462 | 54277.6381 | 2 | 5071.6077 | 2979.3653 | 2 | 146574.1345 | 6438.2995 | 1840607.6954 | 5189.4276 | 277254.2666 | 2720.8086 | 9929.1651 | 73.2407 | 109656.7257 | 629.0821 | 0 | 374834.6912 | 87.46% | 12.54% | 32824.031 | 0 | 4152.0553 | 67.0347 | 1522.9529 | 3648.7476 | 5318.8896 | 526.9392 | 32966.732 | 115742.2386 | 1247349.189 | 1396058.1597 | 5546146.9302 | 6950175.2808 | 6.39% | 7424619.3045
LOCAUX MEDICAUX #413 | TERTIAIRE | LOCAUX MEDICAUX | 18297.8754 | 2020 | 74394.5205 | 71594.6072 | 2500 | 2 | 23663.2629 | 9589.5803 | 475283.8879 | 537046.0662 | 9 | 651755.1416 | 454169.744 | 57 | 43581.8721 | 33502.7347 | 1 | 3355.1181 | 2197.3665 | 1 | 130278.5805 | 5247.0851 | 704615.2178 | 3531.4791 | 142726.2493 | 1531.1293 | 4429.7675 | 28.4039 | 66717.174 | 376.8301 | 0 | 239029.199 | 70.73% | 29.27% | 20096.189 | 0 | 1834.8025 | 26.7367 | 681.221 | 3324.066 | 2639.9896 | 468.7192 | 27215.6444 | 58091.325 | 662052.2574 | 747359.2268 | 2839889.782 | 3593677.8263 | 4.737% | 3772364.6534
LOCAUX MEDICAUX #414 | TERTIAIRE | LOCAUX MEDICAUX | 32898.2007 | 2010 | 69230.4733 | 75845.73 | 2500 | 2 | 20573.3007 | 12286.0418 | 819727.008 | 643349.1615 | 15 | 953715.5088 | 483394.3027 | 108 | 80478.379 | 45882.498 | 2 | 6210.5155 | 3374.8159 | 2 | 155701.1553 | 8757.7659 | 1022128.8732 | 6252.7095 | 257306.0082 | 2849.8105 | 9050.6037 | 71.2378 | 114933.7959 | 837.9632 | 0 | 272062.2141 | 83.06% | 16.94% | 27507.9963 | 0 | 4278.1615 | 54.5642 | 1396.5966 | 3814.8116 | 5076.4654 | 788.2586 | 44293.1862 | 97345.975 | 1436366.8182 | 1578005.9794 | 4187955.8473 | 5773226.3406 | 3.09% | 5957287.509
LOCAUX MEDICAUX #415 | TERTIAIRE | LOCAUX MEDICAUX | 10243.144 | 2007 | 27152.8748 | 26516.7882 | 2500 | 2 | 24174.8231 | 3605.5549 | 173859.4672 | 212483.6136 | 5 | 274644.49 | 145249.8248 | 28 | 23907.7248 | 15543.7269 | 1 | 1726.4661 | 792.6857 | 1 | 57317.968 | 2644.9919 | 452997.826 | 2149.2468 | 52346.023 | 741.0911 | 2489.65 | 24.6064 | 23003.3577 | 276.4456 | 0 | 98646.437 | 90.88% | 9.12% | 11034.7 | 0 | 1321.4786 | 17.7697 | 481.5141 | 1208.1229 | 1474.0651 | 250.5799 | 12708.8559 | 31042.8977 | 332059.2787 | 375811.0322 | 1324698.0596 | 1702649.5603 | 0.8103% | 1716558.1717
LOCAUX MEDICAUX #416 | TERTIAIRE | LOCAUX MEDICAUX | 11477.5776 | 2018 | 35240.0628 | 43353.5303 | 2500 | 2 | 21835.7774 | 6329.7313 | 354421.8829 | 329680.2081 | 6 | 414508.5849 | 238915.4372 | 37 | 33426.5837 | 24766.4193 | 1 | 2265.6616 | 1267.5907 | 1 | 76638.6869 | 3230.1973 | 494917.5892 | 2494.8332 | 108759.6541 | 1120.4827 | 2553.2883 | 28.0752 | 49195.9285 | 345.7587 | 0 | 126372.8044 | 85.02% | 14.98% | 12468.0769 | 0 | 1647.5854 | 21.5119 | 423.2695 | 1902.9399 | 1375.6111 | 268.4077 | 18313.3466 | 29460.2964 | 388088.0244 | 435861.6674 | 1885703.9578 | 2324269.8129 | 9.947% | 2580988.9567
LOCAUX MEDICAUX #417 | TERTIAIRE | LOCAUX MEDICAUX | 7276.2328 | 2019 | 22233.0095 | 28733.9229 | 1600 | 2 | 13401.6512 | 2798.7904 | 174981.1496 | 212310.7555 | 2 | 286642.3775 | 189243.6877 | 20 | 15423.7802 | 11761.5201 | 0 | 1272.943 | 837.7669 | 0 | 44314.5911 | 2079.6422 | 334708.4596 | 1552.2979 | 65416.5435 | 535.1632 | 1763.9503 | 13.7679 | 21880.2697 | 200.0297 | 0 | 87149.8913 | 82.75% | 17.25% | 6043.4339 | 0 | 671.1427 | 16.0819 | 312.677 | 905.137 | 1160.6841 | 135.7997 | 9386.1988 | 19715.6409 | 334788.402 | 363890.2418 | 1172418.9901 | 1538241.1781 | 8.617% | 1683295.3505
LOCAUX MEDICAUX #418 | TERTIAIRE | LOCAUX MEDICAUX | 13157.9994 | 2018 | 40294.7612 | 34105.9161 | 2500 | 2 | 23841.7536 | 6758.3875 | 421880.5797 | 327354.8321 | 5 | 496093.2506 | 347776.1426 | 44 | 30605.4593 | 21779.3308 | 1 | 2507.3739 | 1545.9201 | 1 | 69696.1976 | 3075.0916 | 628955.9113 | 2803.6249 | 94239.3898 | 1010.2143 | 3708.9672 | 27.8055 | 55146.9895 | 376.5426 | 0 | 120771.3723 | 82.78% | 17.22% | 12280.2338 | 0 | 1866.8512 | 24.5763 | 614.4079 | 1903.5266 | 1855.5232 | 305.2906 | 20150.0705 | 43656.5724 | 419088.128 | 482894.7709 | 2172603.0387 | 2659781.3288 | 1.019% | 2687153.3829
LOCAUX MEDICAUX #419 | TERTIAIRE | LOCAUX MEDICAUX | 7563.9402 | 2007 | 21410.6822 | 20930.7495 | 1600 | 2 | 11213.4924 | 2266.2259 | 188840.5565 | 144425.0808 | 3 | 168334.8277 | 129120.0557 | 30 | 11210.6649 | 10545.8162 | 0 | 1435.9526 | 584.5978 | 0 | 42617.4632 | 1806.2028 | 258795.4188 | 1493.9244 | 44289.2134 | 620.8578 | 1983.0324 | 13.3544 | 22797.0412 | 164.2038 | 0 | 64301.8929 | 79.62% | 20.38% | 7727.4939 | 0 | 806.3467 | 11.5623 | 383.1409 | 1009.4801 | 965.5556 | 186.6495 | 10098.3985 | 16859.3982 | 236994.3105 | 263952.1073 | 919624.3677 | 1185220.7205 | 3.492% | 1228102.3057
LOCAUX MEDICAUX #420 | TERTIAIRE | LOCAUX MEDICAUX | 30391.1647 | 2011 | 72788.3508 | 63751.5469 | 2500 | 2 | 22592.2134 | 10000.4686 | 817321.2601 | 716446.5357 | 15 | 1097668.864 | 700217.3254 | 103 | 71236.3385 | 48219.0184 | 2 | 6205.0466 | 2670.5338 | 2 | 138585.6442 | 9481.9785 | 1028518.2948 | 7453.0435 | 176116.392 | 2615.536 | 7608.0845 | 63.2702 | 99128.1792 | 826.7198 | 0 | 295168.8224 | 78.02% | 21.98% | 30866.398 | 0 | 2886.5005 | 56.664 | 1051.4221 | 5391.8075 | 5258.5481 | 759.7256 | 38004.6936 | 104441.7808 | 1079951.3996 | 1222397.874 | 4227680.1341 | 5457504.3579 | 8.363% | 5955582.4458
LOCAUX MEDICAUX #421 | TERTIAIRE | LOCAUX MEDICAUX | 25872.4447 | 2016 | 61122.888 | 89548.8807 | 2500 | 4 | 18224.3836 | 10858.0085 | 715746.0506 | 713721.2263 | 12 | 861379.1254 | 449718.033 | 81 | 54501.4422 | 48363.6228 | 1 | 4676.1282 | 2533.0338 | 2 | 109643.943 | 7780.8571 | 1293258.2883 | 4182.1828 | 205467.2749 | 1595.1923 | 6927.3282 | 50.7145 | 101754.5729 | 535.4851 | 0 | 214135.3559 | 77.65% | 22.35% | 25501.6435 | 0 | 3485.1932 | 50.6731 | 1039.5392 | 2952.186 | 4563.529 | 493.8165 | 28110.6062 | 84262.1908 | 909305.2159 | 1021678.0129 | 4033449.8228 | 5062043.8639 | 7.77% | 5488496.4132
LOCAUX MEDICAUX #422 | TERTIAIRE | LOCAUX MEDICAUX | 17710.4667 | 2012 | 38552.1027 | 48854.3767 | 2500 | 2 | 22046.252 | 8770.8181 | 458931.672 | 370395.9551 | 7 | 723515.7549 | 427237.9825 | 64 | 45534.6018 | 29403.3336 | 1 | 3367.7814 | 1691.0445 | 1 | 103225.3745 | 3681.9452 | 731124.7868 | 3422.3682 | 121103.9 | 1449.5311 | 4286.118 | 30.5382 | 53287.7983 | 368.1469 | 0 | 180327.6913 | 86.71% | 13.29% | 15885.2399 | 0 | 2090.6571 | 38.3187 | 858.8022 | 3251.6044 | 2255.0067 | 413.5609 | 23045.1887 | 46985.2903 | 559384.5649 | 629415.0439 | 2719608.1141 | 3352498.9863 | 10.16% | 3731556.8899
LOCAUX MEDICAUX #423 | TERTIAIRE | LOCAUX MEDICAUX | 15276.5917 | 2016 | 50203.8488 | 57341.9168 | 2500 | 2 | 19244.9069 | 7176.0813 | 448083.281 | 514572.0448 | 6 | 522643.7115 | 306743.2048 | 50 | 36370.8343 | 35191.8832 | 1 | 2418.3867 | 1548.0173 | 1 | 65367.9635 | 4965.704 | 866905.6183 | 3772.6867 | 145206.6998 | 964.719 | 3382.4606 | 29.4601 | 61294.3085 | 403.6174 | 0 | 201080.354 | 84.12% | 15.88% | 15833.7297 | 0 | 1795.6392 | 22.4777 | 731.014 | 1816.8585 | 2373.8208 | 305.8484 | 15774.2039 | 48197.5506 | 534860.2981 | 598832.0526 | 2659611.8732 | 3263342.8557 | 3.625% | 3386089.3214
LOCAUX MEDICAUX #424 | TERTIAIRE | LOCAUX MEDICAUX | 12516.3603 | 2012 | 36533.1867 | 31463.5754 | 2500 | 2 | 20442.0633 | 5633.3364 | 220850.1868 | 273276.1884 | 4 | 328510.5417 | 295514.5511 | 44 | 30211.3491 | 19097.2506 | 1 | 2379.0714 | 1166.9054 | 1 | 66842.5155 | 2978.5923 | 657858.912 | 1975.6235 | 104700.1255 | 1102.7241 | 2875.2119 | 22.083 | 48564.1879 | 299.0361 | 0 | 152465.6773 | 71.79% | 28.21% | 15062.7893 | 0 | 1638.9981 | 25.5941 | 571.3704 | 1862.5946 | 1651.6624 | 221.8547 | 19256.8927 | 40185.8003 | 484206.8991 | 543649.5921 | 1835256.5722 | 2381314.2077 | 5.962% | 2532302.289
LOCAUX MEDICAUX #425 | TERTIAIRE | LOCAUX MEDICAUX | 27581.1847 | 2013 | 99144.8502 | 67681.2707 | 2500 | 2 | 21528.1373 | 12680.8391 | 759060.857 | 688757.1606 | 13 | 930882.9141 | 671744.7523 | 98 | 54645.6231 | 57552.7703 | 2 | 5733.1491 | 2516.355 | 2 | 169653.4918 | 8028.3673 | 905064.8781 | 5257.5652 | 237223.4186 | 2476.502 | 6412.6687 | 66.6417 | 87727.2771 | 668.4826 | 0 | 283538.1528 | 79.14% | 20.86% | 25861.6212 | 0 | 2878.7994 | 40.9977 | 1097.7784 | 4623.3458 | 3709.0317 | 492.7905 | 37354.5807 | 79926.3227 | 1302680.5438 | 1419961.4471 | 3923612.4894 | 5350030.111 | 9.933% | 5940052.2475
LOCAUX MEDICAUX #426 | TERTIAIRE | LOCAUX MEDICAUX | 16998.5229 | 2018 | 62524.8243 | 55315.3155 | 2500 | 2 | 23462.7493 | 6671.4909 | 488451.8681 | 600751.4255 | 8 | 766974.3391 | 469068.1995 | 66 | 50965.4603 | 40462.6182 | 1 | 2707.9069 | 1809.9033 | 1 | 95049.1521 | 4639.795 | 720924.4602 | 3757.5811 | 139427.4219 | 1456.9625 | 5559.4725 | 36.472 | 78247.0254 | 343.0234 | 0 | 166915.037 | 89.66% | 10.34% | 17566.8667 | 0 | 1797.3482 | 36.7877 | 611.8234 | 2187.9036 | 2353.758 | 366.1368 | 23149.7274 | 61237.5992 | 712403.4884 | 796790.815 | 2859788.7805 | 3661626.3295 | 0.9066% | 3695124.7729
LOCAUX MEDICAUX #427 | TERTIAIRE | LOCAUX MEDICAUX | 15183.6952 | 2010 | 45760.2871 | 48487.3267 | 2500 | 2 | 20705.7914 | 7138.9803 | 345192.5541 | 364147.2408 | 6 | 497180.5486 | 339335.4047 | 57 | 32670.7649 | 24998.6047 | 1 | 2132.814 | 1205.4272 | 1 | 83019.308 | 3635.1815 | 499524.998 | 3530.7677 | 94057.3015 | 912.6535 | 4877.6009 | 32.6159 | 51408.6121 | 356.5774 | 0 | 139943.2596 | 86.64% | 13.36% | 18173.7099 | 0 | 1649.5751 | 34.3277 | 572.0434 | 2024.9837 | 1775.2553 | 304.1366 | 14724.9169 | 33809.1 | 620823.1658 | 669357.1826 | 1993119.3412 | 2665634.6485 | 3.789% | 2770604.3494
LOCAUX MEDICAUX #428 | TERTIAIRE | LOCAUX MEDICAUX | 8762.1317 | 2010 | 24009.9471 | 26371.503 | 1600 | 2 | 12436.558 | 3052.4371 | 202063.0955 | 234135.5183 | 4 | 237366.0473 | 133408.0647 | 25 | 14364.4006 | 10835.4051 | 1 | 1730.8298 | 690.9779 | 1 | 46020.0135 | 1837.5453 | 375121.4612 | 1554.8576 | 73514.2298 | 728.5358 | 2135.0246 | 19.8421 | 29505.4305 | 232.1089 | 0 | 89934.6145 | 75.76% | 24.24% | 8016.6551 | 0 | 838.3295 | 15.1371 | 310.5902 | 1186.3209 | 1496.2201 | 229.6034 | 12694.3323 | 26557.9486 | 400129.1603 | 439381.4411 | 1222152.3569 | 1663182.1328 | 9.794% | 1843751.66
LOCAUX MEDICAUX #429 | TERTIAIRE | LOCAUX MEDICAUX | 29174.3836 | 2013 | 74094.9252 | 69296.2555 | 2500 | 2 | 24801.2479 | 15070.7046 | 753128.4641 | 742459.9778 | 10 | 1175946.5288 | 732630.1496 | 96 | 72029.0599 | 53103.7719 | 2 | 4715.8586 | 2694.0711 | 1 | 178980.5541 | 6630.9047 | 1299985.3725 | 6799.0476 | 260057.1266 | 2265.4233 | 8556.3136 | 73.9256 | 123977.5904 | 655.3579 | 0 | 227254.8244 | 83.67% | 16.33% | 31714.8805 | 0 | 3329.9708 | 44.9368 | 1589.4501 | 4125.4313 | 3759.355 | 564.3298 | 45718.7322 | 107989.9486 | 1373053.5022 | 1526762.183 | 4635521.1753 | 6168819.4845 | 1.345% | 6252897.7815
LOCAUX MEDICAUX #430 | TERTIAIRE | LOCAUX MEDICAUX | 18066.4032 | 2012 | 49114.291 | 43666.2402 | 2500 | 2 | 20208.3661 | 7733.504 | 330612.7501 | 369485.2368 | 7 | 643793.4465 | 435239.0643 | 53 | 45032.4547 | 26321.1546 | 1 | 2444.7932 | 2105.8746 | 1 | 115356.7704 | 3764.2652 | 609323.3791 | 3190.4375 | 153284.0676 | 1122.545 | 5262.1577 | 37.1978 | 68723.1372 | 478.2535 | 0 | 205378.4325 | 85.23% | 14.77% | 21435.6232 | 0 | 1618.2036 | 30.0886 | 965.9843 | 2128.9008 | 2836.8525 | 291.8612 | 20040.2644 | 62269.7012 | 718987.4062 | 801297.3718 | 2479804.3797 | 3286046.9763 | 5.319% | 3470639.6596
LOCAUX MEDICAUX #431 | TERTIAIRE | LOCAUX MEDICAUX | 19745.4989 | 2008 | 45057.9032 | 54791.1508 | 2500 | 2 | 21566.4363 | 8716.7966 | 429793.124 | 479236.7588 | 9 | 675890.1882 | 377048.3924 | 76 | 42384.0372 | 33793.7605 | 1 | 2792.3389 | 1658.2903 | 1 | 97452.3197 | 5263.2545 | 716863.3736 | 4513.7871 | 119416.8135 | 1288.4799 | 5450.7544 | 45.1281 | 71023.0891 | 542.5581 | 0 | 175799.9751 | 76.45% | 23.55% | 22496.7975 | 0 | 2319.5645 | 40.9291 | 748.7255 | 2371.2561 | 3517.9756 | 381.0322 | 20796.8329 | 46460.8503 | 811021.7443 | 878279.4275 | 2636556.8753 | 3518604.0575 | 8.531% | 3846753.911
LOCAUX MEDICAUX #432 | TERTIAIRE | LOCAUX MEDICAUX | 12491.4189 | 2015 | 43415.299 | 40876.799 | 2500 | 2 | 19554.1913 | 4575.9397 | 305504.936 | 387607.2716 | 5 | 476629.6681 | 250613.9355 | 47 | 35783.082 | 24682.824 | 1 | 2059.1612 | 1198.6731 | 1 | 69468.9877 | 2842.6414 | 603010.5995 | 2106.9963 | 95704.7606 | 1093.353 | 3412.312 | 21.4749 | 42904.1271 | 299.2366 | 0 | 132571.6 | 71.88% | 28.12% | 13979.0587 | 0 | 1851.121 | 25.5935 | 688.7888 | 1698.1074 | 1536.9781 | 319.6086 | 15723.2046 | 41229.2397 | 473443.8974 | 530396.3416 | 2008271.413 | 2541849.7914 | 4.534% | 2662560.9337
LOCAUX MEDICAUX #433 | TERTIAIRE | LOCAUX MEDICAUX | 15949.7946 | 2014 | 36187.4455 | 49782.8547 | 2500 | 2 | 22289.0972 | 7386.1411 | 352576.4437 | 408238.3009 | 7 | 611385.761 | 354018.5515 | 54 | 43595.2692 | 27809.9353 | 1 | 3594.9759 | 1622.168 | 1 | 89350.7684 | 4661.3079 | 698870.4867 | 2975.1562 | 98748.1191 | 1106.0965 | 3811.8063 | 34.2879 | 49915.4365 | 371.1089 | 0 | 139156.63 | 78.06% | 21.94% | 19019.0666 | 0 | 1455.106 | 29.9299 | 542.7752 | 2203.8881 | 2259.6545 | 403.5215 | 15944.5214 | 48599.1349 | 554529.3701 | 619073.0264 | 2362471.2238 | 2986422.8563 | 4.548% | 3128710.7718
LOCAUX MEDICAUX #434 | TERTIAIRE | LOCAUX MEDICAUX | 21766.5062 | 2021 | 63593.5377 | 71543.1596 | 2500 | 2 | 19604.5774 | 8350.536 | 692569.8128 | 553302.2664 | 11 | 858783.6746 | 622945.6379 | 83 | 61627.7729 | 38449.9018 | 2 | 3890.6452 | 2635.6175 | 1 | 151516.3366 | 6687.5263 | 1218859.8312 | 4546.0542 | 154374.268 | 1698.8079 | 5721.4656 | 34.3623 | 103415.1642 | 586.3086 | 0 | 307554.2589 | 79.72% | 20.28% | 17521.4362 | 0 | 3163.2362 | 34.9228 | 1193.4222 | 4035.5124 | 2885.9043 | 465.4029 | 24345.6647 | 62245.7297 | 647769.0934 | 734360.4878 | 3980118.1965 | 4722397.0508 | 3.774% | 4907595.6364
LOCAUX MEDICAUX #435 | TERTIAIRE | LOCAUX MEDICAUX | 28243.2638 | 2013 | 64119.2597 | 77210.9261 | 2500 | 2 | 19409.4371 | 14058.796 | 612110.6552 | 951366.2051 | 11 | 1009653.6304 | 599277.8276 | 71 | 50439.0447 | 41588.3963 | 2 | 6207.4798 | 2624.1258 | 2 | 151245.0565 | 6125.08 | 1217600.7106 | 5917.1583 | 239652.2816 | 2075.6949 | 6694.5292 | 70.2469 | 110534.3538 | 886.113 | 0 | 267532.1405 | 71.07% | 28.93% | 30602.2243 | 0 | 3148.7578 | 49.8962 | 1036.8956 | 4390.9236 | 3779.2144 | 740.2749 | 41778.5888 | 80067.6649 | 1144462.3872 | 1266308.6409 | 4146804.3974 | 5420239.971 | 2.7% | 5570670.2225
LOCAUX MEDICAUX #436 | TERTIAIRE | LOCAUX MEDICAUX | 31030.3395 | 2016 | 83943.9868 | 75189.5636 | 2500 | 2 | 21312.1637 | 12622.5676 | 900492.316 | 879212.8818 | 12 | 1021181.7431 | 769715.2851 | 128 | 56424.4026 | 49796.2268 | 2 | 5484.545 | 3687.4268 | 2 | 191305.9814 | 8452.5462 | 1310051.9476 | 6581.9344 | 258149.187 | 2210.2755 | 8415.249 | 53.4183 | 106199.8201 | 718.5141 | 0 | 399560.2309 | 88.53% | 11.47% | 23324.0481 | 0 | 3239.0827 | 65.5956 | 1351.612 | 4428.6134 | 5638.2648 | 527.5639 | 49537.0396 | 89801.0248 | 1349662.7941 | 1489000.8585 | 4796870.0799 | 6294374.2777 | 8.324% | 6865867.6432
LOCAUX MEDICAUX #437 | TERTIAIRE | LOCAUX MEDICAUX | 33098.1871 | 2021 | 121531.077 | 102144.8816 | 2500 | 4 | 22691.7169 | 18171.0607 | 1054550.82 | 938836.4942 | 12 | 1366207.4135 | 972831.0698 | 97 | 68848.0018 | 71905.9569 | 2 | 7553.9462 | 3003.5436 | 2 | 235362.8768 | 9433.8611 | 1431213.7624 | 5176.7223 | 325238.6016 | 3180.7951 | 8650.5337 | 58.7826 | 125903.9304 | 985.9424 | 0 | 318931.1957 | 82.86% | 17.14% | 30575.4551 | 0 | 3150.5897 | 75.6669 | 1791.1268 | 5630.1438 | 4774.3983 | 565.5206 | 51628.205 | 110759.5355 | 1504658.6208 | 1667046.3613 | 5615852.8082 | 7293285.1071 | 4.064% | 7602233.2553
LOCAUX MEDICAUX #438 | TERTIAIRE | LOCAUX MEDICAUX | 11864.0189 | 2016 | 29040.4529 | 39915.133 | 2500 | 2 | 21609.8749 | 5791.9597 | 356000.6638 | 281483.8125 | 6 | 337749.4131 | 313329.3526 | 34 | 25465.8121 | 27551.3094 | 1 | 2520.73 | 992.7536 | 1 | 67463.4472 | 3212.491 | 554041.9239 | 1959.9873 | 78099.9094 | 820.1379 | 3999.1832 | 28.2469 | 38806.5037 | 229.0001 | 0 | 104327.9165 | 89.41% | 10.59% | 8776.0733 | 0 | 1603.6707 | 23.2139 | 431.9709 | 1357.9316 | 1909.0515 | 268.7226 | 18968.9497 | 30614.6236 | 348217.6476 | 397801.2209 | 1776879.3392 | 2178139.1588 | 9.936% | 2418444.4661
LOCAUX MEDICAUX #439 | TERTIAIRE | LOCAUX MEDICAUX | 19109.103 | 2020 | 64553.783 | 67878.3253 | 2500 | 2 | 17900.4961 | 9560.9625 | 621330.7 | 542337.3878 | 8 | 721299.7408 | 427171.9027 | 71 | 39303.9827 | 31253.0692 | 1 | 4068.7286 | 2479.0363 | 1 | 134277.4002 | 5282.8265 | 976740.7998 | 4702.7669 | 128669.2927 | 1459.0996 | 5099.3449 | 30.2816 | 84911.8806 | 383.4313 | 0 | 261237.2518 | 86.35% | 13.65% | 14966.2004 | 0 | 1725.6262 | 28.1461 | 716.6753 | 2244.8553 | 2797.7392 | 381.1798 | 34509.1441 | 65263.3403 | 648820.9111 | 748593.3954 | 3380964.6502 | 4135919.0468 | 8.44% | 4517155.1266
LOCAUX MEDICAUX #440 | TERTIAIRE | LOCAUX MEDICAUX | 16733.4679 | 2021 | 63637.378 | 51867.0054 | 2500 | 2 | 19183.1874 | 6910.6511 | 561434.2883 | 604610.6846 | 7 | 513906.0387 | 439674.9839 | 55 | 37329.3318 | 38507.9083 | 1 | 3017.3262 | 2011.6283 | 1 | 84391.1171 | 4217.7834 | 873009.5879 | 3381.2141 | 108206.2561 | 1401.6596 | 3907.0992 | 34.3649 | 64419.9655 | 407.0408 | 0 | 150829.9927 | 93.39% | 6.614% | 16510.579 | 0 | 1683.1181 | 27.0805 | 682.0427 | 1884.2213 | 2785.3811 | 379.8111 | 24875.7212 | 50062.6014 | 483841.8746 | 558780.1973 | 2728106.0111 | 3291185.1478 | 7.932% | 3574723.4852
LOCAUX MEDICAUX #441 | TERTIAIRE | LOCAUX MEDICAUX | 8782.7205 | 2021 | 31442.1892 | 30634.0457 | 1600 | 2 | 14755.0829 | 4910.867 | 269832.0555 | 227079.6018 | 3 | 396810.4898 | 206227.301 | 24 | 17552.5508 | 16572.2235 | 0 | 1530.2211 | 1280.6741 | 1 | 44454.4881 | 2657.693 | 502647.0497 | 1432.3853 | 85952.3039 | 643.9671 | 2360.9817 | 17.8929 | 42077.6892 | 193.7477 | 0 | 80653.686 | 86.11% | 13.89% | 8880.2935 | 0 | 894.6732 | 14.744 | 323.1177 | 1535.7679 | 1594.3411 | 214.6403 | 13889.1513 | 27468.7709 | 338446.934 | 379804.8563 | 1630356.2191 | 2013025.7256 | 9.378% | 2221345.7645
LOCAUX MEDICAUX #442 | TERTIAIRE | LOCAUX MEDICAUX | 21824.1751 | 2007 | 60627.9484 | 59298.005 | 2500 | 2 | 24027.1571 | 8086.6855 | 417434.6782 | 425782.1055 | 10 | 521958.6894 | 349616.442 | 83 | 41574.5115 | 38636.1768 | 1 | 3038.3931 | 2209.5699 | 1 | 81670.0626 | 4544.0067 | 665712.3995 | 3385.3055 | 132809.1033 | 1631.4141 | 6910.5948 | 37.4979 | 54144.9296 | 588.9053 | 0 | 174810.3661 | 64.75% | 35.25% | 20189.0891 | 0 | 2646.7681 | 34.7604 | 1083.1373 | 3834.5411 | 3338.9382 | 472.4236 | 18039.3004 | 56981.1747 | 772296.0633 | 847316.5383 | 2415657.0797 | 3267413.161 | 9.022% | 3591419.7039
LOCAUX MEDICAUX #443 | TERTIAIRE | LOCAUX MEDICAUX | 31806.6734 | 2007 | 94171.0459 | 60335.7663 | 2500 | 2 | 24087.9603 | 13861.5429 | 604627.5017 | 948734.8851 | 15 | 798293.7871 | 454561.4236 | 90 | 70160.2194 | 55297.7006 | 2 | 4129.7597 | 2805.5348 | 2 | 135872.1111 | 9081.7899 | 938941.2143 | 5747.2952 | 160790.1483 | 2873.2457 | 8644.4969 | 65.5252 | 74174.3742 | 623.9833 | 0 | 335657.9654 | 79.84% | 20.16% | 27379.8708 | 0 | 3305.2578 | 62.6096 | 1405.9213 | 5280.1115 | 4260.8704 | 643.8168 | 27754.999 | 72621.7225 | 1433962.6834 | 1534339.405 | 3568550.8462 | 5110117.9468 | 9.322% | 5635478.8495
LOCAUX MEDICAUX #444 | TERTIAIRE | LOCAUX MEDICAUX | 28601.999 | 2010 | 83485.3437 | 87127.7211 | 2500 | 2 | 21390.639 | 8964.4879 | 682643.1551 | 867275.7494 | 10 | 815527.3115 | 539971.9647 | 76 | 56994.291 | 41128.3534 | 1 | 3959.0385 | 3222.317 | 1 | 167964.4696 | 5904.495 | 1135057.3997 | 6996.9628 | 156764.2787 | 2633.4051 | 9531.6643 | 52.1328 | 108551.7544 | 621.4856 | 0 | 285305.3983 | 87.52% | 12.48% | 24750.4039 | 0 | 3441.2174 | 56.1423 | 1074.8807 | 5138.2243 | 4018.1527 | 568.9284 | 26927.7339 | 81676.9081 | 1203291.0837 | 1311895.7257 | 3894948.2491 | 5215369.2062 | 2.726% | 5361550.3311
LOCAUX MEDICAUX #445 | TERTIAIRE | LOCAUX MEDICAUX | 16776.7652 | 2011 | 40249.584 | 44381.4987 | 2500 | 2 | 24962.5783 | 7512.3565 | 321028.0726 | 464178.7492 | 8 | 657922.1877 | 392864.5987 | 58 | 40802.6894 | 22681.2176 | 1 | 2756.2225 | 1551.7865 | 1 | 77168.0044 | 4125.2807 | 714225.0369 | 3010.2252 | 90232.9103 | 1215.3332 | 5679.7084 | 25.8492 | 58632.8047 | 385.977 | 0 | 193662.3475 | 86.51% | 13.49% | 16139.8077 | 0 | 1790.8453 | 25.5254 | 710.9944 | 2116.8419 | 2450.7582 | 337.0715 | 15214.9883 | 38983.1227 | 715358.4296 | 769556.5406 | 2421652.0849 | 3194772.1185 | 2.014% | 3260422.8336
LOCAUX MEDICAUX #446 | TERTIAIRE | LOCAUX MEDICAUX | 31217.4007 | 2012 | 67131.1109 | 87563.5981 | 2500 | 2 | 24695.4613 | 9699.075 | 751902.9878 | 846920.0188 | 14 | 1221026.4437 | 737647.6907 | 106 | 69226.1943 | 66342.3041 | 1 | 4305.3385 | 2545.5385 | 2 | 191039.5441 | 8033.1607 | 1660322.6418 | 5018.7163 | 271936.7092 | 1903.5309 | 9992.9776 | 66.592 | 104214.7063 | 896.6313 | 0 | 358596.4661 | 92.72% | 7.278% | 35215.6919 | 0 | 3552.2766 | 47.517 | 1247.8844 | 4331.6432 | 4403.8885 | 507.7593 | 41781.7425 | 83668.8916 | 1356270.5718 | 1481721.206 | 5178060.1258 | 6668851.7159 | 6.295% | 7116860.275
LOCAUX MEDICAUX #447 | TERTIAIRE | LOCAUX MEDICAUX | 30879.9083 | 2021 | 89806.7844 | 85084.2229 | 2500 | 2 | 23016.7234 | 14356.17 | 881022.0869 | 904288.2463 | 12 | 1034902.9848 | 908877.7335 | 88 | 62712.1234 | 61303.2015 | 2 | 7053.4479 | 2998.5765 | 2 | 182136.5066 | 9713.9614 | 1703346.9481 | 5775.2685 | 211853.9113 | 1881.5892 | 7309.5949 | 75.4009 | 143860.7652 | 699.874 | 0 | 408261.3889 | 75.98% | 24.02% | 36802.3798 | 0 | 3187.1869 | 55.1018 | 1304.9121 | 5346.735 | 4087.1181 | 519.1728 | 51704.7931 | 93325.3801 | 1367945.8075 | 1512975.9807 | 5229159.9705 | 6752860.7906 | 8.509% | 7380883.7952
LOCAUX MEDICAUX #448 | TERTIAIRE | LOCAUX MEDICAUX | 7603.8766 | 2009 | 18630.1136 | 16680.5895 | 1600 | 2 | 15522.6517 | 3198.7873 | 146853.0835 | 181551.4554 | 4 | 176339.7121 | 171628.9479 | 24 | 17810.8246 | 14762.0694 | 0 | 1479.0781 | 661.9272 | 1 | 32859.3906 | 1679.8567 | 306777.2738 | 1727.5991 | 47199.3941 | 698.7477 | 1794.7474 | 15.9071 | 27112.6069 | 152.9895 | 0 | 80301.9944 | 87.85% | 12.15% | 5670.8298 | 0 | 793.2478 | 16.7845 | 406.0806 | 1046.273 | 1196.0527 | 140.0225 | 9418.2018 | 17901.5125 | 323980.8287 | 351300.543 | 949331.7521 | 1302195.2106 | 9.377% | 1436940.9223
LOCAUX MEDICAUX #449 | TERTIAIRE | LOCAUX MEDICAUX | 13606.014 | 2008 | 29005.6239 | 32764.445 | 2500 | 2 | 21302.2328 | 4665.8854 | 302194.9017 | 333845.338 | 5 | 439028.8963 | 223714.1906 | 56 | 24245.3914 | 25672.9083 | 1 | 2633.1702 | 1386.233 | 1 | 53120.6259 | 4125.7705 | 589468.8841 | 2238.3973 | 73132.3744 | 1193.0413 | 3366.672 | 30.9249 | 33483.9835 | 388.6688 | 0 | 109663.6802 | 82.23% | 17.77% | 11240.9878 | 0 | 2003.2364 | 21.6884 | 583.0222 | 1523.7181 | 1702.0323 | 305.2312 | 13150.8151 | 37316.8509 | 578242.3888 | 628710.0547 | 1834419.4164 | 2466320.0541 | 2.084% | 2518823.4402
LOCAUX MEDICAUX #450 | TERTIAIRE | LOCAUX MEDICAUX | 29183.1403 | 2019 | 90612.9786 | 108270.1536 | 2500 | 4 | 21132.3179 | 11878.1158 | 684556.8029 | 1112313.4934 | 13 | 992517.5611 | 648985.8542 | 75 | 82579.5474 | 66555.4052 | 1 | 5190.0213 | 3091.9892 | 1 | 188181.3697 | 7000.5771 | 1728535.8343 | 5024.0853 | 263626.1998 | 2799.8626 | 9246.8798 | 51.4563 | 119883.9392 | 850.2737 | 0 | 341666.7695 | 85.12% | 14.88% | 22600.881 | 0 | 3276.6472 | 64.2626 | 1443.7489 | 4405.4813 | 4564.9689 | 704.2198 | 32492.257 | 74419.558 | 1365112.4508 | 1472024.2658 | 4968193.912 | 6447420.3193 | 1.756% | 6562638.6177
LOCAUX MEDICAUX #451 | TERTIAIRE | LOCAUX MEDICAUX | 24227.3147 | 2015 | 57883.2149 | 78795.5733 | 2500 | 2 | 24681.8531 | 9216.8082 | 559205.6024 | 675223.8141 | 9 | 662987.5725 | 418367.9354 | 68 | 66311.3697 | 45313.3352 | 1 | 4268.582 | 3096.9795 | 2 | 112521.4082 | 5022.3404 | 1168789.0017 | 4838.9523 | 168800.1875 | 2364.4697 | 7415.8052 | 40.1536 | 97537.712 | 551.7149 | 0 | 203333.822 | 92.2% | 7.802% | 19059.4159 | 0 | 2465.5167 | 53.761 | 1243.3681 | 3172.086 | 4354.7139 | 448.7904 | 34647.0041 | 85274.0527 | 874121.289 | 994042.3458 | 3482009.1929 | 4482678.859 | 1.276% | 4540638.4151
LOCAUX MEDICAUX #452 | TERTIAIRE | LOCAUX MEDICAUX | 32616.0585 | 2009 | 98659.618 | 105618.4699 | 2500 | 4 | 20892.8038 | 10208.8771 | 689834.9037 | 721673.1185 | 12 | 1215628.3706 | 635263.3311 | 102 | 69674.81 | 57150.2758 | 2 | 5756.8678 | 3353.727 | 2 | 194433.4692 | 7734.0492 | 1082375.4304 | 5732.0098 | 162351.9176 | 2821.8391 | 9511.1961 | 53.3083 | 102412.453 | 625.3748 | 0 | 246981.9566 | 74.81% | 25.19% | 29276.6723 | 0 | 4513.053 | 63.8304 | 1538.9939 | 4169.6919 | 3710.2939 | 677.1657 | 33496.8897 | 69467.5299 | 996085.5774 | 1099049.9969 | 4298120.6462 | 5403717.3141 | 8.246% | 5889343.3024
LOCAUX MEDICAUX #453 | TERTIAIRE | LOCAUX MEDICAUX | 10111.6401 | 2007 | 24524.5262 | 20426.2598 | 2500 | 2 | 18909.1826 | 3794.5655 | 159680.2882 | 254030.6006 | 5 | 316022.4001 | 193418.2648 | 40 | 17115.8879 | 11617.0608 | 1 | 1767.9276 | 807.2447 | 1 | 53943.9218 | 2282.1482 | 405926.1294 | 2253.9177 | 58665.0328 | 784.5217 | 2511.7233 | 25.6051 | 36358.8213 | 246.1408 | 0 | 100476.3123 | 73.21% | 26.79% | 10152.507 | 0 | 934.3972 | 21.6252 | 352.4773 | 1738.2415 | 1764.5606 | 221.0417 | 10267.8395 | 30082.9025 | 317421.0004 | 357771.7424 | 1303537.1821 | 1663720.0925 | 5.084% | 1752833.8085
LOCAUX MEDICAUX #454 | TERTIAIRE | LOCAUX MEDICAUX | 18436.7692 | 2017 | 62047.239 | 65964.537 | 2500 | 2 | 21280.3147 | 8077.9389 | 481560.2215 | 661075.2569 | 9 | 653429.3644 | 471271.4667 | 74 | 41617.8824 | 27185.6493 | 1 | 4129.5085 | 2461.7473 | 1 | 127190.5674 | 4072.5346 | 946883.4918 | 3318.0044 | 148121.9702 | 1636.1002 | 4614.936 | 36.4487 | 65492.985 | 475.6522 | 0 | 221240.5018 | 80.64% | 19.36% | 13996.5974 | 0 | 2080.4554 | 33.2659 | 769.7966 | 2768.0341 | 2521.5147 | 454.3267 | 27877.4426 | 67983.2167 | 565200.2901 | 661060.9494 | 3073918.0082 | 3740903.0506 | 7.694% | 4052711.9641
LOCAUX MEDICAUX #455 | TERTIAIRE | LOCAUX MEDICAUX | 18378.8054 | 2016 | 46347.8938 | 59072.2995 | 2500 | 2 | 24657.1283 | 9004.0239 | 496796.4486 | 576838.7313 | 8 | 665729.5521 | 377600.9733 | 76 | 40206.9208 | 41523.3181 | 1 | 4267.7661 | 2444.3934 | 1 | 102732.9885 | 5138.4203 | 1004295.0803 | 3541.4048 | 109918.2554 | 1143.0045 | 6124.5556 | 32.1991 | 73857.0096 | 446.198 | 0 | 169814.5502 | 86.8% | 13.2% | 21806.0644 | 0 | 1969.7001 | 27.2912 | 918.4079 | 2664.6178 | 2083.9548 | 436.5844 | 25711.2406 | 73287.0468 | 796683.8208 | 895682.1082 | 3030480.8233 | 3931294.0679 | 3.562% | 4076487.0332
LOCAUX MEDICAUX #456 | TERTIAIRE | LOCAUX MEDICAUX | 13581.3554 | 2008 | 32352.3353 | 32853.1947 | 2500 | 2 | 18251.3763 | 4751.73 | 232675.2141 | 280559.0646 | 7 | 322048.4039 | 223935.0345 | 36 | 21092.4382 | 17300.7678 | 1 | 1773.6113 | 975.9566 | 1 | 66591.3783 | 3513.0796 | 601718.876 | 2259.8055 | 94060.9319 | 1204.8116 | 4542.6389 | 22.8549 | 46987.1014 | 346.5543 | 0 | 91956.993 | 72.22% | 27.78% | 14138.429 | 0 | 1878.7212 | 19.6696 | 621.5997 | 1752.2942 | 1680.8734 | 311.7347 | 18037.2587 | 27925.4154 | 526559.9657 | 572522.6398 | 1677764.1274 | 2253332.4825 | 5.802% | 2392115.8458
LOCAUX MEDICAUX #457 | TERTIAIRE | LOCAUX MEDICAUX | 28818.4808 | 2009 | 59424.2853 | 84086.3134 | 2500 | 2 | 23633.3357 | 8496.636 | 622072.2507 | 570896.931 | 11 | 758299.1424 | 406971.389 | 113 | 50694.2582 | 41999.3402 | 2 | 4974.8265 | 2295.2036 | 1 | 164944.2821 | 6830.9519 | 1053799.8517 | 6452.2877 | 157826.3142 | 2328.6908 | 9071.1168 | 47.2577 | 70797.8619 | 744.7833 | 0 | 260879.6858 | 72.27% | 27.73% | 31210.4126 | 0 | 3111.3293 | 64.6116 | 1130.4464 | 4735.1808 | 3811.7278 | 746.5626 | 30711.3563 | 82427.146 | 1056575.2049 | 1169713.7072 | 3586627.1523 | 4762742.0321 | 3.231% | 4921768.1436
LOCAUX MEDICAUX #458 | TERTIAIRE | LOCAUX MEDICAUX | 7987.0576 | 2014 | 21864.1381 | 28655.3453 | 1600 | 2 | 11310.7849 | 2798.8895 | 219181.5858 | 210985.9591 | 4 | 328679.943 | 157802.9222 | 24 | 16724.9919 | 16318.9979 | 1 | 1649.1249 | 670.9939 | 0 | 49085.0488 | 2292.1028 | 436550.3734 | 1456.5747 | 52245.2988 | 475.6486 | 2318.602 | 16.1187 | 23799.2636 | 199.5217 | 0 | 92649.8004 | 79.22% | 20.78% | 6900.3052 | 0 | 825.6905 | 18.89 | 328.6574 | 1295.984 | 950.8168 | 189.5053 | 10848.4691 | 27933.7911 | 336372.4187 | 375154.6789 | 1381027.9536 | 1758781.2865 | 3.983% | 1831731.655
LOCAUX MEDICAUX #459 | TERTIAIRE | LOCAUX MEDICAUX | 9886.0717 | 2014 | 25291.251 | 27961.1931 | 1600 | 2 | 12144.4389 | 3573.9887 | 182360.2426 | 341025.275 | 4 | 316906.2294 | 161110.2079 | 39 | 22785.9742 | 16315.6857 | 1 | 2068.106 | 1204.0079 | 1 | 58668.501 | 3319.3154 | 421919.0135 | 1985.3012 | 76617.4004 | 598.9841 | 2902.035 | 21.0836 | 28514.2925 | 231.0294 | 0 | 88714.362 | 72.67% | 27.33% | 8239.4355 | 0 | 1183.3188 | 14.7303 | 376.0789 | 1783.7854 | 1529.4114 | 240.7042 | 14401.0175 | 36566.5927 | 466081.6995 | 517049.3098 | 1373770.9793 | 1892825.4381 | 6.117% | 2016156.5437
LOCAUX MEDICAUX #460 | TERTIAIRE | LOCAUX MEDICAUX | 12067.975 | 2018 | 30081.1787 | 37248.4185 | 2500 | 2 | 24261.423 | 6646.3667 | 326771.0161 | 322543.1348 | 5 | 469195.3181 | 292981.2544 | 49 | 24146.313 | 29153.0724 | 1 | 2593.4174 | 1533.0677 | 1 | 80251.5395 | 2542.0498 | 658272.2239 | 2182.3775 | 109816.027 | 1183.9906 | 2928.9101 | 20.7517 | 40689.7627 | 318.6081 | 0 | 136475.7993 | 77.48% | 22.52% | 10842.9928 | 0 | 1695.583 | 25.6557 | 511.1204 | 2215.1823 | 1840.2265 | 320.8284 | 14936.266 | 37975.7505 | 475645.6622 | 528557.6787 | 2076869.8422 | 2608299.4019 | 9.981% | 2897504.8191
LOCAUX MEDICAUX #461 | TERTIAIRE | LOCAUX MEDICAUX | 24730.1009 | 2011 | 74726.755 | 68106.3668 | 2500 | 2 | 23969.6961 | 7969.2704 | 551282.3645 | 608972.0447 | 10 | 820903.4504 | 554678.1455 | 78 | 64633.2571 | 34204.7775 | 2 | 5035.9695 | 2339.1486 | 1 | 154774.0269 | 5523.3605 | 900234.1302 | 5785.924 | 160530.1686 | 1488.5995 | 7152.4923 | 62.489 | 90029.5109 | 574.1158 | 0 | 234342.2838 | 75.48% | 24.52% | 21551.4308 | 0 | 2625.6959 | 57.9347 | 1285.9676 | 3161.5485 | 4104.7666 | 449.1513 | 31386.7606 | 53997.0431 | 1149532.2035 | 1234916.0071 | 3385197.7965 | 4626160.3474 | 7.793% | 5017155.0336
LOCAUX MEDICAUX #462 | TERTIAIRE | LOCAUX MEDICAUX | 30498.4871 | 2021 | 88962.5364 | 92777.3327 | 2500 | 2 | 21782.9339 | 15424.6012 | 689893.4704 | 748381.4983 | 15 | 1420120.1272 | 790027.1678 | 123 | 84803.052 | 52821.9292 | 2 | 6507.1853 | 3887.61 | 2 | 228328.207 | 7205.7164 | 1187474.3785 | 5572.4107 | 222988.6773 | 2476.8939 | 9967.9039 | 76.2391 | 123799.1414 | 867.8338 | 0 | 285939.2608 | 87.57% | 12.43% | 25097.403 | 0 | 2895.1453 | 59.7232 | 1197.485 | 4896.0774 | 3910.3111 | 509.634 | 40180.0817 | 86754.6845 | 1302151.7042 | 1429086.4704 | 4811412.038 | 6248842.9511 | 2.495% | 6408734.8971
LOCAUX MEDICAUX #463 | TERTIAIRE | LOCAUX MEDICAUX | 33346.7616 | 2020 | 111793.3185 | 137895.1845 | 2500 | 4 | 23257.2823 | 17666.4465 | 1113898.6361 | 1142970.6466 | 13 | 1115088.1363 | 852969.8846 | 111 | 89995.4108 | 68843.5026 | 2 | 8191.938 | 3401.0936 | 2 | 156888.1753 | 11107.661 | 1440024.3654 | 6907.7332 | 243333.4969 | 3152.5461 | 9280.0663 | 65.9383 | 110119.1101 | 1030.7185 | 0 | 327015.033 | 75.74% | 24.26% | 35027.6827 | 0 | 4502.6234 | 53.4055 | 1356.8303 | 5724.9939 | 5446.2031 | 878.8873 | 54920.7434 | 89350.8902 | 1226207.4284 | 1370479.0621 | 5277848.8584 | 6658669.7576 | 6.69% | 7136092.9386
LOCAUX MEDICAUX #464 | TERTIAIRE | LOCAUX MEDICAUX | 20031.465 | 2020 | 54939.8839 | 53136.2985 | 2500 | 2 | 20156.9973 | 8944.9095 | 432011.8903 | 546427.7145 | 7 | 603515.3863 | 352118.8238 | 80 | 51016.739 | 45132.8758 | 1 | 3327.9465 | 2704.6546 | 1 | 138031.3933 | 6457.1704 | 1193859.5179 | 4603.9106 | 175883.0693 | 1612.629 | 5002.877 | 46.1009 | 86486.1658 | 461.1068 | 0 | 285220.8805 | 83.39% | 16.61% | 20197.9983 | 0 | 1880.104 | 38.6127 | 798.7769 | 3204.0682 | 3377.6107 | 471.579 | 33651.45 | 63145.442 | 735236.5919 | 832033.484 | 3347250.0692 | 4183969.7892 | 2.2% | 4278092.9784
LOCAUX MEDICAUX #465 | TERTIAIRE | LOCAUX MEDICAUX | 28959.0677 | 2020 | 96136.2682 | 89148.2257 | 2500 | 2 | 22061.4035 | 16641.2635 | 726905.436 | 1016111.209 | 10 | 1203145.9588 | 611517.8979 | 107 | 66169.3698 | 72816.5676 | 2 | 6065.8796 | 3890.998 | 2 | 180347.3114 | 8716.1896 | 1572414.8211 | 6774.9226 | 187133.4717 | 2712.362 | 7100.6691 | 64.5401 | 104867.4712 | 758.2625 | 0 | 365709.3832 | 75.91% | 24.09% | 31437.0675 | 0 | 2864.2407 | 59.9282 | 1340.9377 | 5223.5229 | 4993.265 | 563.8346 | 43169.435 | 81962.0285 | 1366320.9913 | 1491452.4548 | 4987281.5762 | 6488709.6845 | 4.993% | 6829693.5535
LOCAUX MEDICAUX #466 | TERTIAIRE | LOCAUX MEDICAUX | 14857.009 | 2021 | 56563.5109 | 56210.1048 | 2500 | 2 | 17828.0305 | 5646.7635 | 414434.5157 | 458878.9395 | 5 | 595243.9403 | 409130.9399 | 59 | 44957.4584 | 23263.0033 | 1 | 3329.7675 | 2098.733 | 1 | 71739.0219 | 4011.4593 | 685016.7963 | 3462.6894 | 128832.4104 | 1418.9659 | 3793.8895 | 36.6806 | 45598.4566 | 377.7418 | 0 | 205570.0917 | 90.29% | 9.711% | 13857.3995 | 0 | 1514.5874 | 23.2023 | 609.7339 | 2185.5132 | 2295.4992 | 353.261 | 19008.041 | 46136.9172 | 574681.2769 | 639826.2351 | 2500824.7005 | 3144100.9495 | 2.678% | 3230620.3455
LOCAUX MEDICAUX #467 | TERTIAIRE | LOCAUX MEDICAUX | 26171.0611 | 2013 | 77781.3001 | 82430.7852 | 2500 | 2 | 19282.883 | 12990.5765 | 621113.3362 | 856092.1735 | 13 | 945484.1912 | 539268.3148 | 94 | 57448.5475 | 39793.5611 | 1 | 4970.3875 | 2760.9955 | 1 | 149726.009 | 5357.7772 | 1148721.8414 | 5754.1325 | 155141.0839 | 2040.7438 | 6404.7645 | 56.2152 | 91296.6478 | 533.0689 | 0 | 195939.7927 | 88.96% | 11.04% | 26242.0486 | 0 | 3465.7404 | 40.3529 | 1152.1043 | 4555.919 | 3107.5236 | 636.1494 | 34664.2951 | 59188.638 | 901292.3627 | 995145.2958 | 3824413.0148 | 4824958.9879 | 8.128% | 5251803.5288
LOCAUX MEDICAUX #468 | TERTIAIRE | LOCAUX MEDICAUX | 13296.8242 | 2020 | 40267.5692 | 39097.3722 | 2500 | 2 | 20002.9595 | 7671.9085 | 433912.7555 | 404242.2928 | 5 | 634315.6596 | 346818.3362 | 34 | 40249.8792 | 22903.187 | 1 | 2105.1158 | 1640.4119 | 1 | 71544.7411 | 4100.7092 | 670368.2484 | 3112.2383 | 102798.1287 | 1194.8273 | 4556.2092 | 20.9864 | 41755.8488 | 415.8717 | 0 | 163169.6257 | 79.39% | 20.61% | 14062.0944 | 0 | 1680.0717 | 22.6073 | 556.7254 | 1717.4146 | 2403.8992 | 243.9903 | 19585.7204 | 47957.2165 | 443335.0796 | 510878.0165 | 2434543.2876 | 2949234.1695 | 6.459% | 3152881.7304
LOCAUX MEDICAUX #469 | TERTIAIRE | LOCAUX MEDICAUX | 30183.4927 | 2013 | 93901.0359 | 92619.9638 | 2500 | 4 | 19599.8978 | 12756.7773 | 699663.3608 | 866697.4092 | 13 | 873844.3325 | 715500.0229 | 111 | 73217.7891 | 62564.2133 | 2 | 6043.9183 | 3736.4546 | 2 | 125637.8046 | 9651.1516 | 1607681.4153 | 7352.9997 | 236900.0415 | 2550.9921 | 10160.6587 | 72.3515 | 98130.1964 | 819.0492 | 0 | 331114.3386 | 86.39% | 13.61% | 25217.4244 | 0 | 3786.5682 | 45.3429 | 1269.6424 | 5359.1767 | 4630.5546 | 753.9749 | 33050.9473 | 81349.0216 | 1293956.291 | 1408356.2599 | 4593416.0869 | 6010543.3914 | 7.968% | 6530944.5
LOCAUX MEDICAUX #470 | TERTIAIRE | LOCAUX MEDICAUX | 19374.6197 | 2020 | 78496.6964 | 62394.0966 | 2500 | 2 | 18870.5116 | 9113.837 | 396199.9216 | 621736.3098 | 7 | 685947.0363 | 428092.3042 | 80 | 57343.5323 | 42078.3655 | 1 | 4744.4918 | 1983.7287 | 1 | 102741.3035 | 6346.506 | 873553.9321 | 2954.2945 | 183251.3993 | 1626.9263 | 4763.8427 | 43.4653 | 67612.0767 | 415.9064 | 0 | 172579.1288 | 81.55% | 18.45% | 19570.7241 | 0 | 2821.0717 | 39.6367 | 1003.7409 | 2315.3325 | 3053.5397 | 344.6433 | 33700.2973 | 61292.4424 | 893554.6296 | 988547.3693 | 2935239.8333 | 3930283.5183 | 6.043% | 4183068.9134
LOCAUX MEDICAUX #471 | TERTIAIRE | LOCAUX MEDICAUX | 25839.8567 | 2021 | 105235.6169 | 87952.2858 | 2500 | 4 | 18555.527 | 14305.5837 | 608175.938 | 789772.1807 | 9 | 1019233.3229 | 620838.542 | 73 | 80304.8966 | 64456.1203 | 2 | 4956.1364 | 2856.7156 | 2 | 197382.5784 | 8253.5082 | 1439486.1631 | 4763.9237 | 225277.8552 | 2261.0399 | 8454.4923 | 55.6969 | 106084.0209 | 492.1329 | 0 | 242922.264 | 82.95% | 17.05% | 23667.4312 | 0 | 3247.6114 | 44.7108 | 1398.1654 | 3919.217 | 3632.0629 | 432.0341 | 35520.7848 | 91533.1466 | 803379.75 | 930433.6814 | 4480082.2069 | 5418890.254 | 9.299% | 5974474.3393
LOCAUX MEDICAUX #472 | TERTIAIRE | LOCAUX MEDICAUX | 30988.2526 | 2021 | 83657.2976 | 109137.364 | 2500 | 4 | 22713.5211 | 13611.5807 | 881737.9238 | 769335.5433 | 14 | 1364778.765 | 614254.5659 | 94 | 78805.9558 | 56896.8515 | 1 | 6203.2205 | 4426.2558 | 2 | 230443.6472 | 8069.5087 | 1694744.6311 | 6670.1576 | 262023.2441 | 2291.1043 | 7363.3265 | 74.6075 | 129050.5537 | 840.5382 | 0 | 375599.171 | 87.7% | 12.3% | 23701.5573 | 0 | 3188.9388 | 57.732 | 1144.5926 | 4525.235 | 3802.0891 | 575.558 | 49607.0015 | 125168.1637 | 1305269.3194 | 1480044.4846 | 5684531.9635 | 7173847.8936 | 1.373% | 7273726.2561
LOCAUX MEDICAUX #473 | TERTIAIRE | LOCAUX MEDICAUX | 24943.2228 | 2010 | 63640.1532 | 55904.0182 | 2500 | 2 | 19612.8343 | 11527.089 | 411454.008 | 567038.9903 | 12 | 634963.0224 | 485053.9604 | 71 | 38681.2043 | 45478.6493 | 1 | 4713.3743 | 1921.9386 | 1 | 140774.8509 | 5819.9484 | 1094895.3979 | 5012.9514 | 184389.2379 | 1627.3347 | 6985.8868 | 40.1283 | 84343.1914 | 588.3268 | 0 | 254507.7274 | 77.52% | 22.48% | 22275.4848 | 0 | 3119.0439 | 41.9434 | 1337.2702 | 3271.7781 | 3082.26 | 440.3831 | 28107.4866 | 75018.876 | 1073890.5975 | 1177016.9601 | 3243997.2857 | 4427615.8328 | 2.893% | 4559525.4265
LOCAUX MEDICAUX #474 | TERTIAIRE | LOCAUX MEDICAUX | 17811.1767 | 2010 | 44884.2737 | 47309.8907 | 2500 | 2 | 18287.1866 | 8488.0343 | 379597.7819 | 479449.2519 | 8 | 453777.3801 | 402852.4061 | 57 | 35220.3327 | 24405.7537 | 1 | 2775.3667 | 1291.3586 | 1 | 86561.4266 | 5815.4053 | 643626.0779 | 4157.8569 | 101767.3952 | 1734.9118 | 4041.4019 | 43.7523 | 71571.554 | 361.8387 | 0 | 160608.2009 | 87.66% | 12.34% | 18469.7409 | 0 | 2640.1693 | 33.2289 | 941.9782 | 2985.3859 | 2417.275 | 306.9944 | 22573.9208 | 40198.854 | 662969.8787 | 725742.6535 | 2209413.5501 | 2940399.095 | 6.335% | 3139279.9898
LOCAUX MEDICAUX #475 | TERTIAIRE | LOCAUX MEDICAUX | 20739.9908 | 2010 | 68521.0089 | 52688.5472 | 2500 | 2 | 18677.0305 | 6267.0514 | 390049.7616 | 593683.166 | 10 | 604689.9907 | 293965.4628 | 67 | 40278.0879 | 34520.7613 | 1 | 2907.4307 | 1837.8145 | 1 | 78580.502 | 5731.9339 | 1000947.9303 | 4472.5101 | 107568.2791 | 1732.0975 | 5052.1583 | 49.5896 | 51517.1521 | 535.6695 | 0 | 211036.6137 | 76.87% | 23.13% | 16425.5974 | 0 | 2805.9406 | 33.7585 | 991.5361 | 3173.0343 | 2562.956 | 390.5317 | 24695.8893 | 53962.1973 | 658296.0058 | 736954.0924 | 2832478.377 | 3573320.4816 | 10.09% | 3974214.1225
LOCAUX MEDICAUX #476 | TERTIAIRE | LOCAUX MEDICAUX | 24744.4453 | 2011 | 81265.793 | 85028.1352 | 2500 | 4 | 18146.1453 | 10106.0295 | 459871.7898 | 698208.9212 | 9 | 727783.4061 | 508920.2957 | 89 | 60029.5 | 33613.6022 | 2 | 3794.5569 | 2738.1938 | 2 | 102092.461 | 5578.892 | 956700.9938 | 3753.1384 | 130449.4569 | 2206.2143 | 7943.0501 | 49.6384 | 89704.4888 | 759.1374 | 0 | 227257.3389 | 92.4% | 7.603% | 22545.7857 | 0 | 2637.3022 | 40.258 | 963.2943 | 4428.2065 | 3291.2008 | 423.0984 | 29131.1517 | 81889.3641 | 703385.0685 | 814405.5843 | 3203936.8482 | 4024606.3935 | 6.848% | 4320487.7804
LOCAUX MEDICAUX #477 | TERTIAIRE | LOCAUX MEDICAUX | 20804.3365 | 2021 | 57901.5341 | 53328.0807 | 2500 | 2 | 21243.6003 | 12533.161 | 666395.5915 | 796201.1549 | 9 | 947132.4386 | 529247.8876 | 57 | 51091.7178 | 49355.4609 | 1 | 4198.534 | 2041.0546 | 1 | 123826.9632 | 4634.0175 | 1246114.6516 | 3824.1597 | 212627.6799 | 1861.8646 | 5713.4569 | 33.3421 | 93054.1534 | 445.0636 | 0 | 209809.0163 | 84.11% | 15.89% | 16271.3956 | 0 | 2131.425 | 37.7865 | 860.0367 | 2750.8007 | 3272.5255 | 529.9614 | 28032.3149 | 70171.1753 | 734405.1556 | 832608.6458 | 3972108.3556 | 4811460.3278 | 9.149% | 5295973.5682
LOCAUX MEDICAUX #478 | TERTIAIRE | LOCAUX MEDICAUX | 23748.6244 | 2020 | 72413.4977 | 93045.3942 | 2500 | 4 | 17502.297 | 13600.8794 | 737892.5799 | 910463.4987 | 11 | 837070.1299 | 642169.9266 | 88 | 54468.9621 | 48256.7426 | 1 | 3935.7779 | 2660.5543 | 2 | 173171.5798 | 5101.5748 | 1428864.3888 | 4260.6294 | 205358.9488 | 2205.2099 | 8241.9172 | 59.3033 | 114849.0767 | 457.2348 | 0 | 330015.6187 | 84.8% | 15.2% | 22254.5263 | 0 | 3104.0365 | 37.0896 | 928.7493 | 4317.96 | 3220.5964 | 518.8833 | 36733.2793 | 72158.1308 | 1015162.6522 | 1124054.0624 | 4388844.5544 | 5519172.3294 | 8.101% | 6005720.3584
LOCAUX MEDICAUX #479 | TERTIAIRE | LOCAUX MEDICAUX | 11317.0733 | 2016 | 26855.3214 | 32028.8249 | 2500 | 2 | 22493.148 | 3947.6456 | 273009.5557 | 335233.0084 | 5 | 315803.9175 | 186383.3944 | 31 | 29645.6187 | 25438.9811 | 1 | 1975.8739 | 1117.131 | 1 | 72688.2746 | 2466.6513 | 498453.8394 | 1866.1394 | 107504.4818 | 1048.6939 | 3021.8123 | 23.5203 | 36339.1442 | 244.5719 | 0 | 143845.306 | 69.79% | 30.21% | 12645.5736 | 0 | 1033.8835 | 21.8445 | 556.4431 | 1906.8023 | 1985.422 | 265.948 | 13144.1169 | 42101.1454 | 461329.0488 | 516574.3111 | 1680907.1666 | 2201002.3799 | 2.056% | 2247200.0601
LOCAUX MEDICAUX #480 | TERTIAIRE | LOCAUX MEDICAUX | 22674.6317 | 2007 | 69751.8935 | 44060.7536 | 2500 | 2 | 20859.9748 | 7024.9854 | 446764.4215 | 675878.4782 | 8 | 596325.1753 | 340081.3909 | 80 | 49675.2075 | 40672.1453 | 1 | 4164.7873 | 1856.2846 | 1 | 125906.1949 | 6100.7506 | 851935.662 | 4485.9422 | 140265.1419 | 1673.4634 | 7307.985 | 39.655 | 84595.5646 | 685.9823 | 0 | 222160.5139 | 80.75% | 19.25% | 21307.0689 | 0 | 2111.5364 | 37.7065 | 948.2612 | 4198.8692 | 3618.5032 | 477.4686 | 28231.2445 | 48900.8245 | 697146.5874 | 774278.6564 | 2860650.3253 | 3639595.4926 | 8.947% | 3997229.5199
LOCAUX MEDICAUX #481 | TERTIAIRE | LOCAUX MEDICAUX | 11042.1606 | 2015 | 40741.9522 | 30837.6578 | 2500 | 2 | 17709.2795 | 5129.3926 | 213257.1484 | 295913.68 | 4 | 358402.7026 | 233202.7274 | 37 | 28913.8722 | 20602.6444 | 1 | 2287.9465 | 1274.9297 | 1 | 55224.0271 | 2759.6267 | 561745.3053 | 2481.9025 | 99241.8476 | 984.2335 | 2649.2793 | 26.7637 | 35831.6174 | 318.505 | 0 | 90661.8607 | 81.91% | 18.09% | 13116.8318 | 0 | 1184.5406 | 21.365 | 582.3689 | 1715.861 | 1730.556 | 263.5118 | 11625.2126 | 35407.9766 | 423619.2327 | 470652.4218 | 1651588.6498 | 2125874.1234 | 4.461% | 2225138.3122
LOCAUX MEDICAUX #482 | TERTIAIRE | LOCAUX MEDICAUX | 13222.4592 | 2019 | 38176.5843 | 37931.9079 | 2500 | 2 | 21024.3009 | 6759.8548 | 380796.2172 | 382465.2409 | 4 | 422470.7457 | 365071.0282 | 48 | 36605.4217 | 26850.4854 | 1 | 3130.0707 | 1194.1899 | 1 | 76867.8379 | 3173.2088 | 679002.3998 | 2685.9672 | 104589.8005 | 1038.1824 | 3817.3299 | 21.5039 | 57276.8749 | 336.4852 | 0 | 155885.8739 | 78.27% | 21.73% | 14314.3344 | 0 | 1864.2728 | 29.7414 | 701.1784 | 2294.6938 | 2142.3734 | 323.3072 | 21448.8713 | 49497.346 | 551083.5413 | 622029.7586 | 2178946.9636 | 2805724.4998 | 6.925% | 3014464.3166
LOCAUX MEDICAUX #483 | TERTIAIRE | LOCAUX MEDICAUX | 27754.6634 | 2010 | 87471.9081 | 60292.4269 | 2500 | 2 | 22901.5291 | 11877.8156 | 490284.0412 | 600991.2279 | 13 | 899577.0528 | 467198.3203 | 106 | 44415.6251 | 40330.3766 | 1 | 3886.7245 | 2101.721 | 2 | 129710.7554 | 7745.9574 | 1221941.4027 | 5168.982 | 208548.5978 | 2314.0876 | 7426.7916 | 47.3949 | 86256.7212 | 536.8308 | 0 | 279192.0291 | 92.59% | 7.413% | 26113.3578 | 0 | 2845.4623 | 54.0147 | 1088.5898 | 4775.979 | 4670.3252 | 694.0624 | 26033.121 | 88356.0221 | 934650.9986 | 1049040.1417 | 3825590.1816 | 4880205.3002 | 5.978% | 5190467.2351
LOCAUX MEDICAUX #484 | TERTIAIRE | LOCAUX MEDICAUX | 26982.7444 | 2012 | 85932.6309 | 69610.1998 | 2500 | 2 | 23911.9836 | 13237.6915 | 661156.8356 | 550410.1884 | 10 | 1047060.4239 | 421481.4467 | 97 | 72498.8141 | 56389.1441 | 1 | 5196.8592 | 2565.1941 | 2 | 128785.5517 | 7998.3698 | 1329329.4143 | 4019.7138 | 222475.4167 | 2251.5327 | 7092.5243 | 52.7812 | 96295.1136 | 741.3267 | 0 | 268490.596 | 75.65% | 24.35% | 24779.6834 | 0 | 2770.9041 | 42.1702 | 1133.2695 | 4192.4776 | 3929.8211 | 479.9012 | 36995.932 | 72235.0822 | 1129798.3973 | 1239029.4114 | 4320777.2891 | 5565532.1287 | 7.802% | 6036482.449
LOCAUX MEDICAUX #485 | TERTIAIRE | LOCAUX MEDICAUX | 13104.9537 | 2018 | 46676.7758 | 34644.1131 | 2500 | 2 | 18674.9001 | 6906.9645 | 295226.6793 | 429302.4045 | 6 | 401784.5114 | 256830.4027 | 50 | 35889.6273 | 27221.0373 | 1 | 2539.5488 | 1266.2625 | 1 | 66839.5614 | 3872.0167 | 650798.8016 | 2593.2415 | 99748.0299 | 1024.378 | 3249.6271 | 30.1906 | 50065.0965 | 319.6888 | 0 | 137671.3775 | 79.51% | 20.49% | 13991.7088 | 0 | 1247.855 | 23.3253 | 502.0843 | 1597.1828 | 1561.3197 | 347.5958 | 15504.8648 | 38432.0076 | 576330.898 | 630267.7705 | 1981111.3263 | 2615423.8289 | 8.88% | 2870319.8741
LOCAUX MEDICAUX #486 | TERTIAIRE | LOCAUX MEDICAUX | 21087.4254 | 2013 | 73019.2897 | 64016.8142 | 2500 | 2 | 20805.8043 | 10567.2129 | 437171.4982 | 606153.554 | 9 | 659719.6279 | 368654.2257 | 87 | 54734.4548 | 34652.1302 | 1 | 2945.3989 | 1719.4267 | 1 | 98956.6009 | 4723.7399 | 800078.3355 | 4272.8473 | 149739.9144 | 1384.6923 | 6878.0081 | 36.1699 | 86679.1681 | 647.2 | 0 | 232062.5956 | 80.95% | 19.05% | 23661.4703 | 0 | 2811.4564 | 44.0553 | 1078.1803 | 3099.8074 | 2556.2004 | 379.0001 | 33074.4297 | 71314.6494 | 853827.8285 | 958216.9076 | 2918889.738 | 3882921.6439 | 5.125% | 4092685.4972
LOCAUX MEDICAUX #487 | TERTIAIRE | LOCAUX MEDICAUX | 21243.6509 | 2022 | 76714.4793 | 89413.7983 | 2500 | 4 | 19868.2116 | 13129.0698 | 624174.1396 | 782379.0594 | 10 | 848044.9184 | 623959.7106 | 86 | 67418.9575 | 44514.21 | 1 | 3623.655 | 2405.3566 | 1 | 105533.2777 | 4340.7593 | 1337474.9236 | 3479.2928 | 208363.0258 | 1770.2662 | 5856.9425 | 36.7968 | 101848.0682 | 665.1241 | 0 | 258742.6622 | 94.83% | 5.169% | 16606.2026 | 0 | 3048.2828 | 38.7511 | 791.6263 | 3037.0632 | 3952.5415 | 551.4175 | 39109.5464 | 83981.7194 | 777481.5284 | 900572.7941 | 4058593.6826 | 4966921.5523 | 5.522% | 5257228.0875
LOCAUX MEDICAUX #488 | TERTIAIRE | LOCAUX MEDICAUX | 33505.0785 | 2006 | 80912.1708 | 89060.9263 | 2500 | 2 | 24107.5387 | 14445.4887 | 693268.6589 | 861462.1841 | 11 | 962759.9569 | 581191.7477 | 125 | 50717.4634 | 61661.1135 | 2 | 5166.5268 | 2997.4909 | 2 | 178600.1779 | 6873.428 | 936540.1917 | 6592.4749 | 236076.0969 | 2679.8649 | 8816.4494 | 79.615 | 114032.5058 | 811.5257 | 0 | 314126.9943 | 82.92% | 17.08% | 35588.9201 | 0 | 3846.3899 | 61.0214 | 1737.7985 | 4118.5933 | 5404.6129 | 765.2366 | 27139.3695 | 88907.3634 | 1019927.8524 | 1135974.5854 | 3988341.2206 | 5130982.1249 | 4.601% | 5378422.7156
LOCAUX MEDICAUX #489 | TERTIAIRE | LOCAUX MEDICAUX | 31340.7761 | 2018 | 110880.9859 | 108115.2446 | 2500 | 4 | 21978.5496 | 12539.8799 | 689560.3477 | 801480.8497 | 10 | 1405084.4715 | 794935.6265 | 124 | 81709.5905 | 58787.1445 | 2 | 6359.2905 | 4175.0236 | 2 | 189179.8002 | 7714.2613 | 1498570.6603 | 6164.5417 | 221302.5707 | 2138.9565 | 7178.4545 | 68.053 | 128090.3777 | 910.478 | 0 | 285760.9669 | 92.23% | 7.772% | 34630.2607 | 0 | 3732.9216 | 54.2082 | 1131.5772 | 3936.6606 | 4780.3569 | 651.779 | 40321.6312 | 111527.334 | 1132416.2574 | 1284265.2227 | 5141534.9337 | 6433496.9416 | 7.226% | 6934620.3888
LOCAUX MEDICAUX #490 | TERTIAIRE | LOCAUX MEDICAUX | 27703.5277 | 2011 | 77665.2625 | 69193.5354 | 2500 | 2 | 19582.4609 | 9567.4982 | 721616.7029 | 614233.2647 | 13 | 1108955.4071 | 415139.6684 | 71 | 51791.6949 | 37185.9816 | 1 | 5438.9303 | 2601.2321 | 2 | 150174.0912 | 5859.1937 | 1184594.5287 | 4858.0966 | 209320.2683 | 1693.7747 | 8932.4739 | 49.4539 | 112171.7806 | 861.7905 | 0 | 328379.341 | 71.58% | 28.42% | 31141.4456 | 0 | 3040.1621 | 63.1298 | 1221.3078 | 4552.2214 | 5061.0662 | 530.8688 | 30529.218 | 96330.9974 | 1261202.9785 | 1388063.1939 | 4371896.1204 | 5767940.6487 | 7.215% | 6216483.1232
LOCAUX MEDICAUX #491 | TERTIAIRE | LOCAUX MEDICAUX | 27360.0765 | 2009 | 68579.5892 | 74195.3719 | 2500 | 2 | 22938.7237 | 8443.8463 | 471438.2439 | 762878.2337 | 12 | 785980.5676 | 422735.1068 | 89 | 65871.5501 | 47995.8314 | 1 | 4767.6713 | 2168.8042 | 1 | 152302.9521 | 6745.6475 | 1001572.0401 | 6761.9597 | 224355.3908 | 1860.1065 | 8765.4755 | 51.0394 | 72116.7554 | 828.6593 | 0 | 239807.2888 | 86.23% | 13.77% | 31900.2003 | 0 | 2659.7646 | 43.5869 | 1238.2239 | 3910.9169 | 4930.7142 | 491.0705 | 36454.948 | 77131.2343 | 902071.133 | 1015657.3153 | 3452389.7041 | 4473019.7641 | 5.911% | 4754020.2379
LOCAUX MEDICAUX #492 | TERTIAIRE | LOCAUX MEDICAUX | 16024.1425 | 2009 | 46970.3916 | 47513.439 | 2500 | 2 | 19180.5535 | 6194.3571 | 358470.581 | 376754.7913 | 6 | 610331.3688 | 257593.2503 | 60 | 36166.585 | 29258.0568 | 1 | 3059.0815 | 1120.5252 | 1 | 94005.2799 | 3988.7245 | 756783.3254 | 2396.1584 | 87304.7096 | 1097.3702 | 4508.3791 | 26.8989 | 56610.9393 | 375.9072 | 0 | 118380.6004 | 90.24% | 9.764% | 13617.9399 | 0 | 2017.321 | 24.1012 | 820.5406 | 2986.3801 | 2564.5422 | 354.7732 | 13848.9086 | 41576.8092 | 751437.8653 | 806863.5831 | 2395688.786 | 3206944.3606 | 4.861% | 3370787.8487
LOCAUX MEDICAUX #493 | TERTIAIRE | LOCAUX MEDICAUX | 15851.4325 | 2021 | 52492.7584 | 43823.3428 | 2500 | 2 | 24851.0528 | 6018.1464 | 441262.4249 | 440957.9336 | 8 | 781869.1227 | 311733.3299 | 66 | 34397.3349 | 35341.1402 | 1 | 2973.2218 | 1964.6472 | 1 | 80918.8675 | 5146.3442 | 992524.1401 | 2622.6658 | 124648.9084 | 1376.9235 | 4125.6258 | 36.0484 | 73075.9917 | 344.4463 | 0 | 202974.2725 | 81.11% | 18.89% | 14005.3271 | 0 | 1990.0347 | 34.1155 | 630.412 | 2316.7997 | 2184.986 | 274.729 | 25469.8999 | 57782.4059 | 720840.2775 | 804092.5833 | 3070281.2302 | 3878220.3378 | 5.009% | 4082703.4722
LOCAUX MEDICAUX #494 | TERTIAIRE | LOCAUX MEDICAUX | 8069.1958 | 2016 | 30406.9793 | 28844.9412 | 1600 | 2 | 12445.8468 | 3347.0251 | 217606.0044 | 268088.6712 | 3 | 240848.2599 | 154845.3135 | 34 | 18699.0028 | 16954.6106 | 0 | 1853.3348 | 870.4461 | 0 | 41630.8987 | 1967.4289 | 369410.3001 | 1816.4479 | 52053.9429 | 510.147 | 2163.7248 | 13.5722 | 22450.3032 | 231.2682 | 0 | 98204.5193 | 91.07% | 8.934% | 8696.7083 | 0 | 1072.2866 | 16.2362 | 285.3344 | 988.1279 | 1275.3948 | 180.1698 | 12785.3079 | 20471.1777 | 289459.1418 | 322715.6274 | 1219182.218 | 1544411.7698 | 7.271% | 1665502.1187
LOCAUX MEDICAUX #495 | TERTIAIRE | LOCAUX MEDICAUX | 21462.1173 | 2015 | 66530.1711 | 63589.5233 | 2500 | 2 | 23479.4007 | 11089.8447 | 588411.3468 | 639830.9127 | 11 | 604014.6926 | 430525.8876 | 58 | 59620.0981 | 36790.3913 | 1 | 3312.1479 | 2528.1045 | 2 | 138014.8625 | 5580.6274 | 792286.8671 | 3302.8025 | 173123.7234 | 1698.3617 | 6760.9463 | 52.3272 | 59329.0062 | 505.9453 | 0 | 254181.6474 | 76.51% | 23.49% | 26075.5993 | 0 | 3190.1171 | 48.8804 | 756.9236 | 3735.9388 | 2879.554 | 479.6735 | 34354.5637 | 63181.1068 | 665870.6552 | 763406.3258 | 3062544.0587 | 3831619.4103 | 2.818% | 3942725.5375
LOCAUX MEDICAUX #496 | TERTIAIRE | LOCAUX MEDICAUX | 12448.5897 | 2017 | 34628.896 | 32276.1441 | 2500 | 2 | 23221.6513 | 5617.3671 | 329779.5414 | 327498.1761 | 6 | 405269.7966 | 283201.3068 | 34 | 24057.3027 | 25040.3752 | 1 | 2130.694 | 1562.0286 | 1 | 65744.0407 | 3607.1965 | 443388.4301 | 2565.1501 | 106346.4748 | 1037.4668 | 3455.1698 | 25.7195 | 41199.1381 | 330.0952 | 0 | 149228.2524 | 82.47% | 17.53% | 11380.4267 | 0 | 1752.6997 | 19.7848 | 623.3186 | 2250.2438 | 1709.7907 | 279.204 | 14091.7372 | 46560.4785 | 443017.5003 | 503669.7161 | 1789738.8476 | 2297603.4582 | 9.465% | 2537807.6218
LOCAUX MEDICAUX #497 | TERTIAIRE | LOCAUX MEDICAUX | 17787.5711 | 2012 | 44877.4333 | 57546.4186 | 2500 | 2 | 20951.9135 | 6070.1227 | 383409.8963 | 498112.6539 | 6 | 670976.2956 | 284515.5499 | 51 | 33102.1935 | 27288.7252 | 1 | 2370.3759 | 1449.7526 | 1 | 98629.3503 | 4804.6925 | 774085.7141 | 4184.1027 | 141740.5847 | 1061.2629 | 5571.374 | 43.7946 | 58601.2089 | 435.6132 | 0 | 216008.4466 | 76.66% | 23.34% | 16779.8089 | 0 | 2139.3006 | 36.8052 | 766.7246 | 2237.0887 | 3170.6826 | 369.0509 | 21559.7389 | 58474.2922 | 729527.1051 | 809561.1362 | 2700316.0471 | 3514154.6803 | 5.958% | 3736781.2851
LOCAUX MEDICAUX #498 | TERTIAIRE | LOCAUX MEDICAUX | 17207.0746 | 2007 | 49807.6593 | 50323.8076 | 2500 | 2 | 18682.7791 | 7436.5774 | 397767.5792 | 510804.0294 | 8 | 497734.0125 | 254465.287 | 55 | 37518.087 | 30883.655 | 1 | 2585.8708 | 1405.372 | 1 | 92880.3129 | 5485.1804 | 768547.1162 | 3488.5368 | 116280.4609 | 1613.1434 | 5606.22 | 37.1803 | 46975.605 | 334.2953 | 0 | 150441.4363 | 80.08% | 19.92% | 15051.1737 | 0 | 2228.5159 | 33.6352 | 852.1927 | 2956.9499 | 3111.8885 | 349.3487 | 16131.8509 | 39513.6542 | 544777.9574 | 600423.4624 | 2392633.2475 | 2997811.0107 | 7.623% | 3245204.3509
LOCAUX MEDICAUX #499 | TERTIAIRE | LOCAUX MEDICAUX | 31270.5915 | 2016 | 80300.0494 | 88713.3509 | 2500 | 2 | 20360.6868 | 13170.4305 | 861021.5909 | 978784.5355 | 10 | 893616.6816 | 526156.6952 | 104 | 56015.8235 | 67234.1708 | 2 | 7431.8003 | 4032.7215 | 2 | 200384.7264 | 8369.6274 | 1590933.2114 | 4660.5688 | 200566.1571 | 2957.7615 | 9539.8911 | 58.9269 | 88239.4284 | 911.1297 | 0 | 397110.2968 | 85.87% | 14.13% | 23448.4302 | 0 | 3650.21 | 59.8743 | 1735.2406 | 5570.4034 | 5205.6663 | 674.4648 | 43685.2114 | 114244.7386 | 1439009.7283 | 1596939.6783 | 4874086.1047 | 6477579.0522 | 6.29% | 6912346.1098
LOCAUX MEDICAUX #500 | TERTIAIRE | LOCAUX MEDICAUX | 8783.8454 | 2009 | 19287.6451 | 23076.7703 | 1600 | 2 | 12270.2758 | 2658.3779 | 160127.6026 | 185120.6776 | 3 | 286803.1817 | 121039.4476 | 36 | 15661.6997 | 11847.966 | 1 | 1131.1768 | 720.2391 | 0 | 51484.6419 | 2190.3524 | 431412.7054 | 1441.6664 | 52811.971 | 690.0793 | 2144.2246 | 18.9935 | 30441.749 | 180.036 | 0 | 82932.3682 | 81.13% | 18.87% | 9763.1085 | 0 | 1289.2892 | 18.8056 | 306.4359 | 1358.483 | 1182.0404 | 210.9693 | 8006.4556 | 26316.6843 | 324555.1671 | 358878.307 | 1253560.9636 | 1614153.8256 | 3.487% | 1672465.4696